## Summary
This Relative Exposure Index Calculator has been developed to assess the Relative Exposure Index (REI) of far field (> 2 m) indoor transmission of SARS-CoV-2 encapsulated in respiratory droplets that are small enough to become airborne, as described in Modelling uncertainty in the relative risk of exposure to the SARS-CoV-2 virus by airborne aerosol transmission in well mixed air in buildings (Jones et al., 2021).
It does not consider the risk of transmission via other pathways, and should be used in conjunction with government guidance. It models the relative exposure risk in a space, not absolute infection risk; this will be dependent upon community infection rates, virus variant and individual susceptibility.
REI values in excess of 1.0 demonstrate that the risk of a person in a space being exposed to SARS-CoV-2 is higher than the base case scenario. An REI of 1.0 does not indicate safety; it is a method used to compare the impact of various mitigations, such as reduced exposure time, increased ventilation and the addition of an air cleaning device.
A simple calculation can be achieved using the 'Input' tab. This allows users to input the elements a space: dimensions, number of occupants, breathing rate, respiratory activity (the amount of time spent breathing, talking or vocalising, respectively), occupation time and ventilation provision. The ventilation equivalent flow of the proposed air cleaning system can then be entered, and the median improvement on exposure risk is calculated. The REI is a measure of relative exposure in relation to the reference basecase scenario of a UK junior school classroom occupied for seven hours and ventilated at five litres per second per person. The breathing rate is assumed to be that of a seated child whose respiritory activity is 75% breathing and 25% talking.
A more complex calculation can be achieved using the two 'Scenario' tabs, which can be compared to assess the impact of mitigation measures in reducing relative risk of secondary transmissions. This allows an assessment of the exposure risk to susceptible persons sharing the space with a single infected person (although this assumption can be edited for each scenario), and therefore assumes no risk to an indoor space occupied by a single person.
These calculations should be used with caution for large spaces (> 1000m3), where it should not be assumed that the air is fully mixed.
Further information is available in COVID-19: Air cleaning technologies (CIBSE, 2021) and Modelling uncertainty in the relative risk of exposure to the SARS-CoV-2 virus by airborne aerosol transmission in buildings (Jones et al., 2021). Please see the 'References' tab for additional resources consulted in the production of this digital tool.

## Input
Input
| without air cleaner | with air cleaner
Room width (m) | 7.42 | 7.42
Room length (m) | 7.42 | 7.42
Room height (m) | 2.7 | 2.7
Number of occupants | 32 | 32
Breathing rate | Children sitting | Children sitting
Respiratory activity: Breathing | 75 | 75
Respiratory activity: Talking | 25 | 25
Respiratory activity: Vocalising
Occupation time (hours) | 7 | 7
Air change rate (ach)
Ventilation rate (l/s/person) | 5 | 10
Ventilation rate (l/s)
Air cleaner equivalent ventilation rate (ach)
Air cleaner equivalent ventilation rate (l/s)
REI | 1.0068 | 0.54175
Median REI Improvement |  | 46.19%
Uncertainties are modelled and shown in the above box whisker plot.
The central line in the box represents the median expected REI value;
the box represents the 50% confidence intervals;
and the whiskers represent the 95% confidence limits.
The uncertainties are calculated by modelling 10,000 occurrences using a Monte Carlo simulation, hence there will be slight changes in REI absolute values each time the model is used.
The REI below is generated using the novel emission formula described in Modelling uncertainty in the relative risk of exposure to the SARS-CoV-2 virus by airborne aerosol transmission in well mixed air in buildings (Jones et al., 2021), and makes the same assumptions with respect to viral decay and momentum deposition as the reference case described in this paper.
The model assumes that there is one infected person in the space, and that occupants are sharing the space with the infected person for the duration of the occupation time.

## Scenario 1
Scenario 1
Variable |  | Distribution | mu_min_const | sigma_max | Units | Notes |  | 1 | 2 | 3 | 4 | 5 | 6 | 7 | 8 | 9 | 10 | 11 | 12 | 13 | 14 | 15 | 16 | 17 | 18 | 19 | 20 | 21 | 22 | 23 | 24 | 25 | 26 | 27 | 28 | 29 | 30 | 31 | 32 | 33 | 34 | 35 | 36 | 37 | 38 | 39 | 40 | 41 | 42 | 43 | 44 | 45 | 46 | 47 | 48 | 49 | 50 | 51 | 52 | 53 | 54 | 55 | 56 | 57 | 58 | 59 | 60 | 61 | 62 | 63 | 64 | 65 | 66 | 67 | 68 | 69 | 70 | 71 | 72 | 73 | 74 | 75 | 76 | 77 | 78 | 79 | 80 | 81 | 82 | 83 | 84 | 85 | 86 | 87 | 88 | 89 | 90 | 91 | 92 | 93 | 94 | 95 | 96 | 97 | 98 | 99 | 100 | 101 | 102 | 103 | 104 | 105 | 106 | 107 | 108 | 109 | 110 | 111 | 112 | 113 | 114 | 115 | 116 | 117 | 118 | 119 | 120 | 121 | 122 | 123 | 124 | 125 | 126 | 127 | 128 | 129 | 130 | 131 | 132 | 133 | 134 | 135 | 136 | 137 | 138 | 139 | 140 | 141 | 142 | 143 | 144 | 145 | 146 | 147 | 148 | 149 | 150 | 151 | 152 | 153 | 154 | 155 | 156 | 157 | 158 | 159 | 160 | 161 | 162 | 163 | 164 | 165 | 166 | 167 | 168 | 169 | 170 | 171 | 172 | 173 | 174 | 175 | 176 | 177 | 178 | 179 | 180 | 181 | 182 | 183 | 184 | 185 | 186 | 187 | 188 | 189 | 190 | 191 | 192 | 193 | 194 | 195 | 196 | 197 | 198 | 199 | 200 | 201 | 202 | 203 | 204 | 205 | 206 | 207 | 208 | 209 | 210 | 211 | 212 | 213 | 214 | 215 | 216 | 217 | 218 | 219 | 220 | 221 | 222 | 223 | 224 | 225 | 226 | 227 | 228 | 229 | 230 | 231 | 232 | 233 | 234 | 235 | 236 | 237 | 238 | 239 | 240 | 241 | 242 | 243 | 244 | 245 | 246 | 247 | 248 | 249 | 250 | 251 | 252 | 253 | 254 | 255 | 256 | 257 | 258 | 259 | 260 | 261 | 262 | 263 | 264 | 265 | 266 | 267 | 268 | 269 | 270 | 271 | 272 | 273 | 274 | 275 | 276 | 277 | 278 | 279 | 280 | 281 | 282 | 283 | 284 | 285 | 286 | 287 | 288 | 289 | 290 | 291 | 292 | 293 | 294 | 295 | 296 | 297 | 298 | 299 | 300 | 301 | 302 | 303 | 304 | 305 | 306 | 307 | 308 | 309 | 310 | 311 | 312 | 313 | 314 | 315 | 316 | 317 | 318 | 319 | 320 | 321 | 322 | 323 | 324 | 325 | 326 | 327 | 328 | 329 | 330 | 331 | 332 | 333 | 334 | 335 | 336 | 337 | 338 | 339 | 340 | 341 | 342 | 343 | 344 | 345 | 346 | 347 | 348 | 349 | 350 | 351 | 352 | 353 | 354 | 355 | 356 | 357 | 358 | 359 | 360 | 361 | 362 | 363 | 364 | 365 | 366 | 367 | 368 | 369 | 370 | 371 | 372 | 373 | 374 | 375 | 376 | 377 | 378 | 379 | 380 | 381 | 382 | 383 | 384 | 385 | 386 | 387 | 388 | 389 | 390 | 391 | 392 | 393 | 394 | 395 | 396 | 397 | 398 | 399 | 400 | 401 | 402 | 403 | 404 | 405 | 406 | 407 | 408 | 409 | 410 | 411 | 412 | 413 | 414 | 415 | 416 | 417 | 418 | 419 | 420 | 421 | 422 | 423 | 424 | 425 | 426 | 427 | 428 | 429 | 430 | 431 | 432 | 433 | 434 | 435 | 436 | 437 | 438 | 439 | 440 | 441 | 442 | 443 | 444 | 445 | 446 | 447 | 448 | 449 | 450 | 451 | 452 | 453 | 454 | 455 | 456 | 457 | 458 | 459 | 460 | 461 | 462 | 463 | 464 | 465 | 466 | 467 | 468 | 469 | 470 | 471 | 472 | 473 | 474 | 475 | 476 | 477 | 478 | 479 | 480 | 481 | 482 | 483 | 484 | 485 | 486 | 487 | 488 | 489 | 490 | 491 | 492 | 493 | 494 | 495 | 496 | 497 | 498 | 499 | 500 | 501 | 502 | 503 | 504 | 505 | 506 | 507 | 508 | 509 | 510 | 511 | 512 | 513 | 514 | 515 | 516 | 517 | 518 | 519 | 520 | 521 | 522 | 523 | 524 | 525 | 526 | 527 | 528 | 529 | 530 | 531 | 532 | 533 | 534 | 535 | 536 | 537 | 538 | 539 | 540 | 541 | 542 | 543 | 544 | 545 | 546 | 547 | 548 | 549 | 550 | 551 | 552 | 553 | 554 | 555 | 556 | 557 | 558 | 559 | 560 | 561 | 562 | 563 | 564 | 565 | 566 | 567 | 568 | 569 | 570 | 571 | 572 | 573 | 574 | 575 | 576 | 577 | 578 | 579 | 580 | 581 | 582 | 583 | 584 | 585 | 586 | 587 | 588 | 589 | 590 | 591 | 592 | 593 | 594 | 595 | 596 | 597 | 598 | 599 | 600 | 601 | 602 | 603 | 604 | 605 | 606 | 607 | 608 | 609 | 610 | 611 | 612 | 613 | 614 | 615 | 616 | 617 | 618 | 619 | 620 | 621 | 622 | 623 | 624 | 625 | 626 | 627 | 628 | 629 | 630 | 631 | 632 | 633 | 634 | 635 | 636 | 637 | 638 | 639 | 640 | 641 | 642 | 643 | 644 | 645 | 646 | 647 | 648 | 649 | 650 | 651 | 652 | 653 | 654 | 655 | 656 | 657 | 658 | 659 | 660 | 661 | 662 | 663 | 664 | 665 | 666 | 667 | 668 | 669 | 670 | 671 | 672 | 673 | 674 | 675 | 676 | 677 | 678 | 679 | 680 | 681 | 682 | 683 | 684 | 685 | 686 | 687 | 688 | 689 | 690 | 691 | 692 | 693 | 694 | 695 | 696 | 697 | 698 | 699 | 700 | 701 | 702 | 703 | 704 | 705 | 706 | 707 | 708 | 709 | 710 | 711 | 712 | 713 | 714 | 715 | 716 | 717 | 718 | 719 | 720 | 721 | 722 | 723 | 724 | 725 | 726 | 727 | 728 | 729 | 730 | 731 | 732 | 733 | 734 | 735 | 736 | 737 | 738 | 739 | 740 | 741 | 742 | 743 | 744 | 745 | 746 | 747 | 748 | 749 | 750 | 751 | 752 | 753 | 754 | 755 | 756 | 757 | 758 | 759 | 760 | 761 | 762 | 763 | 764 | 765 | 766 | 767 | 768 | 769 | 770 | 771 | 772 | 773 | 774 | 775 | 776 | 777 | 778 | 779 | 780 | 781 | 782 | 783 | 784 | 785 | 786 | 787 | 788 | 789 | 790 | 791 | 792 | 793 | 794 | 795 | 796 | 797 | 798 | 799 | 800 | 801 | 802 | 803 | 804 | 805 | 806 | 807 | 808 | 809 | 810 | 811 | 812 | 813 | 814 | 815 | 816 | 817 | 818 | 819 | 820 | 821 | 822 | 823 | 824 | 825 | 826 | 827 | 828 | 829 | 830 | 831 | 832 | 833 | 834 | 835 | 836 | 837 | 838 | 839 | 840 | 841 | 842 | 843 | 844 | 845 | 846 | 847 | 848 | 849 | 850 | 851 | 852 | 853 | 854 | 855 | 856 | 857 | 858 | 859 | 860 | 861 | 862 | 863 | 864 | 865 | 866 | 867 | 868 | 869 | 870 | 871 | 872 | 873 | 874 | 875 | 876 | 877 | 878 | 879 | 880 | 881 | 882 | 883 | 884 | 885 | 886 | 887 | 888 | 889 | 890 | 891 | 892 | 893 | 894 | 895 | 896 | 897 | 898 | 899 | 900 | 901 | 902 | 903 | 904 | 905 | 906 | 907 | 908 | 909 | 910 | 911 | 912 | 913 | 914 | 915 | 916 | 917 | 918 | 919 | 920 | 921 | 922 | 923 | 924 | 925 | 926 | 927 | 928 | 929 | 930 | 931 | 932 | 933 | 934 | 935 | 936 | 937 | 938 | 939 | 940 | 941 | 942 | 943 | 944 | 945 | 946 | 947 | 948 | 949 | 950 | 951 | 952 | 953 | 954 | 955 | 956 | 957 | 958 | 959 | 960 | 961 | 962 | 963 | 964 | 965 | 966 | 967 | 968 | 969 | 970 | 971 | 972 | 973 | 974 | 975 | 976 | 977 | 978 | 979 | 980 | 981 | 982 | 983 | 984 | 985 | 986 | 987 | 988 | 989 | 990 | 991 | 992 | 993 | 994 | 995 | 996 | 997 | 998 | 999 | 1000 | 1001 | 1002 | 1003 | 1004 | 1005 | 1006 | 1007 | 1008 | 1009 | 1010 | 1011 | 1012 | 1013 | 1014 | 1015 | 1016 | 1017 | 1018 | 1019 | 1020 | 1021 | 1022 | 1023 | 1024 | 1025 | 1026 | 1027 | 1028 | 1029 | 1030 | 1031 | 1032 | 1033 | 1034 | 1035 | 1036 | 1037 | 1038 | 1039 | 1040 | 1041 | 1042 | 1043 | 1044 | 1045 | 1046 | 1047 | 1048 | 1049 | 1050 | 1051 | 1052 | 1053 | 1054 | 1055 | 1056 | 1057 | 1058 | 1059 | 1060 | 1061 | 1062 | 1063 | 1064 | 1065 | 1066 | 1067 | 1068 | 1069 | 1070 | 1071 | 1072 | 1073 | 1074 | 1075 | 1076 | 1077 | 1078 | 1079 | 1080 | 1081 | 1082 | 1083 | 1084 | 1085 | 1086 | 1087 | 1088 | 1089 | 1090 | 1091 | 1092 | 1093 | 1094 | 1095 | 1096 | 1097 | 1098 | 1099 | 1100 | 1101 | 1102 | 1103 | 1104 | 1105 | 1106 | 1107 | 1108 | 1109 | 1110 | 1111 | 1112 | 1113 | 1114 | 1115 | 1116 | 1117 | 1118 | 1119 | 1120 | 1121 | 1122 | 1123 | 1124 | 1125 | 1126 | 1127 | 1128 | 1129 | 1130 | 1131 | 1132 | 1133 | 1134 | 1135 | 1136 | 1137 | 1138 | 1139 | 1140 | 1141 | 1142 | 1143 | 1144 | 1145 | 1146 | 1147 | 1148 | 1149 | 1150 | 1151 | 1152 | 1153 | 1154 | 1155 | 1156 | 1157 | 1158 | 1159 | 1160 | 1161 | 1162 | 1163 | 1164 | 1165 | 1166 | 1167 | 1168 | 1169 | 1170 | 1171 | 1172 | 1173 | 1174 | 1175 | 1176 | 1177 | 1178 | 1179 | 1180 | 1181 | 1182 | 1183 | 1184 | 1185 | 1186 | 1187 | 1188 | 1189 | 1190 | 1191 | 1192 | 1193 | 1194 | 1195 | 1196 | 1197 | 1198 | 1199 | 1200 | 1201 | 1202 | 1203 | 1204 | 1205 | 1206 | 1207 | 1208 | 1209 | 1210 | 1211 | 1212 | 1213 | 1214 | 1215 | 1216 | 1217 | 1218 | 1219 | 1220 | 1221 | 1222 | 1223 | 1224 | 1225 | 1226 | 1227 | 1228 | 1229 | 1230 | 1231 | 1232 | 1233 | 1234 | 1235 | 1236 | 1237 | 1238 | 1239 | 1240 | 1241 | 1242 | 1243 | 1244 | 1245 | 1246 | 1247 | 1248 | 1249 | 1250 | 1251 | 1252 | 1253 | 1254 | 1255 | 1256 | 1257 | 1258 | 1259 | 1260 | 1261 | 1262 | 1263 | 1264 | 1265 | 1266 | 1267 | 1268 | 1269 | 1270 | 1271 | 1272 | 1273 | 1274 | 1275 | 1276 | 1277 | 1278 | 1279 | 1280 | 1281 | 1282 | 1283 | 1284 | 1285 | 1286 | 1287 | 1288 | 1289 | 1290 | 1291 | 1292 | 1293 | 1294 | 1295 | 1296 | 1297 | 1298 | 1299 | 1300 | 1301 | 1302 | 1303 | 1304 | 1305 | 1306 | 1307 | 1308 | 1309 | 1310 | 1311 | 1312 | 1313 | 1314 | 1315 | 1316 | 1317 | 1318 | 1319 | 1320 | 1321 | 1322 | 1323 | 1324 | 1325 | 1326 | 1327 | 1328 | 1329 | 1330 | 1331 | 1332 | 1333 | 1334 | 1335 | 1336 | 1337 | 1338 | 1339 | 1340 | 1341 | 1342 | 1343 | 1344 | 1345 | 1346 | 1347 | 1348 | 1349 | 1350 | 1351 | 1352 | 1353 | 1354 | 1355 | 1356 | 1357 | 1358 | 1359 | 1360 | 1361 | 1362 | 1363 | 1364 | 1365 | 1366 | 1367 | 1368 | 1369 | 1370 | 1371 | 1372 | 1373 | 1374 | 1375 | 1376 | 1377 | 1378 | 1379 | 1380 | 1381 | 1382 | 1383 | 1384 | 1385 | 1386 | 1387 | 1388 | 1389 | 1390 | 1391 | 1392 | 1393 | 1394 | 1395 | 1396 | 1397 | 1398 | 1399 | 1400 | 1401 | 1402 | 1403 | 1404 | 1405 | 1406 | 1407 | 1408 | 1409 | 1410 | 1411 | 1412 | 1413 | 1414 | 1415 | 1416 | 1417 | 1418 | 1419 | 1420 | 1421 | 1422 | 1423 | 1424 | 1425 | 1426 | 1427 | 1428 | 1429 | 1430 | 1431 | 1432 | 1433 | 1434 | 1435 | 1436 | 1437 | 1438 | 1439 | 1440 | 1441 | 1442 | 1443 | 1444 | 1445 | 1446 | 1447 | 1448 | 1449 | 1450 | 1451 | 1452 | 1453 | 1454 | 1455 | 1456 | 1457 | 1458 | 1459 | 1460 | 1461 | 1462 | 1463 | 1464 | 1465 | 1466 | 1467 | 1468 | 1469 | 1470 | 1471 | 1472 | 1473 | 1474 | 1475 | 1476 | 1477 | 1478 | 1479 | 1480 | 1481 | 1482 | 1483 | 1484 | 1485 | 1486 | 1487 | 1488 | 1489 | 1490 | 1491 | 1492 | 1493 | 1494 | 1495 | 1496 | 1497 | 1498 | 1499 | 1500 | 1501 | 1502 | 1503 | 1504 | 1505 | 1506 | 1507 | 1508 | 1509 | 1510 | 1511 | 1512 | 1513 | 1514 | 1515 | 1516 | 1517 | 1518 | 1519 | 1520 | 1521 | 1522 | 1523 | 1524 | 1525 | 1526 | 1527 | 1528 | 1529 | 1530 | 1531 | 1532 | 1533 | 1534 | 1535 | 1536 | 1537 | 1538 | 1539 | 1540 | 1541 | 1542 | 1543 | 1544 | 1545 | 1546 | 1547 | 1548 | 1549 | 1550 | 1551 | 1552 | 1553 | 1554 | 1555 | 1556 | 1557 | 1558 | 1559 | 1560 | 1561 | 1562 | 1563 | 1564 | 1565 | 1566 | 1567 | 1568 | 1569 | 1570 | 1571 | 1572 | 1573 | 1574 | 1575 | 1576 | 1577 | 1578 | 1579 | 1580 | 1581 | 1582 | 1583 | 1584 | 1585 | 1586 | 1587 | 1588 | 1589 | 1590 | 1591 | 1592 | 1593 | 1594 | 1595 | 1596 | 1597 | 1598 | 1599 | 1600 | 1601 | 1602 | 1603 | 1604 | 1605 | 1606 | 1607 | 1608 | 1609 | 1610 | 1611 | 1612 | 1613 | 1614 | 1615 | 1616 | 1617 | 1618 | 1619 | 1620 | 1621 | 1622 | 1623 | 1624 | 1625 | 1626 | 1627 | 1628 | 1629 | 1630 | 1631 | 1632 | 1633 | 1634 | 1635 | 1636 | 1637 | 1638 | 1639 | 1640 | 1641 | 1642 | 1643 | 1644 | 1645 | 1646 | 1647 | 1648 | 1649 | 1650 | 1651 | 1652 | 1653 | 1654 | 1655 | 1656 | 1657 | 1658 | 1659 | 1660 | 1661 | 1662 | 1663 | 1664 | 1665 | 1666 | 1667 | 1668 | 1669 | 1670 | 1671 | 1672 | 1673 | 1674 | 1675 | 1676 | 1677 | 1678 | 1679 | 1680 | 1681 | 1682 | 1683 | 1684 | 1685 | 1686 | 1687 | 1688 | 1689 | 1690 | 1691 | 1692 | 1693 | 1694 | 1695 | 1696 | 1697 | 1698 | 1699 | 1700 | 1701 | 1702 | 1703 | 1704 | 1705 | 1706 | 1707 | 1708 | 1709 | 1710 | 1711 | 1712 | 1713 | 1714 | 1715 | 1716 | 1717 | 1718 | 1719 | 1720 | 1721 | 1722 | 1723 | 1724 | 1725 | 1726 | 1727 | 1728 | 1729 | 1730 | 1731 | 1732 | 1733 | 1734 | 1735 | 1736 | 1737 | 1738 | 1739 | 1740 | 1741 | 1742 | 1743 | 1744 | 1745 | 1746 | 1747 | 1748 | 1749 | 1750 | 1751 | 1752 | 1753 | 1754 | 1755 | 1756 | 1757 | 1758 | 1759 | 1760 | 1761 | 1762 | 1763 | 1764 | 1765 | 1766 | 1767 | 1768 | 1769 | 1770 | 1771 | 1772 | 1773 | 1774 | 1775 | 1776 | 1777 | 1778 | 1779 | 1780 | 1781 | 1782 | 1783 | 1784 | 1785 | 1786 | 1787 | 1788 | 1789 | 1790 | 1791 | 1792 | 1793 | 1794 | 1795 | 1796 | 1797 | 1798 | 1799 | 1800 | 1801 | 1802 | 1803 | 1804 | 1805 | 1806 | 1807 | 1808 | 1809 | 1810 | 1811 | 1812 | 1813 | 1814 | 1815 | 1816 | 1817 | 1818 | 1819 | 1820 | 1821 | 1822 | 1823 | 1824 | 1825 | 1826 | 1827 | 1828 | 1829 | 1830 | 1831 | 1832 | 1833 | 1834 | 1835 | 1836 | 1837 | 1838 | 1839 | 1840 | 1841 | 1842 | 1843 | 1844 | 1845 | 1846 | 1847 | 1848 | 1849 | 1850 | 1851 | 1852 | 1853 | 1854 | 1855 | 1856 | 1857 | 1858 | 1859 | 1860 | 1861 | 1862 | 1863 | 1864 | 1865 | 1866 | 1867 | 1868 | 1869 | 1870 | 1871 | 1872 | 1873 | 1874 | 1875 | 1876 | 1877 | 1878 | 1879 | 1880 | 1881 | 1882 | 1883 | 1884 | 1885 | 1886 | 1887 | 1888 | 1889 | 1890 | 1891 | 1892 | 1893 | 1894 | 1895 | 1896 | 1897 | 1898 | 1899 | 1900 | 1901 | 1902 | 1903 | 1904 | 1905 | 1906 | 1907 | 1908 | 1909 | 1910 | 1911 | 1912 | 1913 | 1914 | 1915 | 1916 | 1917 | 1918 | 1919 | 1920 | 1921 | 1922 | 1923 | 1924 | 1925 | 1926 | 1927 | 1928 | 1929 | 1930 | 1931 | 1932 | 1933 | 1934 | 1935 | 1936 | 1937 | 1938 | 1939 | 1940 | 1941 | 1942 | 1943 | 1944 | 1945 | 1946 | 1947 | 1948 | 1949 | 1950 | 1951 | 1952 | 1953 | 1954 | 1955 | 1956 | 1957 | 1958 | 1959 | 1960 | 1961 | 1962 | 1963 | 1964 | 1965 | 1966 | 1967 | 1968 | 1969 | 1970 | 1971 | 1972 | 1973 | 1974 | 1975 | 1976 | 1977 | 1978 | 1979 | 1980 | 1981 | 1982 | 1983 | 1984 | 1985 | 1986 | 1987 | 1988 | 1989 | 1990 | 1991 | 1992 | 1993 | 1994 | 1995 | 1996 | 1997 | 1998 | 1999 | 2000 | 2001 | 2002 | 2003 | 2004 | 2005 | 2006 | 2007 | 2008 | 2009 | 2010 | 2011 | 2012 | 2013 | 2014 | 2015 | 2016 | 2017 | 2018 | 2019 | 2020 | 2021 | 2022 | 2023 | 2024 | 2025 | 2026 | 2027 | 2028 | 2029 | 2030 | 2031 | 2032 | 2033 | 2034 | 2035 | 2036 | 2037 | 2038 | 2039 | 2040 | 2041 | 2042 | 2043 | 2044 | 2045 | 2046 | 2047 | 2048 | 2049 | 2050 | 2051 | 2052 | 2053 | 2054 | 2055 | 2056 | 2057 | 2058 | 2059 | 2060 | 2061 | 2062 | 2063 | 2064 | 2065 | 2066 | 2067 | 2068 | 2069 | 2070 | 2071 | 2072 | 2073 | 2074 | 2075 | 2076 | 2077 | 2078 | 2079 | 2080 | 2081 | 2082 | 2083 | 2084 | 2085 | 2086 | 2087 | 2088 | 2089 | 2090 | 2091 | 2092 | 2093 | 2094 | 2095 | 2096 | 2097 | 2098 | 2099 | 2100 | 2101 | 2102 | 2103 | 2104 | 2105 | 2106 | 2107 | 2108 | 2109 | 2110 | 2111 | 2112 | 2113 | 2114 | 2115 | 2116 | 2117 | 2118 | 2119 | 2120 | 2121 | 2122 | 2123 | 2124 | 2125 | 2126 | 2127 | 2128 | 2129 | 2130 | 2131 | 2132 | 2133 | 2134 | 2135 | 2136 | 2137 | 2138 | 2139 | 2140 | 2141 | 2142 | 2143 | 2144 | 2145 | 2146 | 2147 | 2148 | 2149 | 2150 | 2151 | 2152 | 2153 | 2154 | 2155 | 2156 | 2157 | 2158 | 2159 | 2160 | 2161 | 2162 | 2163 | 2164 | 2165 | 2166 | 2167 | 2168 | 2169 | 2170 | 2171 | 2172 | 2173 | 2174 | 2175 | 2176 | 2177 | 2178 | 2179 | 2180 | 2181 | 2182 | 2183 | 2184 | 2185 | 2186 | 2187 | 2188 | 2189 | 2190 | 2191 | 2192 | 2193 | 2194 | 2195 | 2196 | 2197 | 2198 | 2199 | 2200 | 2201 | 2202 | 2203 | 2204 | 2205 | 2206 | 2207 | 2208 | 2209 | 2210 | 2211 | 2212 | 2213 | 2214 | 2215 | 2216 | 2217 | 2218 | 2219 | 2220 | 2221 | 2222 | 2223 | 2224 | 2225 | 2226 | 2227 | 2228 | 2229 | 2230 | 2231 | 2232 | 2233 | 2234 | 2235 | 2236 | 2237 | 2238 | 2239 | 2240 | 2241 | 2242 | 2243 | 2244 | 2245 | 2246 | 2247 | 2248 | 2249 | 2250 | 2251 | 2252 | 2253 | 2254 | 2255 | 2256 | 2257 | 2258 | 2259 | 2260 | 2261 | 2262 | 2263 | 2264 | 2265 | 2266 | 2267 | 2268 | 2269 | 2270 | 2271 | 2272 | 2273 | 2274 | 2275 | 2276 | 2277 | 2278 | 2279 | 2280 | 2281 | 2282 | 2283 | 2284 | 2285 | 2286 | 2287 | 2288 | 2289 | 2290 | 2291 | 2292 | 2293 | 2294 | 2295 | 2296 | 2297 | 2298 | 2299 | 2300 | 2301 | 2302 | 2303 | 2304 | 2305 | 2306 | 2307 | 2308 | 2309 | 2310 | 2311 | 2312 | 2313 | 2314 | 2315 | 2316 | 2317 | 2318 | 2319 | 2320 | 2321 | 2322 | 2323 | 2324 | 2325 | 2326 | 2327 | 2328 | 2329 | 2330 | 2331 | 2332 | 2333 | 2334 | 2335 | 2336 | 2337 | 2338 | 2339 | 2340 | 2341 | 2342 | 2343 | 2344 | 2345 | 2346 | 2347 | 2348 | 2349 | 2350 | 2351 | 2352 | 2353 | 2354 | 2355 | 2356 | 2357 | 2358 | 2359 | 2360 | 2361 | 2362 | 2363 | 2364 | 2365 | 2366 | 2367 | 2368 | 2369 | 2370 | 2371 | 2372 | 2373 | 2374 | 2375 | 2376 | 2377 | 2378 | 2379 | 2380 | 2381 | 2382 | 2383 | 2384 | 2385 | 2386 | 2387 | 2388 | 2389 | 2390 | 2391 | 2392 | 2393 | 2394 | 2395 | 2396 | 2397 | 2398 | 2399 | 2400 | 2401 | 2402 | 2403 | 2404 | 2405 | 2406 | 2407 | 2408 | 2409 | 2410 | 2411 | 2412 | 2413 | 2414 | 2415 | 2416 | 2417 | 2418 | 2419 | 2420 | 2421 | 2422 | 2423 | 2424 | 2425 | 2426 | 2427 | 2428 | 2429 | 2430 | 2431 | 2432 | 2433 | 2434 | 2435 | 2436 | 2437 | 2438 | 2439 | 2440 | 2441 | 2442 | 2443 | 2444 | 2445 | 2446 | 2447 | 2448 | 2449 | 2450 | 2451 | 2452 | 2453 | 2454 | 2455 | 2456 | 2457 | 2458 | 2459 | 2460 | 2461 | 2462 | 2463 | 2464 | 2465 | 2466 | 2467 | 2468 | 2469 | 2470 | 2471 | 2472 | 2473 | 2474 | 2475 | 2476 | 2477 | 2478 | 2479 | 2480 | 2481 | 2482 | 2483 | 2484 | 2485 | 2486 | 2487 | 2488 | 2489 | 2490 | 2491 | 2492 | 2493 | 2494 | 2495 | 2496 | 2497 | 2498 | 2499 | 2500 | 2501 | 2502 | 2503 | 2504 | 2505 | 2506 | 2507 | 2508 | 2509 | 2510 | 2511 | 2512 | 2513 | 2514 | 2515 | 2516 | 2517 | 2518 | 2519 | 2520 | 2521 | 2522 | 2523 | 2524 | 2525 | 2526 | 2527 | 2528 | 2529 | 2530 | 2531 | 2532 | 2533 | 2534 | 2535 | 2536 | 2537 | 2538 | 2539 | 2540 | 2541 | 2542 | 2543 | 2544 | 2545 | 2546 | 2547 | 2548 | 2549 | 2550 | 2551 | 2552 | 2553 | 2554 | 2555 | 2556 | 2557 | 2558 | 2559 | 2560 | 2561 | 2562 | 2563 | 2564 | 2565 | 2566 | 2567 | 2568 | 2569 | 2570 | 2571 | 2572 | 2573 | 2574 | 2575 | 2576 | 2577 | 2578 | 2579 | 2580 | 2581 | 2582 | 2583 | 2584 | 2585 | 2586 | 2587 | 2588 | 2589 | 2590 | 2591 | 2592 | 2593 | 2594 | 2595 | 2596 | 2597 | 2598 | 2599 | 2600 | 2601 | 2602 | 2603 | 2604 | 2605 | 2606 | 2607 | 2608 | 2609 | 2610 | 2611 | 2612 | 2613 | 2614 | 2615 | 2616 | 2617 | 2618 | 2619 | 2620 | 2621 | 2622 | 2623 | 2624 | 2625 | 2626 | 2627 | 2628 | 2629 | 2630 | 2631 | 2632 | 2633 | 2634 | 2635 | 2636 | 2637 | 2638 | 2639 | 2640 | 2641 | 2642 | 2643 | 2644 | 2645 | 2646 | 2647 | 2648 | 2649 | 2650 | 2651 | 2652 | 2653 | 2654 | 2655 | 2656 | 2657 | 2658 | 2659 | 2660 | 2661 | 2662 | 2663 | 2664 | 2665 | 2666 | 2667 | 2668 | 2669 | 2670 | 2671 | 2672 | 2673 | 2674 | 2675 | 2676 | 2677 | 2678 | 2679 | 2680 | 2681 | 2682 | 2683 | 2684 | 2685 | 2686 | 2687 | 2688 | 2689 | 2690 | 2691 | 2692 | 2693 | 2694 | 2695 | 2696 | 2697 | 2698 | 2699 | 2700 | 2701 | 2702 | 2703 | 2704 | 2705 | 2706 | 2707 | 2708 | 2709 | 2710 | 2711 | 2712 | 2713 | 2714 | 2715 | 2716 | 2717 | 2718 | 2719 | 2720 | 2721 | 2722 | 2723 | 2724 | 2725 | 2726 | 2727 | 2728 | 2729 | 2730 | 2731 | 2732 | 2733 | 2734 | 2735 | 2736 | 2737 | 2738 | 2739 | 2740 | 2741 | 2742 | 2743 | 2744 | 2745 | 2746 | 2747 | 2748 | 2749 | 2750 | 2751 | 2752 | 2753 | 2754 | 2755 | 2756 | 2757 | 2758 | 2759 | 2760 | 2761 | 2762 | 2763 | 2764 | 2765 | 2766 | 2767 | 2768 | 2769 | 2770 | 2771 | 2772 | 2773 | 2774 | 2775 | 2776 | 2777 | 2778 | 2779 | 2780 | 2781 | 2782 | 2783 | 2784 | 2785 | 2786 | 2787 | 2788 | 2789 | 2790 | 2791 | 2792 | 2793 | 2794 | 2795 | 2796 | 2797 | 2798 | 2799 | 2800 | 2801 | 2802 | 2803 | 2804 | 2805 | 2806 | 2807 | 2808 | 2809 | 2810 | 2811 | 2812 | 2813 | 2814 | 2815 | 2816 | 2817 | 2818 | 2819 | 2820 | 2821 | 2822 | 2823 | 2824 | 2825 | 2826 | 2827 | 2828 | 2829 | 2830 | 2831 | 2832 | 2833 | 2834 | 2835 | 2836 | 2837 | 2838 | 2839 | 2840 | 2841 | 2842 | 2843 | 2844 | 2845 | 2846 | 2847 | 2848 | 2849 | 2850 | 2851 | 2852 | 2853 | 2854 | 2855 | 2856 | 2857 | 2858 | 2859 | 2860 | 2861 | 2862 | 2863 | 2864 | 2865 | 2866 | 2867 | 2868 | 2869 | 2870 | 2871 | 2872 | 2873 | 2874 | 2875 | 2876 | 2877 | 2878 | 2879 | 2880 | 2881 | 2882 | 2883 | 2884 | 2885 | 2886 | 2887 | 2888 | 2889 | 2890 | 2891 | 2892 | 2893 | 2894 | 2895 | 2896 | 2897 | 2898 | 2899 | 2900 | 2901 | 2902 | 2903 | 2904 | 2905 | 2906 | 2907 | 2908 | 2909 | 2910 | 2911 | 2912 | 2913 | 2914 | 2915 | 2916 | 2917 | 2918 | 2919 | 2920 | 2921 | 2922 | 2923 | 2924 | 2925 | 2926 | 2927 | 2928 | 2929 | 2930 | 2931 | 2932 | 2933 | 2934 | 2935 | 2936 | 2937 | 2938 | 2939 | 2940 | 2941 | 2942 | 2943 | 2944 | 2945 | 2946 | 2947 | 2948 | 2949 | 2950 | 2951 | 2952 | 2953 | 2954 | 2955 | 2956 | 2957 | 2958 | 2959 | 2960 | 2961 | 2962 | 2963 | 2964 | 2965 | 2966 | 2967 | 2968 | 2969 | 2970 | 2971 | 2972 | 2973 | 2974 | 2975 | 2976 | 2977 | 2978 | 2979 | 2980 | 2981 | 2982 | 2983 | 2984 | 2985 | 2986 | 2987 | 2988 | 2989 | 2990 | 2991 | 2992 | 2993 | 2994 | 2995 | 2996 | 2997 | 2998 | 2999 | 3000 | 3001 | 3002 | 3003 | 3004 | 3005 | 3006 | 3007 | 3008 | 3009 | 3010 | 3011 | 3012 | 3013 | 3014 | 3015 | 3016 | 3017 | 3018 | 3019 | 3020 | 3021 | 3022 | 3023 | 3024 | 3025 | 3026 | 3027 | 3028 | 3029 | 3030 | 3031 | 3032 | 3033 | 3034 | 3035 | 3036 | 3037 | 3038 | 3039 | 3040 | 3041 | 3042 | 3043 | 3044 | 3045 | 3046 | 3047 | 3048 | 3049 | 3050 | 3051 | 3052 | 3053 | 3054 | 3055 | 3056 | 3057 | 3058 | 3059 | 3060 | 3061 | 3062 | 3063 | 3064 | 3065 | 3066 | 3067 | 3068 | 3069 | 3070 | 3071 | 3072 | 3073 | 3074 | 3075 | 3076 | 3077 | 3078 | 3079 | 3080 | 3081 | 3082 | 3083 | 3084 | 3085 | 3086 | 3087 | 3088 | 3089 | 3090 | 3091 | 3092 | 3093 | 3094 | 3095 | 3096 | 3097 | 3098 | 3099 | 3100 | 3101 | 3102 | 3103 | 3104 | 3105 | 3106 | 3107 | 3108 | 3109 | 3110 | 3111 | 3112 | 3113 | 3114 | 3115 | 3116 | 3117 | 3118 | 3119 | 3120 | 3121 | 3122 | 3123 | 3124 | 3125 | 3126 | 3127 | 3128 | 3129 | 3130 | 3131 | 3132 | 3133 | 3134 | 3135 | 3136 | 3137 | 3138 | 3139 | 3140 | 3141 | 3142 | 3143 | 3144 | 3145 | 3146 | 3147 | 3148 | 3149 | 3150 | 3151 | 3152 | 3153 | 3154 | 3155 | 3156 | 3157 | 3158 | 3159 | 3160 | 3161 | 3162 | 3163 | 3164 | 3165 | 3166 | 3167 | 3168 | 3169 | 3170 | 3171 | 3172 | 3173 | 3174 | 3175 | 3176 | 3177 | 3178 | 3179 | 3180 | 3181 | 3182 | 3183 | 3184 | 3185 | 3186 | 3187 | 3188 | 3189 | 3190 | 3191 | 3192 | 3193 | 3194 | 3195 | 3196 | 3197 | 3198 | 3199 | 3200 | 3201 | 3202 | 3203 | 3204 | 3205 | 3206 | 3207 | 3208 | 3209 | 3210 | 3211 | 3212 | 3213 | 3214 | 3215 | 3216 | 3217 | 3218 | 3219 | 3220 | 3221 | 3222 | 3223 | 3224 | 3225 | 3226 | 3227 | 3228 | 3229 | 3230 | 3231 | 3232 | 3233 | 3234 | 3235 | 3236 | 3237 | 3238 | 3239 | 3240 | 3241 | 3242 | 3243 | 3244 | 3245 | 3246 | 3247 | 3248 | 3249 | 3250 | 3251 | 3252 | 3253 | 3254 | 3255 | 3256 | 3257 | 3258 | 3259 | 3260 | 3261 | 3262 | 3263 | 3264 | 3265 | 3266 | 3267 | 3268 | 3269 | 3270 | 3271 | 3272 | 3273 | 3274 | 3275 | 3276 | 3277 | 3278 | 3279 | 3280 | 3281 | 3282 | 3283 | 3284 | 3285 | 3286 | 3287 | 3288 | 3289 | 3290 | 3291 | 3292 | 3293 | 3294 | 3295 | 3296 | 3297 | 3298 | 3299 | 3300 | 3301 | 3302 | 3303 | 3304 | 3305 | 3306 | 3307 | 3308 | 3309 | 3310 | 3311 | 3312 | 3313 | 3314 | 3315 | 3316 | 3317 | 3318 | 3319 | 3320 | 3321 | 3322 | 3323 | 3324 | 3325 | 3326 | 3327 | 3328 | 3329 | 3330 | 3331 | 3332 | 3333 | 3334 | 3335 | 3336 | 3337 | 3338 | 3339 | 3340 | 3341 | 3342 | 3343 | 3344 | 3345 | 3346 | 3347 | 3348 | 3349 | 3350 | 3351 | 3352 | 3353 | 3354 | 3355 | 3356 | 3357 | 3358 | 3359 | 3360 | 3361 | 3362 | 3363 | 3364 | 3365 | 3366 | 3367 | 3368 | 3369 | 3370 | 3371 | 3372 | 3373 | 3374 | 3375 | 3376 | 3377 | 3378 | 3379 | 3380 | 3381 | 3382 | 3383 | 3384 | 3385 | 3386 | 3387 | 3388 | 3389 | 3390 | 3391 | 3392 | 3393 | 3394 | 3395 | 3396 | 3397 | 3398 | 3399 | 3400 | 3401 | 3402 | 3403 | 3404 | 3405 | 3406 | 3407 | 3408 | 3409 | 3410 | 3411 | 3412 | 3413 | 3414 | 3415 | 3416 | 3417 | 3418 | 3419 | 3420 | 3421 | 3422 | 3423 | 3424 | 3425 | 3426 | 3427 | 3428 | 3429 | 3430 | 3431 | 3432 | 3433 | 3434 | 3435 | 3436 | 3437 | 3438 | 3439 | 3440 | 3441 | 3442 | 3443 | 3444 | 3445 | 3446 | 3447 | 3448 | 3449 | 3450 | 3451 | 3452 | 3453 | 3454 | 3455 | 3456 | 3457 | 3458 | 3459 | 3460 | 3461 | 3462 | 3463 | 3464 | 3465 | 3466 | 3467 | 3468 | 3469 | 3470 | 3471 | 3472 | 3473 | 3474 | 3475 | 3476 | 3477 | 3478 | 3479 | 3480 | 3481 | 3482 | 3483 | 3484 | 3485 | 3486 | 3487 | 3488 | 3489 | 3490 | 3491 | 3492 | 3493 | 3494 | 3495 | 3496 | 3497 | 3498 | 3499 | 3500 | 3501 | 3502 | 3503 | 3504 | 3505 | 3506 | 3507 | 3508 | 3509 | 3510 | 3511 | 3512 | 3513 | 3514 | 3515 | 3516 | 3517 | 3518 | 3519 | 3520 | 3521 | 3522 | 3523 | 3524 | 3525 | 3526 | 3527 | 3528 | 3529 | 3530 | 3531 | 3532 | 3533 | 3534 | 3535 | 3536 | 3537 | 3538 | 3539 | 3540 | 3541 | 3542 | 3543 | 3544 | 3545 | 3546 | 3547 | 3548 | 3549 | 3550 | 3551 | 3552 | 3553 | 3554 | 3555 | 3556 | 3557 | 3558 | 3559 | 3560 | 3561 | 3562 | 3563 | 3564 | 3565 | 3566 | 3567 | 3568 | 3569 | 3570 | 3571 | 3572 | 3573 | 3574 | 3575 | 3576 | 3577 | 3578 | 3579 | 3580 | 3581 | 3582 | 3583 | 3584 | 3585 | 3586 | 3587 | 3588 | 3589 | 3590 | 3591 | 3592 | 3593 | 3594 | 3595 | 3596 | 3597 | 3598 | 3599 | 3600 | 3601 | 3602 | 3603 | 3604 | 3605 | 3606 | 3607 | 3608 | 3609 | 3610 | 3611 | 3612 | 3613 | 3614 | 3615 | 3616 | 3617 | 3618 | 3619 | 3620 | 3621 | 3622 | 3623 | 3624 | 3625 | 3626 | 3627 | 3628 | 3629 | 3630 | 3631 | 3632 | 3633 | 3634 | 3635 | 3636 | 3637 | 3638 | 3639 | 3640 | 3641 | 3642 | 3643 | 3644 | 3645 | 3646 | 3647 | 3648 | 3649 | 3650 | 3651 | 3652 | 3653 | 3654 | 3655 | 3656 | 3657 | 3658 | 3659 | 3660 | 3661 | 3662 | 3663 | 3664 | 3665 | 3666 | 3667 | 3668 | 3669 | 3670 | 3671 | 3672 | 3673 | 3674 | 3675 | 3676 | 3677 | 3678 | 3679 | 3680 | 3681 | 3682 | 3683 | 3684 | 3685 | 3686 | 3687 | 3688 | 3689 | 3690 | 3691 | 3692 | 3693 | 3694 | 3695 | 3696 | 3697 | 3698 | 3699 | 3700 | 3701 | 3702 | 3703 | 3704 | 3705 | 3706 | 3707 | 3708 | 3709 | 3710 | 3711 | 3712 | 3713 | 3714 | 3715 | 3716 | 3717 | 3718 | 3719 | 3720 | 3721 | 3722 | 3723 | 3724 | 3725 | 3726 | 3727 | 3728 | 3729 | 3730 | 3731 | 3732 | 3733 | 3734 | 3735 | 3736 | 3737 | 3738 | 3739 | 3740 | 3741 | 3742 | 3743 | 3744 | 3745 | 3746 | 3747 | 3748 | 3749 | 3750 | 3751 | 3752 | 3753 | 3754 | 3755 | 3756 | 3757 | 3758 | 3759 | 3760 | 3761 | 3762 | 3763 | 3764 | 3765 | 3766 | 3767 | 3768 | 3769 | 3770 | 3771 | 3772 | 3773 | 3774 | 3775 | 3776 | 3777 | 3778 | 3779 | 3780 | 3781 | 3782 | 3783 | 3784 | 3785 | 3786 | 3787 | 3788 | 3789 | 3790 | 3791 | 3792 | 3793 | 3794 | 3795 | 3796 | 3797 | 3798 | 3799 | 3800 | 3801 | 3802 | 3803 | 3804 | 3805 | 3806 | 3807 | 3808 | 3809 | 3810 | 3811 | 3812 | 3813 | 3814 | 3815 | 3816 | 3817 | 3818 | 3819 | 3820 | 3821 | 3822 | 3823 | 3824 | 3825 | 3826 | 3827 | 3828 | 3829 | 3830 | 3831 | 3832 | 3833 | 3834 | 3835 | 3836 | 3837 | 3838 | 3839 | 3840 | 3841 | 3842 | 3843 | 3844 | 3845 | 3846 | 3847 | 3848 | 3849 | 3850 | 3851 | 3852 | 3853 | 3854 | 3855 | 3856 | 3857 | 3858 | 3859 | 3860 | 3861 | 3862 | 3863 | 3864 | 3865 | 3866 | 3867 | 3868 | 3869 | 3870 | 3871 | 3872 | 3873 | 3874 | 3875 | 3876 | 3877 | 3878 | 3879 | 3880 | 3881 | 3882 | 3883 | 3884 | 3885 | 3886 | 3887 | 3888 | 3889 | 3890 | 3891 | 3892 | 3893 | 3894 | 3895 | 3896 | 3897 | 3898 | 3899 | 3900 | 3901 | 3902 | 3903 | 3904 | 3905 | 3906 | 3907 | 3908 | 3909 | 3910 | 3911 | 3912 | 3913 | 3914 | 3915 | 3916 | 3917 | 3918 | 3919 | 3920 | 3921 | 3922 | 3923 | 3924 | 3925 | 3926 | 3927 | 3928 | 3929 | 3930 | 3931 | 3932 | 3933 | 3934 | 3935 | 3936 | 3937 | 3938 | 3939 | 3940 | 3941 | 3942 | 3943 | 3944 | 3945 | 3946 | 3947 | 3948 | 3949 | 3950 | 3951 | 3952 | 3953 | 3954 | 3955 | 3956 | 3957 | 3958 | 3959 | 3960 | 3961 | 3962 | 3963 | 3964 | 3965 | 3966 | 3967 | 3968 | 3969 | 3970 | 3971 | 3972 | 3973 | 3974 | 3975 | 3976 | 3977 | 3978 | 3979 | 3980 | 3981 | 3982 | 3983 | 3984 | 3985 | 3986 | 3987 | 3988 | 3989 | 3990 | 3991 | 3992 | 3993 | 3994 | 3995 | 3996 | 3997 | 3998 | 3999 | 4000 | 4001 | 4002 | 4003 | 4004 | 4005 | 4006 | 4007 | 4008 | 4009 | 4010 | 4011 | 4012 | 4013 | 4014 | 4015 | 4016 | 4017 | 4018 | 4019 | 4020 | 4021 | 4022 | 4023 | 4024 | 4025 | 4026 | 4027 | 4028 | 4029 | 4030 | 4031 | 4032 | 4033 | 4034 | 4035 | 4036 | 4037 | 4038 | 4039 | 4040 | 4041 | 4042 | 4043 | 4044 | 4045 | 4046 | 4047 | 4048 | 4049 | 4050 | 4051 | 4052 | 4053 | 4054 | 4055 | 4056 | 4057 | 4058 | 4059 | 4060 | 4061 | 4062 | 4063 | 4064 | 4065 | 4066 | 4067 | 4068 | 4069 | 4070 | 4071 | 4072 | 4073 | 4074 | 4075 | 4076 | 4077 | 4078 | 4079 | 4080 | 4081 | 4082 | 4083 | 4084 | 4085 | 4086 | 4087 | 4088 | 4089 | 4090 | 4091 | 4092 | 4093 | 4094 | 4095 | 4096 | 4097 | 4098 | 4099 | 4100 | 4101 | 4102 | 4103 | 4104 | 4105 | 4106 | 4107 | 4108 | 4109 | 4110 | 4111 | 4112 | 4113 | 4114 | 4115 | 4116 | 4117 | 4118 | 4119 | 4120 | 4121 | 4122 | 4123 | 4124 | 4125 | 4126 | 4127 | 4128 | 4129 | 4130 | 4131 | 4132 | 4133 | 4134 | 4135 | 4136 | 4137 | 4138 | 4139 | 4140 | 4141 | 4142 | 4143 | 4144 | 4145 | 4146 | 4147 | 4148 | 4149 | 4150 | 4151 | 4152 | 4153 | 4154 | 4155 | 4156 | 4157 | 4158 | 4159 | 4160 | 4161 | 4162 | 4163 | 4164 | 4165 | 4166 | 4167 | 4168 | 4169 | 4170 | 4171 | 4172 | 4173 | 4174 | 4175 | 4176 | 4177 | 4178 | 4179 | 4180 | 4181 | 4182 | 4183 | 4184 | 4185 | 4186 | 4187 | 4188 | 4189 | 4190 | 4191 | 4192 | 4193 | 4194 | 4195 | 4196 | 4197 | 4198 | 4199 | 4200 | 4201 | 4202 | 4203 | 4204 | 4205 | 4206 | 4207 | 4208 | 4209 | 4210 | 4211 | 4212 | 4213 | 4214 | 4215 | 4216 | 4217 | 4218 | 4219 | 4220 | 4221 | 4222 | 4223 | 4224 | 4225 | 4226 | 4227 | 4228 | 4229 | 4230 | 4231 | 4232 | 4233 | 4234 | 4235 | 4236 | 4237 | 4238 | 4239 | 4240 | 4241 | 4242 | 4243 | 4244 | 4245 | 4246 | 4247 | 4248 | 4249 | 4250 | 4251 | 4252 | 4253 | 4254 | 4255 | 4256 | 4257 | 4258 | 4259 | 4260 | 4261 | 4262 | 4263 | 4264 | 4265 | 4266 | 4267 | 4268 | 4269 | 4270 | 4271 | 4272 | 4273 | 4274 | 4275 | 4276 | 4277 | 4278 | 4279 | 4280 | 4281 | 4282 | 4283 | 4284 | 4285 | 4286 | 4287 | 4288 | 4289 | 4290 | 4291 | 4292 | 4293 | 4294 | 4295 | 4296 | 4297 | 4298 | 4299 | 4300 | 4301 | 4302 | 4303 | 4304 | 4305 | 4306 | 4307 | 4308 | 4309 | 4310 | 4311 | 4312 | 4313 | 4314 | 4315 | 4316 | 4317 | 4318 | 4319 | 4320 | 4321 | 4322 | 4323 | 4324 | 4325 | 4326 | 4327 | 4328 | 4329 | 4330 | 4331 | 4332 | 4333 | 4334 | 4335 | 4336 | 4337 | 4338 | 4339 | 4340 | 4341 | 4342 | 4343 | 4344 | 4345 | 4346 | 4347 | 4348 | 4349 | 4350 | 4351 | 4352 | 4353 | 4354 | 4355 | 4356 | 4357 | 4358 | 4359 | 4360 | 4361 | 4362 | 4363 | 4364 | 4365 | 4366 | 4367 | 4368 | 4369 | 4370 | 4371 | 4372 | 4373 | 4374 | 4375 | 4376 | 4377 | 4378 | 4379 | 4380 | 4381 | 4382 | 4383 | 4384 | 4385 | 4386 | 4387 | 4388 | 4389 | 4390 | 4391 | 4392 | 4393 | 4394 | 4395 | 4396 | 4397 | 4398 | 4399 | 4400 | 4401 | 4402 | 4403 | 4404 | 4405 | 4406 | 4407 | 4408 | 4409 | 4410 | 4411 | 4412 | 4413 | 4414 | 4415 | 4416 | 4417 | 4418 | 4419 | 4420 | 4421 | 4422 | 4423 | 4424 | 4425 | 4426 | 4427 | 4428 | 4429 | 4430 | 4431 | 4432 | 4433 | 4434 | 4435 | 4436 | 4437 | 4438 | 4439 | 4440 | 4441 | 4442 | 4443 | 4444 | 4445 | 4446 | 4447 | 4448 | 4449 | 4450 | 4451 | 4452 | 4453 | 4454 | 4455 | 4456 | 4457 | 4458 | 4459 | 4460 | 4461 | 4462 | 4463 | 4464 | 4465 | 4466 | 4467 | 4468 | 4469 | 4470 | 4471 | 4472 | 4473 | 4474 | 4475 | 4476 | 4477 | 4478 | 4479 | 4480 | 4481 | 4482 | 4483 | 4484 | 4485 | 4486 | 4487 | 4488 | 4489 | 4490 | 4491 | 4492 | 4493 | 4494 | 4495 | 4496 | 4497 | 4498 | 4499 | 4500 | 4501 | 4502 | 4503 | 4504 | 4505 | 4506 | 4507 | 4508 | 4509 | 4510 | 4511 | 4512 | 4513 | 4514 | 4515 | 4516 | 4517 | 4518 | 4519 | 4520 | 4521 | 4522 | 4523 | 4524 | 4525 | 4526 | 4527 | 4528 | 4529 | 4530 | 4531 | 4532 | 4533 | 4534 | 4535 | 4536 | 4537 | 4538 | 4539 | 4540 | 4541 | 4542 | 4543 | 4544 | 4545 | 4546 | 4547 | 4548 | 4549 | 4550 | 4551 | 4552 | 4553 | 4554 | 4555 | 4556 | 4557 | 4558 | 4559 | 4560 | 4561 | 4562 | 4563 | 4564 | 4565 | 4566 | 4567 | 4568 | 4569 | 4570 | 4571 | 4572 | 4573 | 4574 | 4575 | 4576 | 4577 | 4578 | 4579 | 4580 | 4581 | 4582 | 4583 | 4584 | 4585 | 4586 | 4587 | 4588 | 4589 | 4590 | 4591 | 4592 | 4593 | 4594 | 4595 | 4596 | 4597 | 4598 | 4599 | 4600 | 4601 | 4602 | 4603 | 4604 | 4605 | 4606 | 4607 | 4608 | 4609 | 4610 | 4611 | 4612 | 4613 | 4614 | 4615 | 4616 | 4617 | 4618 | 4619 | 4620 | 4621 | 4622 | 4623 | 4624 | 4625 | 4626 | 4627 | 4628 | 4629 | 4630 | 4631 | 4632 | 4633 | 4634 | 4635 | 4636 | 4637 | 4638 | 4639 | 4640 | 4641 | 4642 | 4643 | 4644 | 4645 | 4646 | 4647 | 4648 | 4649 | 4650 | 4651 | 4652 | 4653 | 4654 | 4655 | 4656 | 4657 | 4658 | 4659 | 4660 | 4661 | 4662 | 4663 | 4664 | 4665 | 4666 | 4667 | 4668 | 4669 | 4670 | 4671 | 4672 | 4673 | 4674 | 4675 | 4676 | 4677 | 4678 | 4679 | 4680 | 4681 | 4682 | 4683 | 4684 | 4685 | 4686 | 4687 | 4688 | 4689 | 4690 | 4691 | 4692 | 4693 | 4694 | 4695 | 4696 | 4697 | 4698 | 4699 | 4700 | 4701 | 4702 | 4703 | 4704 | 4705 | 4706 | 4707 | 4708 | 4709 | 4710 | 4711 | 4712 | 4713 | 4714 | 4715 | 4716 | 4717 | 4718 | 4719 | 4720 | 4721 | 4722 | 4723 | 4724 | 4725 | 4726 | 4727 | 4728 | 4729 | 4730 | 4731 | 4732 | 4733 | 4734 | 4735 | 4736 | 4737 | 4738 | 4739 | 4740 | 4741 | 4742 | 4743 | 4744 | 4745 | 4746 | 4747 | 4748 | 4749 | 4750 | 4751 | 4752 | 4753 | 4754 | 4755 | 4756 | 4757 | 4758 | 4759 | 4760 | 4761 | 4762 | 4763 | 4764 | 4765 | 4766 | 4767 | 4768 | 4769 | 4770 | 4771 | 4772 | 4773 | 4774 | 4775 | 4776 | 4777 | 4778 | 4779 | 4780 | 4781 | 4782 | 4783 | 4784 | 4785 | 4786 | 4787 | 4788 | 4789 | 4790 | 4791 | 4792 | 4793 | 4794 | 4795 | 4796 | 4797 | 4798 | 4799 | 4800 | 4801 | 4802 | 4803 | 4804 | 4805 | 4806 | 4807 | 4808 | 4809 | 4810 | 4811 | 4812 | 4813 | 4814 | 4815 | 4816 | 4817 | 4818 | 4819 | 4820 | 4821 | 4822 | 4823 | 4824 | 4825 | 4826 | 4827 | 4828 | 4829 | 4830 | 4831 | 4832 | 4833 | 4834 | 4835 | 4836 | 4837 | 4838 | 4839 | 4840 | 4841 | 4842 | 4843 | 4844 | 4845 | 4846 | 4847 | 4848 | 4849 | 4850 | 4851 | 4852 | 4853 | 4854 | 4855 | 4856 | 4857 | 4858 | 4859 | 4860 | 4861 | 4862 | 4863 | 4864 | 4865 | 4866 | 4867 | 4868 | 4869 | 4870 | 4871 | 4872 | 4873 | 4874 | 4875 | 4876 | 4877 | 4878 | 4879 | 4880 | 4881 | 4882 | 4883 | 4884 | 4885 | 4886 | 4887 | 4888 | 4889 | 4890 | 4891 | 4892 | 4893 | 4894 | 4895 | 4896 | 4897 | 4898 | 4899 | 4900 | 4901 | 4902 | 4903 | 4904 | 4905 | 4906 | 4907 | 4908 | 4909 | 4910 | 4911 | 4912 | 4913 | 4914 | 4915 | 4916 | 4917 | 4918 | 4919 | 4920 | 4921 | 4922 | 4923 | 4924 | 4925 | 4926 | 4927 | 4928 | 4929 | 4930 | 4931 | 4932 | 4933 | 4934 | 4935 | 4936 | 4937 | 4938 | 4939 | 4940 | 4941 | 4942 | 4943 | 4944 | 4945 | 4946 | 4947 | 4948 | 4949 | 4950 | 4951 | 4952 | 4953 | 4954 | 4955 | 4956 | 4957 | 4958 | 4959 | 4960 | 4961 | 4962 | 4963 | 4964 | 4965 | 4966 | 4967 | 4968 | 4969 | 4970 | 4971 | 4972 | 4973 | 4974 | 4975 | 4976 | 4977 | 4978 | 4979 | 4980 | 4981 | 4982 | 4983 | 4984 | 4985 | 4986 | 4987 | 4988 | 4989 | 4990 | 4991 | 4992 | 4993 | 4994 | 4995 | 4996 | 4997 | 4998 | 4999 | 5000 | 5001 | 5002 | 5003 | 5004 | 5005 | 5006 | 5007 | 5008 | 5009 | 5010 | 5011 | 5012 | 5013 | 5014 | 5015 | 5016 | 5017 | 5018 | 5019 | 5020 | 5021 | 5022 | 5023 | 5024 | 5025 | 5026 | 5027 | 5028 | 5029 | 5030 | 5031 | 5032 | 5033 | 5034 | 5035 | 5036 | 5037 | 5038 | 5039 | 5040 | 5041 | 5042 | 5043 | 5044 | 5045 | 5046 | 5047 | 5048 | 5049 | 5050 | 5051 | 5052 | 5053 | 5054 | 5055 | 5056 | 5057 | 5058 | 5059 | 5060 | 5061 | 5062 | 5063 | 5064 | 5065 | 5066 | 5067 | 5068 | 5069 | 5070 | 5071 | 5072 | 5073 | 5074 | 5075 | 5076 | 5077 | 5078 | 5079 | 5080 | 5081 | 5082 | 5083 | 5084 | 5085 | 5086 | 5087 | 5088 | 5089 | 5090 | 5091 | 5092 | 5093 | 5094 | 5095 | 5096 | 5097 | 5098 | 5099 | 5100 | 5101 | 5102 | 5103 | 5104 | 5105 | 5106 | 5107 | 5108 | 5109 | 5110 | 5111 | 5112 | 5113 | 5114 | 5115 | 5116 | 5117 | 5118 | 5119 | 5120 | 5121 | 5122 | 5123 | 5124 | 5125 | 5126 | 5127 | 5128 | 5129 | 5130 | 5131 | 5132 | 5133 | 5134 | 5135 | 5136 | 5137 | 5138 | 5139 | 5140 | 5141 | 5142 | 5143 | 5144 | 5145 | 5146 | 5147 | 5148 | 5149 | 5150 | 5151 | 5152 | 5153 | 5154 | 5155 | 5156 | 5157 | 5158 | 5159 | 5160 | 5161 | 5162 | 5163 | 5164 | 5165 | 5166 | 5167 | 5168 | 5169 | 5170 | 5171 | 5172 | 5173 | 5174 | 5175 | 5176 | 5177 | 5178 | 5179 | 5180 | 5181 | 5182 | 5183 | 5184 | 5185 | 5186 | 5187 | 5188 | 5189 | 5190 | 5191 | 5192 | 5193 | 5194 | 5195 | 5196 | 5197 | 5198 | 5199 | 5200 | 5201 | 5202 | 5203 | 5204 | 5205 | 5206 | 5207 | 5208 | 5209 | 5210 | 5211 | 5212 | 5213 | 5214 | 5215 | 5216 | 5217 | 5218 | 5219 | 5220 | 5221 | 5222 | 5223 | 5224 | 5225 | 5226 | 5227 | 5228 | 5229 | 5230 | 5231 | 5232 | 5233 | 5234 | 5235 | 5236 | 5237 | 5238 | 5239 | 5240 | 5241 | 5242 | 5243 | 5244 | 5245 | 5246 | 5247 | 5248 | 5249 | 5250 | 5251 | 5252 | 5253 | 5254 | 5255 | 5256 | 5257 | 5258 | 5259 | 5260 | 5261 | 5262 | 5263 | 5264 | 5265 | 5266 | 5267 | 5268 | 5269 | 5270 | 5271 | 5272 | 5273 | 5274 | 5275 | 5276 | 5277 | 5278 | 5279 | 5280 | 5281 | 5282 | 5283 | 5284 | 5285 | 5286 | 5287 | 5288 | 5289 | 5290 | 5291 | 5292 | 5293 | 5294 | 5295 | 5296 | 5297 | 5298 | 5299 | 5300 | 5301 | 5302 | 5303 | 5304 | 5305 | 5306 | 5307 | 5308 | 5309 | 5310 | 5311 | 5312 | 5313 | 5314 | 5315 | 5316 | 5317 | 5318 | 5319 | 5320 | 5321 | 5322 | 5323 | 5324 | 5325 | 5326 | 5327 | 5328 | 5329 | 5330 | 5331 | 5332 | 5333 | 5334 | 5335 | 5336 | 5337 | 5338 | 5339 | 5340 | 5341 | 5342 | 5343 | 5344 | 5345 | 5346 | 5347 | 5348 | 5349 | 5350 | 5351 | 5352 | 5353 | 5354 | 5355 | 5356 | 5357 | 5358 | 5359 | 5360 | 5361 | 5362 | 5363 | 5364 | 5365 | 5366 | 5367 | 5368 | 5369 | 5370 | 5371 | 5372 | 5373 | 5374 | 5375 | 5376 | 5377 | 5378 | 5379 | 5380 | 5381 | 5382 | 5383 | 5384 | 5385 | 5386 | 5387 | 5388 | 5389 | 5390 | 5391 | 5392 | 5393 | 5394 | 5395 | 5396 | 5397 | 5398 | 5399 | 5400 | 5401 | 5402 | 5403 | 5404 | 5405 | 5406 | 5407 | 5408 | 5409 | 5410 | 5411 | 5412 | 5413 | 5414 | 5415 | 5416 | 5417 | 5418 | 5419 | 5420 | 5421 | 5422 | 5423 | 5424 | 5425 | 5426 | 5427 | 5428 | 5429 | 5430 | 5431 | 5432 | 5433 | 5434 | 5435 | 5436 | 5437 | 5438 | 5439 | 5440 | 5441 | 5442 | 5443 | 5444 | 5445 | 5446 | 5447 | 5448 | 5449 | 5450 | 5451 | 5452 | 5453 | 5454 | 5455 | 5456 | 5457 | 5458 | 5459 | 5460 | 5461 | 5462 | 5463 | 5464 | 5465 | 5466 | 5467 | 5468 | 5469 | 5470 | 5471 | 5472 | 5473 | 5474 | 5475 | 5476 | 5477 | 5478 | 5479 | 5480 | 5481 | 5482 | 5483 | 5484 | 5485 | 5486 | 5487 | 5488 | 5489 | 5490 | 5491 | 5492 | 5493 | 5494 | 5495 | 5496 | 5497 | 5498 | 5499 | 5500 | 5501 | 5502 | 5503 | 5504 | 5505 | 5506 | 5507 | 5508 | 5509 | 5510 | 5511 | 5512 | 5513 | 5514 | 5515 | 5516 | 5517 | 5518 | 5519 | 5520 | 5521 | 5522 | 5523 | 5524 | 5525 | 5526 | 5527 | 5528 | 5529 | 5530 | 5531 | 5532 | 5533 | 5534 | 5535 | 5536 | 5537 | 5538 | 5539 | 5540 | 5541 | 5542 | 5543 | 5544 | 5545 | 5546 | 5547 | 5548 | 5549 | 5550 | 5551 | 5552 | 5553 | 5554 | 5555 | 5556 | 5557 | 5558 | 5559 | 5560 | 5561 | 5562 | 5563 | 5564 | 5565 | 5566 | 5567 | 5568 | 5569 | 5570 | 5571 | 5572 | 5573 | 5574 | 5575 | 5576 | 5577 | 5578 | 5579 | 5580 | 5581 | 5582 | 5583 | 5584 | 5585 | 5586 | 5587 | 5588 | 5589 | 5590 | 5591 | 5592 | 5593 | 5594 | 5595 | 5596 | 5597 | 5598 | 5599 | 5600 | 5601 | 5602 | 5603 | 5604 | 5605 | 5606 | 5607 | 5608 | 5609 | 5610 | 5611 | 5612 | 5613 | 5614 | 5615 | 5616 | 5617 | 5618 | 5619 | 5620 | 5621 | 5622 | 5623 | 5624 | 5625 | 5626 | 5627 | 5628 | 5629 | 5630 | 5631 | 5632 | 5633 | 5634 | 5635 | 5636 | 5637 | 5638 | 5639 | 5640 | 5641 | 5642 | 5643 | 5644 | 5645 | 5646 | 5647 | 5648 | 5649 | 5650 | 5651 | 5652 | 5653 | 5654 | 5655 | 5656 | 5657 | 5658 | 5659 | 5660 | 5661 | 5662 | 5663 | 5664 | 5665 | 5666 | 5667 | 5668 | 5669 | 5670 | 5671 | 5672 | 5673 | 5674 | 5675 | 5676 | 5677 | 5678 | 5679 | 5680 | 5681 | 5682 | 5683 | 5684 | 5685 | 5686 | 5687 | 5688 | 5689 | 5690 | 5691 | 5692 | 5693 | 5694 | 5695 | 5696 | 5697 | 5698 | 5699 | 5700 | 5701 | 5702 | 5703 | 5704 | 5705 | 5706 | 5707 | 5708 | 5709 | 5710 | 5711 | 5712 | 5713 | 5714 | 5715 | 5716 | 5717 | 5718 | 5719 | 5720 | 5721 | 5722 | 5723 | 5724 | 5725 | 5726 | 5727 | 5728 | 5729 | 5730 | 5731 | 5732 | 5733 | 5734 | 5735 | 5736 | 5737 | 5738 | 5739 | 5740 | 5741 | 5742 | 5743 | 5744 | 5745 | 5746 | 5747 | 5748 | 5749 | 5750 | 5751 | 5752 | 5753 | 5754 | 5755 | 5756 | 5757 | 5758 | 5759 | 5760 | 5761 | 5762 | 5763 | 5764 | 5765 | 5766 | 5767 | 5768 | 5769 | 5770 | 5771 | 5772 | 5773 | 5774 | 5775 | 5776 | 5777 | 5778 | 5779 | 5780 | 5781 | 5782 | 5783 | 5784 | 5785 | 5786 | 5787 | 5788 | 5789 | 5790 | 5791 | 5792 | 5793 | 5794 | 5795 | 5796 | 5797 | 5798 | 5799 | 5800 | 5801 | 5802 | 5803 | 5804 | 5805 | 5806 | 5807 | 5808 | 5809 | 5810 | 5811 | 5812 | 5813 | 5814 | 5815 | 5816 | 5817 | 5818 | 5819 | 5820 | 5821 | 5822 | 5823 | 5824 | 5825 | 5826 | 5827 | 5828 | 5829 | 5830 | 5831 | 5832 | 5833 | 5834 | 5835 | 5836 | 5837 | 5838 | 5839 | 5840 | 5841 | 5842 | 5843 | 5844 | 5845 | 5846 | 5847 | 5848 | 5849 | 5850 | 5851 | 5852 | 5853 | 5854 | 5855 | 5856 | 5857 | 5858 | 5859 | 5860 | 5861 | 5862 | 5863 | 5864 | 5865 | 5866 | 5867 | 5868 | 5869 | 5870 | 5871 | 5872 | 5873 | 5874 | 5875 | 5876 | 5877 | 5878 | 5879 | 5880 | 5881 | 5882 | 5883 | 5884 | 5885 | 5886 | 5887 | 5888 | 5889 | 5890 | 5891 | 5892 | 5893 | 5894 | 5895 | 5896 | 5897 | 5898 | 5899 | 5900 | 5901 | 5902 | 5903 | 5904 | 5905 | 5906 | 5907 | 5908 | 5909 | 5910 | 5911 | 5912 | 5913 | 5914 | 5915 | 5916 | 5917 | 5918 | 5919 | 5920 | 5921 | 5922 | 5923 | 5924 | 5925 | 5926 | 5927 | 5928 | 5929 | 5930 | 5931 | 5932 | 5933 | 5934 | 5935 | 5936 | 5937 | 5938 | 5939 | 5940 | 5941 | 5942 | 5943 | 5944 | 5945 | 5946 | 5947 | 5948 | 5949 | 5950 | 5951 | 5952 | 5953 | 5954 | 5955 | 5956 | 5957 | 5958 | 5959 | 5960 | 5961 | 5962 | 5963 | 5964 | 5965 | 5966 | 5967 | 5968 | 5969 | 5970 | 5971 | 5972 | 5973 | 5974 | 5975 | 5976 | 5977 | 5978 | 5979 | 5980 | 5981 | 5982 | 5983 | 5984 | 5985 | 5986 | 5987 | 5988 | 5989 | 5990 | 5991 | 5992 | 5993 | 5994 | 5995 | 5996 | 5997 | 5998 | 5999 | 6000 | 6001 | 6002 | 6003 | 6004 | 6005 | 6006 | 6007 | 6008 | 6009 | 6010 | 6011 | 6012 | 6013 | 6014 | 6015 | 6016 | 6017 | 6018 | 6019 | 6020 | 6021 | 6022 | 6023 | 6024 | 6025 | 6026 | 6027 | 6028 | 6029 | 6030 | 6031 | 6032 | 6033 | 6034 | 6035 | 6036 | 6037 | 6038 | 6039 | 6040 | 6041 | 6042 | 6043 | 6044 | 6045 | 6046 | 6047 | 6048 | 6049 | 6050 | 6051 | 6052 | 6053 | 6054 | 6055 | 6056 | 6057 | 6058 | 6059 | 6060 | 6061 | 6062 | 6063 | 6064 | 6065 | 6066 | 6067 | 6068 | 6069 | 6070 | 6071 | 6072 | 6073 | 6074 | 6075 | 6076 | 6077 | 6078 | 6079 | 6080 | 6081 | 6082 | 6083 | 6084 | 6085 | 6086 | 6087 | 6088 | 6089 | 6090 | 6091 | 6092 | 6093 | 6094 | 6095 | 6096 | 6097 | 6098 | 6099 | 6100 | 6101 | 6102 | 6103 | 6104 | 6105 | 6106 | 6107 | 6108 | 6109 | 6110 | 6111 | 6112 | 6113 | 6114 | 6115 | 6116 | 6117 | 6118 | 6119 | 6120 | 6121 | 6122 | 6123 | 6124 | 6125 | 6126 | 6127 | 6128 | 6129 | 6130 | 6131 | 6132 | 6133 | 6134 | 6135 | 6136 | 6137 | 6138 | 6139 | 6140 | 6141 | 6142 | 6143 | 6144 | 6145 | 6146 | 6147 | 6148 | 6149 | 6150 | 6151 | 6152 | 6153 | 6154 | 6155 | 6156 | 6157 | 6158 | 6159 | 6160 | 6161 | 6162 | 6163 | 6164 | 6165 | 6166 | 6167 | 6168 | 6169 | 6170 | 6171 | 6172 | 6173 | 6174 | 6175 | 6176 | 6177 | 6178 | 6179 | 6180 | 6181 | 6182 | 6183 | 6184 | 6185 | 6186 | 6187 | 6188 | 6189 | 6190 | 6191 | 6192 | 6193 | 6194 | 6195 | 6196 | 6197 | 6198 | 6199 | 6200 | 6201 | 6202 | 6203 | 6204 | 6205 | 6206 | 6207 | 6208 | 6209 | 6210 | 6211 | 6212 | 6213 | 6214 | 6215 | 6216 | 6217 | 6218 | 6219 | 6220 | 6221 | 6222 | 6223 | 6224 | 6225 | 6226 | 6227 | 6228 | 6229 | 6230 | 6231 | 6232 | 6233 | 6234 | 6235 | 6236 | 6237 | 6238 | 6239 | 6240 | 6241 | 6242 | 6243 | 6244 | 6245 | 6246 | 6247 | 6248 | 6249 | 6250 | 6251 | 6252 | 6253 | 6254 | 6255 | 6256 | 6257 | 6258 | 6259 | 6260 | 6261 | 6262 | 6263 | 6264 | 6265 | 6266 | 6267 | 6268 | 6269 | 6270 | 6271 | 6272 | 6273 | 6274 | 6275 | 6276 | 6277 | 6278 | 6279 | 6280 | 6281 | 6282 | 6283 | 6284 | 6285 | 6286 | 6287 | 6288 | 6289 | 6290 | 6291 | 6292 | 6293 | 6294 | 6295 | 6296 | 6297 | 6298 | 6299 | 6300 | 6301 | 6302 | 6303 | 6304 | 6305 | 6306 | 6307 | 6308 | 6309 | 6310 | 6311 | 6312 | 6313 | 6314 | 6315 | 6316 | 6317 | 6318 | 6319 | 6320 | 6321 | 6322 | 6323 | 6324 | 6325 | 6326 | 6327 | 6328 | 6329 | 6330 | 6331 | 6332 | 6333 | 6334 | 6335 | 6336 | 6337 | 6338 | 6339 | 6340 | 6341 | 6342 | 6343 | 6344 | 6345 | 6346 | 6347 | 6348 | 6349 | 6350 | 6351 | 6352 | 6353 | 6354 | 6355 | 6356 | 6357 | 6358 | 6359 | 6360 | 6361 | 6362 | 6363 | 6364 | 6365 | 6366 | 6367 | 6368 | 6369 | 6370 | 6371 | 6372 | 6373 | 6374 | 6375 | 6376 | 6377 | 6378 | 6379 | 6380 | 6381 | 6382 | 6383 | 6384 | 6385 | 6386 | 6387 | 6388 | 6389 | 6390 | 6391 | 6392 | 6393 | 6394 | 6395 | 6396 | 6397 | 6398 | 6399 | 6400 | 6401 | 6402 | 6403 | 6404 | 6405 | 6406 | 6407 | 6408 | 6409 | 6410 | 6411 | 6412 | 6413 | 6414 | 6415 | 6416 | 6417 | 6418 | 6419 | 6420 | 6421 | 6422 | 6423 | 6424 | 6425 | 6426 | 6427 | 6428 | 6429 | 6430 | 6431 | 6432 | 6433 | 6434 | 6435 | 6436 | 6437 | 6438 | 6439 | 6440 | 6441 | 6442 | 6443 | 6444 | 6445 | 6446 | 6447 | 6448 | 6449 | 6450 | 6451 | 6452 | 6453 | 6454 | 6455 | 6456 | 6457 | 6458 | 6459 | 6460 | 6461 | 6462 | 6463 | 6464 | 6465 | 6466 | 6467 | 6468 | 6469 | 6470 | 6471 | 6472 | 6473 | 6474 | 6475 | 6476 | 6477 | 6478 | 6479 | 6480 | 6481 | 6482 | 6483 | 6484 | 6485 | 6486 | 6487 | 6488 | 6489 | 6490 | 6491 | 6492 | 6493 | 6494 | 6495 | 6496 | 6497 | 6498 | 6499 | 6500 | 6501 | 6502 | 6503 | 6504 | 6505 | 6506 | 6507 | 6508 | 6509 | 6510 | 6511 | 6512 | 6513 | 6514 | 6515 | 6516 | 6517 | 6518 | 6519 | 6520 | 6521 | 6522 | 6523 | 6524 | 6525 | 6526 | 6527 | 6528 | 6529 | 6530 | 6531 | 6532 | 6533 | 6534 | 6535 | 6536 | 6537 | 6538 | 6539 | 6540 | 6541 | 6542 | 6543 | 6544 | 6545 | 6546 | 6547 | 6548 | 6549 | 6550 | 6551 | 6552 | 6553 | 6554 | 6555 | 6556 | 6557 | 6558 | 6559 | 6560 | 6561 | 6562 | 6563 | 6564 | 6565 | 6566 | 6567 | 6568 | 6569 | 6570 | 6571 | 6572 | 6573 | 6574 | 6575 | 6576 | 6577 | 6578 | 6579 | 6580 | 6581 | 6582 | 6583 | 6584 | 6585 | 6586 | 6587 | 6588 | 6589 | 6590 | 6591 | 6592 | 6593 | 6594 | 6595 | 6596 | 6597 | 6598 | 6599 | 6600 | 6601 | 6602 | 6603 | 6604 | 6605 | 6606 | 6607 | 6608 | 6609 | 6610 | 6611 | 6612 | 6613 | 6614 | 6615 | 6616 | 6617 | 6618 | 6619 | 6620 | 6621 | 6622 | 6623 | 6624 | 6625 | 6626 | 6627 | 6628 | 6629 | 6630 | 6631 | 6632 | 6633 | 6634 | 6635 | 6636 | 6637 | 6638 | 6639 | 6640 | 6641 | 6642 | 6643 | 6644 | 6645 | 6646 | 6647 | 6648 | 6649 | 6650 | 6651 | 6652 | 6653 | 6654 | 6655 | 6656 | 6657 | 6658 | 6659 | 6660 | 6661 | 6662 | 6663 | 6664 | 6665 | 6666 | 6667 | 6668 | 6669 | 6670 | 6671 | 6672 | 6673 | 6674 | 6675 | 6676 | 6677 | 6678 | 6679 | 6680 | 6681 | 6682 | 6683 | 6684 | 6685 | 6686 | 6687 | 6688 | 6689 | 6690 | 6691 | 6692 | 6693 | 6694 | 6695 | 6696 | 6697 | 6698 | 6699 | 6700 | 6701 | 6702 | 6703 | 6704 | 6705 | 6706 | 6707 | 6708 | 6709 | 6710 | 6711 | 6712 | 6713 | 6714 | 6715 | 6716 | 6717 | 6718 | 6719 | 6720 | 6721 | 6722 | 6723 | 6724 | 6725 | 6726 | 6727 | 6728 | 6729 | 6730 | 6731 | 6732 | 6733 | 6734 | 6735 | 6736 | 6737 | 6738 | 6739 | 6740 | 6741 | 6742 | 6743 | 6744 | 6745 | 6746 | 6747 | 6748 | 6749 | 6750 | 6751 | 6752 | 6753 | 6754 | 6755 | 6756 | 6757 | 6758 | 6759 | 6760 | 6761 | 6762 | 6763 | 6764 | 6765 | 6766 | 6767 | 6768 | 6769 | 6770 | 6771 | 6772 | 6773 | 6774 | 6775 | 6776 | 6777 | 6778 | 6779 | 6780 | 6781 | 6782 | 6783 | 6784 | 6785 | 6786 | 6787 | 6788 | 6789 | 6790 | 6791 | 6792 | 6793 | 6794 | 6795 | 6796 | 6797 | 6798 | 6799 | 6800 | 6801 | 6802 | 6803 | 6804 | 6805 | 6806 | 6807 | 6808 | 6809 | 6810 | 6811 | 6812 | 6813 | 6814 | 6815 | 6816 | 6817 | 6818 | 6819 | 6820 | 6821 | 6822 | 6823 | 6824 | 6825 | 6826 | 6827 | 6828 | 6829 | 6830 | 6831 | 6832 | 6833 | 6834 | 6835 | 6836 | 6837 | 6838 | 6839 | 6840 | 6841 | 6842 | 6843 | 6844 | 6845 | 6846 | 6847 | 6848 | 6849 | 6850 | 6851 | 6852 | 6853 | 6854 | 6855 | 6856 | 6857 | 6858 | 6859 | 6860 | 6861 | 6862 | 6863 | 6864 | 6865 | 6866 | 6867 | 6868 | 6869 | 6870 | 6871 | 6872 | 6873 | 6874 | 6875 | 6876 | 6877 | 6878 | 6879 | 6880 | 6881 | 6882 | 6883 | 6884 | 6885 | 6886 | 6887 | 6888 | 6889 | 6890 | 6891 | 6892 | 6893 | 6894 | 6895 | 6896 | 6897 | 6898 | 6899 | 6900 | 6901 | 6902 | 6903 | 6904 | 6905 | 6906 | 6907 | 6908 | 6909 | 6910 | 6911 | 6912 | 6913 | 6914 | 6915 | 6916 | 6917 | 6918 | 6919 | 6920 | 6921 | 6922 | 6923 | 6924 | 6925 | 6926 | 6927 | 6928 | 6929 | 6930 | 6931 | 6932 | 6933 | 6934 | 6935 | 6936 | 6937 | 6938 | 6939 | 6940 | 6941 | 6942 | 6943 | 6944 | 6945 | 6946 | 6947 | 6948 | 6949 | 6950 | 6951 | 6952 | 6953 | 6954 | 6955 | 6956 | 6957 | 6958 | 6959 | 6960 | 6961 | 6962 | 6963 | 6964 | 6965 | 6966 | 6967 | 6968 | 6969 | 6970 | 6971 | 6972 | 6973 | 6974 | 6975 | 6976 | 6977 | 6978 | 6979 | 6980 | 6981 | 6982 | 6983 | 6984 | 6985 | 6986 | 6987 | 6988 | 6989 | 6990 | 6991 | 6992 | 6993 | 6994 | 6995 | 6996 | 6997 | 6998 | 6999 | 7000 | 7001 | 7002 | 7003 | 7004 | 7005 | 7006 | 7007 | 7008 | 7009 | 7010 | 7011 | 7012 | 7013 | 7014 | 7015 | 7016 | 7017 | 7018 | 7019 | 7020 | 7021 | 7022 | 7023 | 7024 | 7025 | 7026 | 7027 | 7028 | 7029 | 7030 | 7031 | 7032 | 7033 | 7034 | 7035 | 7036 | 7037 | 7038 | 7039 | 7040 | 7041 | 7042 | 7043 | 7044 | 7045 | 7046 | 7047 | 7048 | 7049 | 7050 | 7051 | 7052 | 7053 | 7054 | 7055 | 7056 | 7057 | 7058 | 7059 | 7060 | 7061 | 7062 | 7063 | 7064 | 7065 | 7066 | 7067 | 7068 | 7069 | 7070 | 7071 | 7072 | 7073 | 7074 | 7075 | 7076 | 7077 | 7078 | 7079 | 7080 | 7081 | 7082 | 7083 | 7084 | 7085 | 7086 | 7087 | 7088 | 7089 | 7090 | 7091 | 7092 | 7093 | 7094 | 7095 | 7096 | 7097 | 7098 | 7099 | 7100 | 7101 | 7102 | 7103 | 7104 | 7105 | 7106 | 7107 | 7108 | 7109 | 7110 | 7111 | 7112 | 7113 | 7114 | 7115 | 7116 | 7117 | 7118 | 7119 | 7120 | 7121 | 7122 | 7123 | 7124 | 7125 | 7126 | 7127 | 7128 | 7129 | 7130 | 7131 | 7132 | 7133 | 7134 | 7135 | 7136 | 7137 | 7138 | 7139 | 7140 | 7141 | 7142 | 7143 | 7144 | 7145 | 7146 | 7147 | 7148 | 7149 | 7150 | 7151 | 7152 | 7153 | 7154 | 7155 | 7156 | 7157 | 7158 | 7159 | 7160 | 7161 | 7162 | 7163 | 7164 | 7165 | 7166 | 7167 | 7168 | 7169 | 7170 | 7171 | 7172 | 7173 | 7174 | 7175 | 7176 | 7177 | 7178 | 7179 | 7180 | 7181 | 7182 | 7183 | 7184 | 7185 | 7186 | 7187 | 7188 | 7189 | 7190 | 7191 | 7192 | 7193 | 7194 | 7195 | 7196 | 7197 | 7198 | 7199 | 7200 | 7201 | 7202 | 7203 | 7204 | 7205 | 7206 | 7207 | 7208 | 7209 | 7210 | 7211 | 7212 | 7213 | 7214 | 7215 | 7216 | 7217 | 7218 | 7219 | 7220 | 7221 | 7222 | 7223 | 7224 | 7225 | 7226 | 7227 | 7228 | 7229 | 7230 | 7231 | 7232 | 7233 | 7234 | 7235 | 7236 | 7237 | 7238 | 7239 | 7240 | 7241 | 7242 | 7243 | 7244 | 7245 | 7246 | 7247 | 7248 | 7249 | 7250 | 7251 | 7252 | 7253 | 7254 | 7255 | 7256 | 7257 | 7258 | 7259 | 7260 | 7261 | 7262 | 7263 | 7264 | 7265 | 7266 | 7267 | 7268 | 7269 | 7270 | 7271 | 7272 | 7273 | 7274 | 7275 | 7276 | 7277 | 7278 | 7279 | 7280 | 7281 | 7282 | 7283 | 7284 | 7285 | 7286 | 7287 | 7288 | 7289 | 7290 | 7291 | 7292 | 7293 | 7294 | 7295 | 7296 | 7297 | 7298 | 7299 | 7300 | 7301 | 7302 | 7303 | 7304 | 7305 | 7306 | 7307 | 7308 | 7309 | 7310 | 7311 | 7312 | 7313 | 7314 | 7315 | 7316 | 7317 | 7318 | 7319 | 7320 | 7321 | 7322 | 7323 | 7324 | 7325 | 7326 | 7327 | 7328 | 7329 | 7330 | 7331 | 7332 | 7333 | 7334 | 7335 | 7336 | 7337 | 7338 | 7339 | 7340 | 7341 | 7342 | 7343 | 7344 | 7345 | 7346 | 7347 | 7348 | 7349 | 7350 | 7351 | 7352 | 7353 | 7354 | 7355 | 7356 | 7357 | 7358 | 7359 | 7360 | 7361 | 7362 | 7363 | 7364 | 7365 | 7366 | 7367 | 7368 | 7369 | 7370 | 7371 | 7372 | 7373 | 7374 | 7375 | 7376 | 7377 | 7378 | 7379 | 7380 | 7381 | 7382 | 7383 | 7384 | 7385 | 7386 | 7387 | 7388 | 7389 | 7390 | 7391 | 7392 | 7393 | 7394 | 7395 | 7396 | 7397 | 7398 | 7399 | 7400 | 7401 | 7402 | 7403 | 7404 | 7405 | 7406 | 7407 | 7408 | 7409 | 7410 | 7411 | 7412 | 7413 | 7414 | 7415 | 7416 | 7417 | 7418 | 7419 | 7420 | 7421 | 7422 | 7423 | 7424 | 7425 | 7426 | 7427 | 7428 | 7429 | 7430 | 7431 | 7432 | 7433 | 7434 | 7435 | 7436 | 7437 | 7438 | 7439 | 7440 | 7441 | 7442 | 7443 | 7444 | 7445 | 7446 | 7447 | 7448 | 7449 | 7450 | 7451 | 7452 | 7453 | 7454 | 7455 | 7456 | 7457 | 7458 | 7459 | 7460 | 7461 | 7462 | 7463 | 7464 | 7465 | 7466 | 7467 | 7468 | 7469 | 7470 | 7471 | 7472 | 7473 | 7474 | 7475 | 7476 | 7477 | 7478 | 7479 | 7480 | 7481 | 7482 | 7483 | 7484 | 7485 | 7486 | 7487 | 7488 | 7489 | 7490 | 7491 | 7492 | 7493 | 7494 | 7495 | 7496 | 7497 | 7498 | 7499 | 7500 | 7501 | 7502 | 7503 | 7504 | 7505 | 7506 | 7507 | 7508 | 7509 | 7510 | 7511 | 7512 | 7513 | 7514 | 7515 | 7516 | 7517 | 7518 | 7519 | 7520 | 7521 | 7522 | 7523 | 7524 | 7525 | 7526 | 7527 | 7528 | 7529 | 7530 | 7531 | 7532 | 7533 | 7534 | 7535 | 7536 | 7537 | 7538 | 7539 | 7540 | 7541 | 7542 | 7543 | 7544 | 7545 | 7546 | 7547 | 7548 | 7549 | 7550 | 7551 | 7552 | 7553 | 7554 | 7555 | 7556 | 7557 | 7558 | 7559 | 7560 | 7561 | 7562 | 7563 | 7564 | 7565 | 7566 | 7567 | 7568 | 7569 | 7570 | 7571 | 7572 | 7573 | 7574 | 7575 | 7576 | 7577 | 7578 | 7579 | 7580 | 7581 | 7582 | 7583 | 7584 | 7585 | 7586 | 7587 | 7588 | 7589 | 7590 | 7591 | 7592 | 7593 | 7594 | 7595 | 7596 | 7597 | 7598 | 7599 | 7600 | 7601 | 7602 | 7603 | 7604 | 7605 | 7606 | 7607 | 7608 | 7609 | 7610 | 7611 | 7612 | 7613 | 7614 | 7615 | 7616 | 7617 | 7618 | 7619 | 7620 | 7621 | 7622 | 7623 | 7624 | 7625 | 7626 | 7627 | 7628 | 7629 | 7630 | 7631 | 7632 | 7633 | 7634 | 7635 | 7636 | 7637 | 7638 | 7639 | 7640 | 7641 | 7642 | 7643 | 7644 | 7645 | 7646 | 7647 | 7648 | 7649 | 7650 | 7651 | 7652 | 7653 | 7654 | 7655 | 7656 | 7657 | 7658 | 7659 | 7660 | 7661 | 7662 | 7663 | 7664 | 7665 | 7666 | 7667 | 7668 | 7669 | 7670 | 7671 | 7672 | 7673 | 7674 | 7675 | 7676 | 7677 | 7678 | 7679 | 7680 | 7681 | 7682 | 7683 | 7684 | 7685 | 7686 | 7687 | 7688 | 7689 | 7690 | 7691 | 7692 | 7693 | 7694 | 7695 | 7696 | 7697 | 7698 | 7699 | 7700 | 7701 | 7702 | 7703 | 7704 | 7705 | 7706 | 7707 | 7708 | 7709 | 7710 | 7711 | 7712 | 7713 | 7714 | 7715 | 7716 | 7717 | 7718 | 7719 | 7720 | 7721 | 7722 | 7723 | 7724 | 7725 | 7726 | 7727 | 7728 | 7729 | 7730 | 7731 | 7732 | 7733 | 7734 | 7735 | 7736 | 7737 | 7738 | 7739 | 7740 | 7741 | 7742 | 7743 | 7744 | 7745 | 7746 | 7747 | 7748 | 7749 | 7750 | 7751 | 7752 | 7753 | 7754 | 7755 | 7756 | 7757 | 7758 | 7759 | 7760 | 7761 | 7762 | 7763 | 7764 | 7765 | 7766 | 7767 | 7768 | 7769 | 7770 | 7771 | 7772 | 7773 | 7774 | 7775 | 7776 | 7777 | 7778 | 7779 | 7780 | 7781 | 7782 | 7783 | 7784 | 7785 | 7786 | 7787 | 7788 | 7789 | 7790 | 7791 | 7792 | 7793 | 7794 | 7795 | 7796 | 7797 | 7798 | 7799 | 7800 | 7801 | 7802 | 7803 | 7804 | 7805 | 7806 | 7807 | 7808 | 7809 | 7810 | 7811 | 7812 | 7813 | 7814 | 7815 | 7816 | 7817 | 7818 | 7819 | 7820 | 7821 | 7822 | 7823 | 7824 | 7825 | 7826 | 7827 | 7828 | 7829 | 7830 | 7831 | 7832 | 7833 | 7834 | 7835 | 7836 | 7837 | 7838 | 7839 | 7840 | 7841 | 7842 | 7843 | 7844 | 7845 | 7846 | 7847 | 7848 | 7849 | 7850 | 7851 | 7852 | 7853 | 7854 | 7855 | 7856 | 7857 | 7858 | 7859 | 7860 | 7861 | 7862 | 7863 | 7864 | 7865 | 7866 | 7867 | 7868 | 7869 | 7870 | 7871 | 7872 | 7873 | 7874 | 7875 | 7876 | 7877 | 7878 | 7879 | 7880 | 7881 | 7882 | 7883 | 7884 | 7885 | 7886 | 7887 | 7888 | 7889 | 7890 | 7891 | 7892 | 7893 | 7894 | 7895 | 7896 | 7897 | 7898 | 7899 | 7900 | 7901 | 7902 | 7903 | 7904 | 7905 | 7906 | 7907 | 7908 | 7909 | 7910 | 7911 | 7912 | 7913 | 7914 | 7915 | 7916 | 7917 | 7918 | 7919 | 7920 | 7921 | 7922 | 7923 | 7924 | 7925 | 7926 | 7927 | 7928 | 7929 | 7930 | 7931 | 7932 | 7933 | 7934 | 7935 | 7936 | 7937 | 7938 | 7939 | 7940 | 7941 | 7942 | 7943 | 7944 | 7945 | 7946 | 7947 | 7948 | 7949 | 7950 | 7951 | 7952 | 7953 | 7954 | 7955 | 7956 | 7957 | 7958 | 7959 | 7960 | 7961 | 7962 | 7963 | 7964 | 7965 | 7966 | 7967 | 7968 | 7969 | 7970 | 7971 | 7972 | 7973 | 7974 | 7975 | 7976 | 7977 | 7978 | 7979 | 7980 | 7981 | 7982 | 7983 | 7984 | 7985 | 7986 | 7987 | 7988 | 7989 | 7990 | 7991 | 7992 | 7993 | 7994 | 7995 | 7996 | 7997 | 7998 | 7999 | 8000 | 8001 | 8002 | 8003 | 8004 | 8005 | 8006 | 8007 | 8008 | 8009 | 8010 | 8011 | 8012 | 8013 | 8014 | 8015 | 8016 | 8017 | 8018 | 8019 | 8020 | 8021 | 8022 | 8023 | 8024 | 8025 | 8026 | 8027 | 8028 | 8029 | 8030 | 8031 | 8032 | 8033 | 8034 | 8035 | 8036 | 8037 | 8038 | 8039 | 8040 | 8041 | 8042 | 8043 | 8044 | 8045 | 8046 | 8047 | 8048 | 8049 | 8050 | 8051 | 8052 | 8053 | 8054 | 8055 | 8056 | 8057 | 8058 | 8059 | 8060 | 8061 | 8062 | 8063 | 8064 | 8065 | 8066 | 8067 | 8068 | 8069 | 8070 | 8071 | 8072 | 8073 | 8074 | 8075 | 8076 | 8077 | 8078 | 8079 | 8080 | 8081 | 8082 | 8083 | 8084 | 8085 | 8086 | 8087 | 8088 | 8089 | 8090 | 8091 | 8092 | 8093 | 8094 | 8095 | 8096 | 8097 | 8098 | 8099 | 8100 | 8101 | 8102 | 8103 | 8104 | 8105 | 8106 | 8107 | 8108 | 8109 | 8110 | 8111 | 8112 | 8113 | 8114 | 8115 | 8116 | 8117 | 8118 | 8119 | 8120 | 8121 | 8122 | 8123 | 8124 | 8125 | 8126 | 8127 | 8128 | 8129 | 8130 | 8131 | 8132 | 8133 | 8134 | 8135 | 8136 | 8137 | 8138 | 8139 | 8140 | 8141 | 8142 | 8143 | 8144 | 8145 | 8146 | 8147 | 8148 | 8149 | 8150 | 8151 | 8152 | 8153 | 8154 | 8155 | 8156 | 8157 | 8158 | 8159 | 8160 | 8161 | 8162 | 8163 | 8164 | 8165 | 8166 | 8167 | 8168 | 8169 | 8170 | 8171 | 8172 | 8173 | 8174 | 8175 | 8176 | 8177 | 8178 | 8179 | 8180 | 8181 | 8182 | 8183 | 8184 | 8185 | 8186 | 8187 | 8188 | 8189 | 8190 | 8191 | 8192 | 8193 | 8194 | 8195 | 8196 | 8197 | 8198 | 8199 | 8200 | 8201 | 8202 | 8203 | 8204 | 8205 | 8206 | 8207 | 8208 | 8209 | 8210 | 8211 | 8212 | 8213 | 8214 | 8215 | 8216 | 8217 | 8218 | 8219 | 8220 | 8221 | 8222 | 8223 | 8224 | 8225 | 8226 | 8227 | 8228 | 8229 | 8230 | 8231 | 8232 | 8233 | 8234 | 8235 | 8236 | 8237 | 8238 | 8239 | 8240 | 8241 | 8242 | 8243 | 8244 | 8245 | 8246 | 8247 | 8248 | 8249 | 8250 | 8251 | 8252 | 8253 | 8254 | 8255 | 8256 | 8257 | 8258 | 8259 | 8260 | 8261 | 8262 | 8263 | 8264 | 8265 | 8266 | 8267 | 8268 | 8269 | 8270 | 8271 | 8272 | 8273 | 8274 | 8275 | 8276 | 8277 | 8278 | 8279 | 8280 | 8281 | 8282 | 8283 | 8284 | 8285 | 8286 | 8287 | 8288 | 8289 | 8290 | 8291 | 8292 | 8293 | 8294 | 8295 | 8296 | 8297 | 8298 | 8299 | 8300 | 8301 | 8302 | 8303 | 8304 | 8305 | 8306 | 8307 | 8308 | 8309 | 8310 | 8311 | 8312 | 8313 | 8314 | 8315 | 8316 | 8317 | 8318 | 8319 | 8320 | 8321 | 8322 | 8323 | 8324 | 8325 | 8326 | 8327 | 8328 | 8329 | 8330 | 8331 | 8332 | 8333 | 8334 | 8335 | 8336 | 8337 | 8338 | 8339 | 8340 | 8341 | 8342 | 8343 | 8344 | 8345 | 8346 | 8347 | 8348 | 8349 | 8350 | 8351 | 8352 | 8353 | 8354 | 8355 | 8356 | 8357 | 8358 | 8359 | 8360 | 8361 | 8362 | 8363 | 8364 | 8365 | 8366 | 8367 | 8368 | 8369 | 8370 | 8371 | 8372 | 8373 | 8374 | 8375 | 8376 | 8377 | 8378 | 8379 | 8380 | 8381 | 8382 | 8383 | 8384 | 8385 | 8386 | 8387 | 8388 | 8389 | 8390 | 8391 | 8392 | 8393 | 8394 | 8395 | 8396 | 8397 | 8398 | 8399 | 8400 | 8401 | 8402 | 8403 | 8404 | 8405 | 8406 | 8407 | 8408 | 8409 | 8410 | 8411 | 8412 | 8413 | 8414 | 8415 | 8416 | 8417 | 8418 | 8419 | 8420 | 8421 | 8422 | 8423 | 8424 | 8425 | 8426 | 8427 | 8428 | 8429 | 8430 | 8431 | 8432 | 8433 | 8434 | 8435 | 8436 | 8437 | 8438 | 8439 | 8440 | 8441 | 8442 | 8443 | 8444 | 8445 | 8446 | 8447 | 8448 | 8449 | 8450 | 8451 | 8452 | 8453 | 8454 | 8455 | 8456 | 8457 | 8458 | 8459 | 8460 | 8461 | 8462 | 8463 | 8464 | 8465 | 8466 | 8467 | 8468 | 8469 | 8470 | 8471 | 8472 | 8473 | 8474 | 8475 | 8476 | 8477 | 8478 | 8479 | 8480 | 8481 | 8482 | 8483 | 8484 | 8485 | 8486 | 8487 | 8488 | 8489 | 8490 | 8491 | 8492 | 8493 | 8494 | 8495 | 8496 | 8497 | 8498 | 8499 | 8500 | 8501 | 8502 | 8503 | 8504 | 8505 | 8506 | 8507 | 8508 | 8509 | 8510 | 8511 | 8512 | 8513 | 8514 | 8515 | 8516 | 8517 | 8518 | 8519 | 8520 | 8521 | 8522 | 8523 | 8524 | 8525 | 8526 | 8527 | 8528 | 8529 | 8530 | 8531 | 8532 | 8533 | 8534 | 8535 | 8536 | 8537 | 8538 | 8539 | 8540 | 8541 | 8542 | 8543 | 8544 | 8545 | 8546 | 8547 | 8548 | 8549 | 8550 | 8551 | 8552 | 8553 | 8554 | 8555 | 8556 | 8557 | 8558 | 8559 | 8560 | 8561 | 8562 | 8563 | 8564 | 8565 | 8566 | 8567 | 8568 | 8569 | 8570 | 8571 | 8572 | 8573 | 8574 | 8575 | 8576 | 8577 | 8578 | 8579 | 8580 | 8581 | 8582 | 8583 | 8584 | 8585 | 8586 | 8587 | 8588 | 8589 | 8590 | 8591 | 8592 | 8593 | 8594 | 8595 | 8596 | 8597 | 8598 | 8599 | 8600 | 8601 | 8602 | 8603 | 8604 | 8605 | 8606 | 8607 | 8608 | 8609 | 8610 | 8611 | 8612 | 8613 | 8614 | 8615 | 8616 | 8617 | 8618 | 8619 | 8620 | 8621 | 8622 | 8623 | 8624 | 8625 | 8626 | 8627 | 8628 | 8629 | 8630 | 8631 | 8632 | 8633 | 8634 | 8635 | 8636 | 8637 | 8638 | 8639 | 8640 | 8641 | 8642 | 8643 | 8644 | 8645 | 8646 | 8647 | 8648 | 8649 | 8650 | 8651 | 8652 | 8653 | 8654 | 8655 | 8656 | 8657 | 8658 | 8659 | 8660 | 8661 | 8662 | 8663 | 8664 | 8665 | 8666 | 8667 | 8668 | 8669 | 8670 | 8671 | 8672 | 8673 | 8674 | 8675 | 8676 | 8677 | 8678 | 8679 | 8680 | 8681 | 8682 | 8683 | 8684 | 8685 | 8686 | 8687 | 8688 | 8689 | 8690 | 8691 | 8692 | 8693 | 8694 | 8695 | 8696 | 8697 | 8698 | 8699 | 8700 | 8701 | 8702 | 8703 | 8704 | 8705 | 8706 | 8707 | 8708 | 8709 | 8710 | 8711 | 8712 | 8713 | 8714 | 8715 | 8716 | 8717 | 8718 | 8719 | 8720 | 8721 | 8722 | 8723 | 8724 | 8725 | 8726 | 8727 | 8728 | 8729 | 8730 | 8731 | 8732 | 8733 | 8734 | 8735 | 8736 | 8737 | 8738 | 8739 | 8740 | 8741 | 8742 | 8743 | 8744 | 8745 | 8746 | 8747 | 8748 | 8749 | 8750 | 8751 | 8752 | 8753 | 8754 | 8755 | 8756 | 8757 | 8758 | 8759 | 8760 | 8761 | 8762 | 8763 | 8764 | 8765 | 8766 | 8767 | 8768 | 8769 | 8770 | 8771 | 8772 | 8773 | 8774 | 8775 | 8776 | 8777 | 8778 | 8779 | 8780 | 8781 | 8782 | 8783 | 8784 | 8785 | 8786 | 8787 | 8788 | 8789 | 8790 | 8791 | 8792 | 8793 | 8794 | 8795 | 8796 | 8797 | 8798 | 8799 | 8800 | 8801 | 8802 | 8803 | 8804 | 8805 | 8806 | 8807 | 8808 | 8809 | 8810 | 8811 | 8812 | 8813 | 8814 | 8815 | 8816 | 8817 | 8818 | 8819 | 8820 | 8821 | 8822 | 8823 | 8824 | 8825 | 8826 | 8827 | 8828 | 8829 | 8830 | 8831 | 8832 | 8833 | 8834 | 8835 | 8836 | 8837 | 8838 | 8839 | 8840 | 8841 | 8842 | 8843 | 8844 | 8845 | 8846 | 8847 | 8848 | 8849 | 8850 | 8851 | 8852 | 8853 | 8854 | 8855 | 8856 | 8857 | 8858 | 8859 | 8860 | 8861 | 8862 | 8863 | 8864 | 8865 | 8866 | 8867 | 8868 | 8869 | 8870 | 8871 | 8872 | 8873 | 8874 | 8875 | 8876 | 8877 | 8878 | 8879 | 8880 | 8881 | 8882 | 8883 | 8884 | 8885 | 8886 | 8887 | 8888 | 8889 | 8890 | 8891 | 8892 | 8893 | 8894 | 8895 | 8896 | 8897 | 8898 | 8899 | 8900 | 8901 | 8902 | 8903 | 8904 | 8905 | 8906 | 8907 | 8908 | 8909 | 8910 | 8911 | 8912 | 8913 | 8914 | 8915 | 8916 | 8917 | 8918 | 8919 | 8920 | 8921 | 8922 | 8923 | 8924 | 8925 | 8926 | 8927 | 8928 | 8929 | 8930 | 8931 | 8932 | 8933 | 8934 | 8935 | 8936 | 8937 | 8938 | 8939 | 8940 | 8941 | 8942 | 8943 | 8944 | 8945 | 8946 | 8947 | 8948 | 8949 | 8950 | 8951 | 8952 | 8953 | 8954 | 8955 | 8956 | 8957 | 8958 | 8959 | 8960 | 8961 | 8962 | 8963 | 8964 | 8965 | 8966 | 8967 | 8968 | 8969 | 8970 | 8971 | 8972 | 8973 | 8974 | 8975 | 8976 | 8977 | 8978 | 8979 | 8980 | 8981 | 8982 | 8983 | 8984 | 8985 | 8986 | 8987 | 8988 | 8989 | 8990 | 8991 | 8992 | 8993 | 8994 | 8995 | 8996 | 8997 | 8998 | 8999 | 9000 | 9001 | 9002 | 9003 | 9004 | 9005 | 9006 | 9007 | 9008 | 9009 | 9010 | 9011 | 9012 | 9013 | 9014 | 9015 | 9016 | 9017 | 9018 | 9019 | 9020 | 9021 | 9022 | 9023 | 9024 | 9025 | 9026 | 9027 | 9028 | 9029 | 9030 | 9031 | 9032 | 9033 | 9034 | 9035 | 9036 | 9037 | 9038 | 9039 | 9040 | 9041 | 9042 | 9043 | 9044 | 9045 | 9046 | 9047 | 9048 | 9049 | 9050 | 9051 | 9052 | 9053 | 9054 | 9055 | 9056 | 9057 | 9058 | 9059 | 9060 | 9061 | 9062 | 9063 | 9064 | 9065 | 9066 | 9067 | 9068 | 9069 | 9070 | 9071 | 9072 | 9073 | 9074 | 9075 | 9076 | 9077 | 9078 | 9079 | 9080 | 9081 | 9082 | 9083 | 9084 | 9085 | 9086 | 9087 | 9088 | 9089 | 9090 | 9091 | 9092 | 9093 | 9094 | 9095 | 9096 | 9097 | 9098 | 9099 | 9100 | 9101 | 9102 | 9103 | 9104 | 9105 | 9106 | 9107 | 9108 | 9109 | 9110 | 9111 | 9112 | 9113 | 9114 | 9115 | 9116 | 9117 | 9118 | 9119 | 9120 | 9121 | 9122 | 9123 | 9124 | 9125 | 9126 | 9127 | 9128 | 9129 | 9130 | 9131 | 9132 | 9133 | 9134 | 9135 | 9136 | 9137 | 9138 | 9139 | 9140 | 9141 | 9142 | 9143 | 9144 | 9145 | 9146 | 9147 | 9148 | 9149 | 9150 | 9151 | 9152 | 9153 | 9154 | 9155 | 9156 | 9157 | 9158 | 9159 | 9160 | 9161 | 9162 | 9163 | 9164 | 9165 | 9166 | 9167 | 9168 | 9169 | 9170 | 9171 | 9172 | 9173 | 9174 | 9175 | 9176 | 9177 | 9178 | 9179 | 9180 | 9181 | 9182 | 9183 | 9184 | 9185 | 9186 | 9187 | 9188 | 9189 | 9190 | 9191 | 9192 | 9193 | 9194 | 9195 | 9196 | 9197 | 9198 | 9199 | 9200 | 9201 | 9202 | 9203 | 9204 | 9205 | 9206 | 9207 | 9208 | 9209 | 9210 | 9211 | 9212 | 9213 | 9214 | 9215 | 9216 | 9217 | 9218 | 9219 | 9220 | 9221 | 9222 | 9223 | 9224 | 9225 | 9226 | 9227 | 9228 | 9229 | 9230 | 9231 | 9232 | 9233 | 9234 | 9235 | 9236 | 9237 | 9238 | 9239 | 9240 | 9241 | 9242 | 9243 | 9244 | 9245 | 9246 | 9247 | 9248 | 9249 | 9250 | 9251 | 9252 | 9253 | 9254 | 9255 | 9256 | 9257 | 9258 | 9259 | 9260 | 9261 | 9262 | 9263 | 9264 | 9265 | 9266 | 9267 | 9268 | 9269 | 9270 | 9271 | 9272 | 9273 | 9274 | 9275 | 9276 | 9277 | 9278 | 9279 | 9280 | 9281 | 9282 | 9283 | 9284 | 9285 | 9286 | 9287 | 9288 | 9289 | 9290 | 9291 | 9292 | 9293 | 9294 | 9295 | 9296 | 9297 | 9298 | 9299 | 9300 | 9301 | 9302 | 9303 | 9304 | 9305 | 9306 | 9307 | 9308 | 9309 | 9310 | 9311 | 9312 | 9313 | 9314 | 9315 | 9316 | 9317 | 9318 | 9319 | 9320 | 9321 | 9322 | 9323 | 9324 | 9325 | 9326 | 9327 | 9328 | 9329 | 9330 | 9331 | 9332 | 9333 | 9334 | 9335 | 9336 | 9337 | 9338 | 9339 | 9340 | 9341 | 9342 | 9343 | 9344 | 9345 | 9346 | 9347 | 9348 | 9349 | 9350 | 9351 | 9352 | 9353 | 9354 | 9355 | 9356 | 9357 | 9358 | 9359 | 9360 | 9361 | 9362 | 9363 | 9364 | 9365 | 9366 | 9367 | 9368 | 9369 | 9370 | 9371 | 9372 | 9373 | 9374 | 9375 | 9376 | 9377 | 9378 | 9379 | 9380 | 9381 | 9382 | 9383 | 9384 | 9385 | 9386 | 9387 | 9388 | 9389 | 9390 | 9391 | 9392 | 9393 | 9394 | 9395 | 9396 | 9397 | 9398 | 9399 | 9400 | 9401 | 9402 | 9403 | 9404 | 9405 | 9406 | 9407 | 9408 | 9409 | 9410 | 9411 | 9412 | 9413 | 9414 | 9415 | 9416 | 9417 | 9418 | 9419 | 9420 | 9421 | 9422 | 9423 | 9424 | 9425 | 9426 | 9427 | 9428 | 9429 | 9430 | 9431 | 9432 | 9433 | 9434 | 9435 | 9436 | 9437 | 9438 | 9439 | 9440 | 9441 | 9442 | 9443 | 9444 | 9445 | 9446 | 9447 | 9448 | 9449 | 9450 | 9451 | 9452 | 9453 | 9454 | 9455 | 9456 | 9457 | 9458 | 9459 | 9460 | 9461 | 9462 | 9463 | 9464 | 9465 | 9466 | 9467 | 9468 | 9469 | 9470 | 9471 | 9472 | 9473 | 9474 | 9475 | 9476 | 9477 | 9478 | 9479 | 9480 | 9481 | 9482 | 9483 | 9484 | 9485 | 9486 | 9487 | 9488 | 9489 | 9490 | 9491 | 9492 | 9493 | 9494 | 9495 | 9496 | 9497 | 9498 | 9499 | 9500 | 9501 | 9502 | 9503 | 9504 | 9505 | 9506 | 9507 | 9508 | 9509 | 9510 | 9511 | 9512 | 9513 | 9514 | 9515 | 9516 | 9517 | 9518 | 9519 | 9520 | 9521 | 9522 | 9523 | 9524 | 9525 | 9526 | 9527 | 9528 | 9529 | 9530 | 9531 | 9532 | 9533 | 9534 | 9535 | 9536 | 9537 | 9538 | 9539 | 9540 | 9541 | 9542 | 9543 | 9544 | 9545 | 9546 | 9547 | 9548 | 9549 | 9550 | 9551 | 9552 | 9553 | 9554 | 9555 | 9556 | 9557 | 9558 | 9559 | 9560 | 9561 | 9562 | 9563 | 9564 | 9565 | 9566 | 9567 | 9568 | 9569 | 9570 | 9571 | 9572 | 9573 | 9574 | 9575 | 9576 | 9577 | 9578 | 9579 | 9580 | 9581 | 9582 | 9583 | 9584 | 9585 | 9586 | 9587 | 9588 | 9589 | 9590 | 9591 | 9592 | 9593 | 9594 | 9595 | 9596 | 9597 | 9598 | 9599 | 9600 | 9601 | 9602 | 9603 | 9604 | 9605 | 9606 | 9607 | 9608 | 9609 | 9610 | 9611 | 9612 | 9613 | 9614 | 9615 | 9616 | 9617 | 9618 | 9619 | 9620 | 9621 | 9622 | 9623 | 9624 | 9625 | 9626 | 9627 | 9628 | 9629 | 9630 | 9631 | 9632 | 9633 | 9634 | 9635 | 9636 | 9637 | 9638 | 9639 | 9640 | 9641 | 9642 | 9643 | 9644 | 9645 | 9646 | 9647 | 9648 | 9649 | 9650 | 9651 | 9652 | 9653 | 9654 | 9655 | 9656 | 9657 | 9658 | 9659 | 9660 | 9661 | 9662 | 9663 | 9664 | 9665 | 9666 | 9667 | 9668 | 9669 | 9670 | 9671 | 9672 | 9673 | 9674 | 9675 | 9676 | 9677 | 9678 | 9679 | 9680 | 9681 | 9682 | 9683 | 9684 | 9685 | 9686 | 9687 | 9688 | 9689 | 9690 | 9691 | 9692 | 9693 | 9694 | 9695 | 9696 | 9697 | 9698 | 9699 | 9700 | 9701 | 9702 | 9703 | 9704 | 9705 | 9706 | 9707 | 9708 | 9709 | 9710 | 9711 | 9712 | 9713 | 9714 | 9715 | 9716 | 9717 | 9718 | 9719 | 9720 | 9721 | 9722 | 9723 | 9724 | 9725 | 9726 | 9727 | 9728 | 9729 | 9730 | 9731 | 9732 | 9733 | 9734 | 9735 | 9736 | 9737 | 9738 | 9739 | 9740 | 9741 | 9742 | 9743 | 9744 | 9745 | 9746 | 9747 | 9748 | 9749 | 9750 | 9751 | 9752 | 9753 | 9754 | 9755 | 9756 | 9757 | 9758 | 9759 | 9760 | 9761 | 9762 | 9763 | 9764 | 9765 | 9766 | 9767 | 9768 | 9769 | 9770 | 9771 | 9772 | 9773 | 9774 | 9775 | 9776 | 9777 | 9778 | 9779 | 9780 | 9781 | 9782 | 9783 | 9784 | 9785 | 9786 | 9787 | 9788 | 9789 | 9790 | 9791 | 9792 | 9793 | 9794 | 9795 | 9796 | 9797 | 9798 | 9799 | 9800 | 9801 | 9802 | 9803 | 9804 | 9805 | 9806 | 9807 | 9808 | 9809 | 9810 | 9811 | 9812 | 9813 | 9814 | 9815 | 9816 | 9817 | 9818 | 9819 | 9820 | 9821 | 9822 | 9823 | 9824 | 9825 | 9826 | 9827 | 9828 | 9829 | 9830 | 9831 | 9832 | 9833 | 9834 | 9835 | 9836 | 9837 | 9838 | 9839 | 9840 | 9841 | 9842 | 9843 | 9844 | 9845 | 9846 | 9847 | 9848 | 9849 | 9850 | 9851 | 9852 | 9853 | 9854 | 9855 | 9856 | 9857 | 9858 | 9859 | 9860 | 9861 | 9862 | 9863 | 9864 | 9865 | 9866 | 9867 | 9868 | 9869 | 9870 | 9871 | 9872 | 9873 | 9874 | 9875 | 9876 | 9877 | 9878 | 9879 | 9880 | 9881 | 9882 | 9883 | 9884 | 9885 | 9886 | 9887 | 9888 | 9889 | 9890 | 9891 | 9892 | 9893 | 9894 | 9895 | 9896 | 9897 | 9898 | 9899 | 9900 | 9901 | 9902 | 9903 | 9904 | 9905 | 9906 | 9907 | 9908 | 9909 | 9910 | 9911 | 9912 | 9913 | 9914 | 9915 | 9916 | 9917 | 9918 | 9919 | 9920 | 9921 | 9922 | 9923 | 9924 | 9925 | 9926 | 9927 | 9928 | 9929 | 9930 | 9931 | 9932 | 9933 | 9934 | 9935 | 9936 | 9937 | 9938 | 9939 | 9940 | 9941 | 9942 | 9943 | 9944 | 9945 | 9946 | 9947 | 9948 | 9949 | 9950 | 9951 | 9952 | 9953 | 9954 | 9955 | 9956 | 9957 | 9958 | 9959 | 9960 | 9961 | 9962 | 9963 | 9964 | 9965 | 9966 | 9967 | 9968 | 9969 | 9970 | 9971 | 9972 | 9973 | 9974 | 9975 | 9976 | 9977 | 9978 | 9979 | 9980 | 9981 | 9982 | 9983 | 9984 | 9985 | 9986 | 9987 | 9988 | 9989 | 9990 | 9991 | 9992 | 9993 | 9994 | 9995 | 9996 | 9997 | 9998 | 9999 | 10000
Scenario type |  | step | NaN | NaN | - | This is the output that the code uses to determine convergence
Floor area | A_floor | constant | 55.0564 |  | m2 | Area of space being modelled | A_floor | 55.0564 | 55.0564 | 55.0564 | 55.0564 | 55.0564 | 55.0564 | 55.0564 | 55.0564 | 55.0564 | 55.0564 | 55.0564 | 55.0564 | 55.0564 | 55.0564 | 55.0564 | 55.0564 | 55.0564 | 55.0564 | 55.0564 | 55.0564 | 55.0564 | 55.0564 | 55.0564 | 55.0564 | 55.0564 | 55.0564 | 55.0564 | 55.0564 | 55.0564 | 55.0564 | 55.0564 | 55.0564 | 55.0564 | 55.0564 | 55.0564 | 55.0564 | 55.0564 | 55.0564 | 55.0564 | 55.0564 | 55.0564 | 55.0564 | 55.0564 | 55.0564 | 55.0564 | 55.0564 | 55.0564 | 55.0564 | 55.0564 | 55.0564 | 55.0564 | 55.0564 | 55.0564 | 55.0564 | 55.0564 | 55.0564 | 55.0564 | 55.0564 | 55.0564 | 55.0564 | 55.0564 | 55.0564 | 55.0564 | 55.0564 | 55.0564 | 55.0564 | 55.0564 | 55.0564 | 55.0564 | 55.0564 | 55.0564 | 55.0564 | 55.0564 | 55.0564 | 55.0564 | 55.0564 | 55.0564 | 55.0564 | 55.0564 | 55.0564 | 55.0564 | 55.0564 | 55.0564 | 55.0564 | 55.0564 | 55.0564 | 55.0564 | 55.0564 | 55.0564 | 55.0564 | 55.0564 | 55.0564 | 55.0564 | 55.0564 | 55.0564 | 55.0564 | 55.0564 | 55.0564 | 55.0564 | 55.0564 | 55.0564 | 55.0564 | 55.0564 | 55.0564 | 55.0564 | 55.0564 | 55.0564 | 55.0564 | 55.0564 | 55.0564 | 55.0564 | 55.0564 | 55.0564 | 55.0564 | 55.0564 | 55.0564 | 55.0564 | 55.0564 | 55.0564 | 55.0564 | 55.0564 | 55.0564 | 55.0564 | 55.0564 | 55.0564 | 55.0564 | 55.0564 | 55.0564 | 55.0564 | 55.0564 | 55.0564 | 55.0564 | 55.0564 | 55.0564 | 55.0564 | 55.0564 | 55.0564 | 55.0564 | 55.0564 | 55.0564 | 55.0564 | 55.0564 | 55.0564 | 55.0564 | 55.0564 | 55.0564 | 55.0564 | 55.0564 | 55.0564 | 55.0564 | 55.0564 | 55.0564 | 55.0564 | 55.0564 | 55.0564 | 55.0564 | 55.0564 | 55.0564 | 55.0564 | 55.0564 | 55.0564 | 55.0564 | 55.0564 | 55.0564 | 55.0564 | 55.0564 | 55.0564 | 55.0564 | 55.0564 | 55.0564 | 55.0564 | 55.0564 | 55.0564 | 55.0564 | 55.0564 | 55.0564 | 55.0564 | 55.0564 | 55.0564 | 55.0564 | 55.0564 | 55.0564 | 55.0564 | 55.0564 | 55.0564 | 55.0564 | 55.0564 | 55.0564 | 55.0564 | 55.0564 | 55.0564 | 55.0564 | 55.0564 | 55.0564 | 55.0564 | 55.0564 | 55.0564 | 55.0564 | 55.0564 | 55.0564 | 55.0564 | 55.0564 | 55.0564 | 55.0564 | 55.0564 | 55.0564 | 55.0564 | 55.0564 | 55.0564 | 55.0564 | 55.0564 | 55.0564 | 55.0564 | 55.0564 | 55.0564 | 55.0564 | 55.0564 | 55.0564 | 55.0564 | 55.0564 | 55.0564 | 55.0564 | 55.0564 | 55.0564 | 55.0564 | 55.0564 | 55.0564 | 55.0564 | 55.0564 | 55.0564 | 55.0564 | 55.0564 | 55.0564 | 55.0564 | 55.0564 | 55.0564 | 55.0564 | 55.0564 | 55.0564 | 55.0564 | 55.0564 | 55.0564 | 55.0564 | 55.0564 | 55.0564 | 55.0564 | 55.0564 | 55.0564 | 55.0564 | 55.0564 | 55.0564 | 55.0564 | 55.0564 | 55.0564 | 55.0564 | 55.0564 | 55.0564 | 55.0564 | 55.0564 | 55.0564 | 55.0564 | 55.0564 | 55.0564 | 55.0564 | 55.0564 | 55.0564 | 55.0564 | 55.0564 | 55.0564 | 55.0564 | 55.0564 | 55.0564 | 55.0564 | 55.0564 | 55.0564 | 55.0564 | 55.0564 | 55.0564 | 55.0564 | 55.0564 | 55.0564 | 55.0564 | 55.0564 | 55.0564 | 55.0564 | 55.0564 | 55.0564 | 55.0564 | 55.0564 | 55.0564 | 55.0564 | 55.0564 | 55.0564 | 55.0564 | 55.0564 | 55.0564 | 55.0564 | 55.0564 | 55.0564 | 55.0564 | 55.0564 | 55.0564 | 55.0564 | 55.0564 | 55.0564 | 55.0564 | 55.0564 | 55.0564 | 55.0564 | 55.0564 | 55.0564 | 55.0564 | 55.0564 | 55.0564 | 55.0564 | 55.0564 | 55.0564 | 55.0564 | 55.0564 | 55.0564 | 55.0564 | 55.0564 | 55.0564 | 55.0564 | 55.0564 | 55.0564 | 55.0564 | 55.0564 | 55.0564 | 55.0564 | 55.0564 | 55.0564 | 55.0564 | 55.0564 | 55.0564 | 55.0564 | 55.0564 | 55.0564 | 55.0564 | 55.0564 | 55.0564 | 55.0564 | 55.0564 | 55.0564 | 55.0564 | 55.0564 | 55.0564 | 55.0564 | 55.0564 | 55.0564 | 55.0564 | 55.0564 | 55.0564 | 55.0564 | 55.0564 | 55.0564 | 55.0564 | 55.0564 | 55.0564 | 55.0564 | 55.0564 | 55.0564 | 55.0564 | 55.0564 | 55.0564 | 55.0564 | 55.0564 | 55.0564 | 55.0564 | 55.0564 | 55.0564 | 55.0564 | 55.0564 | 55.0564 | 55.0564 | 55.0564 | 55.0564 | 55.0564 | 55.0564 | 55.0564 | 55.0564 | 55.0564 | 55.0564 | 55.0564 | 55.0564 | 55.0564 | 55.0564 | 55.0564 | 55.0564 | 55.0564 | 55.0564 | 55.0564 | 55.0564 | 55.0564 | 55.0564 | 55.0564 | 55.0564 | 55.0564 | 55.0564 | 55.0564 | 55.0564 | 55.0564 | 55.0564 | 55.0564 | 55.0564 | 55.0564 | 55.0564 | 55.0564 | 55.0564 | 55.0564 | 55.0564 | 55.0564 | 55.0564 | 55.0564 | 55.0564 | 55.0564 | 55.0564 | 55.0564 | 55.0564 | 55.0564 | 55.0564 | 55.0564 | 55.0564 | 55.0564 | 55.0564 | 55.0564 | 55.0564 | 55.0564 | 55.0564 | 55.0564 | 55.0564 | 55.0564 | 55.0564 | 55.0564 | 55.0564 | 55.0564 | 55.0564 | 55.0564 | 55.0564 | 55.0564 | 55.0564 | 55.0564 | 55.0564 | 55.0564 | 55.0564 | 55.0564 | 55.0564 | 55.0564 | 55.0564 | 55.0564 | 55.0564 | 55.0564 | 55.0564 | 55.0564 | 55.0564 | 55.0564 | 55.0564 | 55.0564 | 55.0564 | 55.0564 | 55.0564 | 55.0564 | 55.0564 | 55.0564 | 55.0564 | 55.0564 | 55.0564 | 55.0564 | 55.0564 | 55.0564 | 55.0564 | 55.0564 | 55.0564 | 55.0564 | 55.0564 | 55.0564 | 55.0564 | 55.0564 | 55.0564 | 55.0564 | 55.0564 | 55.0564 | 55.0564 | 55.0564 | 55.0564 | 55.0564 | 55.0564 | 55.0564 | 55.0564 | 55.0564 | 55.0564 | 55.0564 | 55.0564 | 55.0564 | 55.0564 | 55.0564 | 55.0564 | 55.0564 | 55.0564 | 55.0564 | 55.0564 | 55.0564 | 55.0564 | 55.0564 | 55.0564 | 55.0564 | 55.0564 | 55.0564 | 55.0564 | 55.0564 | 55.0564 | 55.0564 | 55.0564 | 55.0564 | 55.0564 | 55.0564 | 55.0564 | 55.0564 | 55.0564 | 55.0564 | 55.0564 | 55.0564 | 55.0564 | 55.0564 | 55.0564 | 55.0564 | 55.0564 | 55.0564 | 55.0564 | 55.0564 | 55.0564 | 55.0564 | 55.0564 | 55.0564 | 55.0564 | 55.0564 | 55.0564 | 55.0564 | 55.0564 | 55.0564 | 55.0564 | 55.0564 | 55.0564 | 55.0564 | 55.0564 | 55.0564 | 55.0564 | 55.0564 | 55.0564 | 55.0564 | 55.0564 | 55.0564 | 55.0564 | 55.0564 | 55.0564 | 55.0564 | 55.0564 | 55.0564 | 55.0564 | 55.0564 | 55.0564 | 55.0564 | 55.0564 | 55.0564 | 55.0564 | 55.0564 | 55.0564 | 55.0564 | 55.0564 | 55.0564 | 55.0564 | 55.0564 | 55.0564 | 55.0564 | 55.0564 | 55.0564 | 55.0564 | 55.0564 | 55.0564 | 55.0564 | 55.0564 | 55.0564 | 55.0564 | 55.0564 | 55.0564 | 55.0564 | 55.0564 | 55.0564 | 55.0564 | 55.0564 | 55.0564 | 55.0564 | 55.0564 | 55.0564 | 55.0564 | 55.0564 | 55.0564 | 55.0564 | 55.0564 | 55.0564 | 55.0564 | 55.0564 | 55.0564 | 55.0564 | 55.0564 | 55.0564 | 55.0564 | 55.0564 | 55.0564 | 55.0564 | 55.0564 | 55.0564 | 55.0564 | 55.0564 | 55.0564 | 55.0564 | 55.0564 | 55.0564 | 55.0564 | 55.0564 | 55.0564 | 55.0564 | 55.0564 | 55.0564 | 55.0564 | 55.0564 | 55.0564 | 55.0564 | 55.0564 | 55.0564 | 55.0564 | 55.0564 | 55.0564 | 55.0564 | 55.0564 | 55.0564 | 55.0564 | 55.0564 | 55.0564 | 55.0564 | 55.0564 | 55.0564 | 55.0564 | 55.0564 | 55.0564 | 55.0564 | 55.0564 | 55.0564 | 55.0564 | 55.0564 | 55.0564 | 55.0564 | 55.0564 | 55.0564 | 55.0564 | 55.0564 | 55.0564 | 55.0564 | 55.0564 | 55.0564 | 55.0564 | 55.0564 | 55.0564 | 55.0564 | 55.0564 | 55.0564 | 55.0564 | 55.0564 | 55.0564 | 55.0564 | 55.0564 | 55.0564 | 55.0564 | 55.0564 | 55.0564 | 55.0564 | 55.0564 | 55.0564 | 55.0564 | 55.0564 | 55.0564 | 55.0564 | 55.0564 | 55.0564 | 55.0564 | 55.0564 | 55.0564 | 55.0564 | 55.0564 | 55.0564 | 55.0564 | 55.0564 | 55.0564 | 55.0564 | 55.0564 | 55.0564 | 55.0564 | 55.0564 | 55.0564 | 55.0564 | 55.0564 | 55.0564 | 55.0564 | 55.0564 | 55.0564 | 55.0564 | 55.0564 | 55.0564 | 55.0564 | 55.0564 | 55.0564 | 55.0564 | 55.0564 | 55.0564 | 55.0564 | 55.0564 | 55.0564 | 55.0564 | 55.0564 | 55.0564 | 55.0564 | 55.0564 | 55.0564 | 55.0564 | 55.0564 | 55.0564 | 55.0564 | 55.0564 | 55.0564 | 55.0564 | 55.0564 | 55.0564 | 55.0564 | 55.0564 | 55.0564 | 55.0564 | 55.0564 | 55.0564 | 55.0564 | 55.0564 | 55.0564 | 55.0564 | 55.0564 | 55.0564 | 55.0564 | 55.0564 | 55.0564 | 55.0564 | 55.0564 | 55.0564 | 55.0564 | 55.0564 | 55.0564 | 55.0564 | 55.0564 | 55.0564 | 55.0564 | 55.0564 | 55.0564 | 55.0564 | 55.0564 | 55.0564 | 55.0564 | 55.0564 | 55.0564 | 55.0564 | 55.0564 | 55.0564 | 55.0564 | 55.0564 | 55.0564 | 55.0564 | 55.0564 | 55.0564 | 55.0564 | 55.0564 | 55.0564 | 55.0564 | 55.0564 | 55.0564 | 55.0564 | 55.0564 | 55.0564 | 55.0564 | 55.0564 | 55.0564 | 55.0564 | 55.0564 | 55.0564 | 55.0564 | 55.0564 | 55.0564 | 55.0564 | 55.0564 | 55.0564 | 55.0564 | 55.0564 | 55.0564 | 55.0564 | 55.0564 | 55.0564 | 55.0564 | 55.0564 | 55.0564 | 55.0564 | 55.0564 | 55.0564 | 55.0564 | 55.0564 | 55.0564 | 55.0564 | 55.0564 | 55.0564 | 55.0564 | 55.0564 | 55.0564 | 55.0564 | 55.0564 | 55.0564 | 55.0564 | 55.0564 | 55.0564 | 55.0564 | 55.0564 | 55.0564 | 55.0564 | 55.0564 | 55.0564 | 55.0564 | 55.0564 | 55.0564 | 55.0564 | 55.0564 | 55.0564 | 55.0564 | 55.0564 | 55.0564 | 55.0564 | 55.0564 | 55.0564 | 55.0564 | 55.0564 | 55.0564 | 55.0564 | 55.0564 | 55.0564 | 55.0564 | 55.0564 | 55.0564 | 55.0564 | 55.0564 | 55.0564 | 55.0564 | 55.0564 | 55.0564 | 55.0564 | 55.0564 | 55.0564 | 55.0564 | 55.0564 | 55.0564 | 55.0564 | 55.0564 | 55.0564 | 55.0564 | 55.0564 | 55.0564 | 55.0564 | 55.0564 | 55.0564 | 55.0564 | 55.0564 | 55.0564 | 55.0564 | 55.0564 | 55.0564 | 55.0564 | 55.0564 | 55.0564 | 55.0564 | 55.0564 | 55.0564 | 55.0564 | 55.0564 | 55.0564 | 55.0564 | 55.0564 | 55.0564 | 55.0564 | 55.0564 | 55.0564 | 55.0564 | 55.0564 | 55.0564 | 55.0564 | 55.0564 | 55.0564 | 55.0564 | 55.0564 | 55.0564 | 55.0564 | 55.0564 | 55.0564 | 55.0564 | 55.0564 | 55.0564 | 55.0564 | 55.0564 | 55.0564 | 55.0564 | 55.0564 | 55.0564 | 55.0564 | 55.0564 | 55.0564 | 55.0564 | 55.0564 | 55.0564 | 55.0564 | 55.0564 | 55.0564 | 55.0564 | 55.0564 | 55.0564 | 55.0564 | 55.0564 | 55.0564 | 55.0564 | 55.0564 | 55.0564 | 55.0564 | 55.0564 | 55.0564 | 55.0564 | 55.0564 | 55.0564 | 55.0564 | 55.0564 | 55.0564 | 55.0564 | 55.0564 | 55.0564 | 55.0564 | 55.0564 | 55.0564 | 55.0564 | 55.0564 | 55.0564 | 55.0564 | 55.0564 | 55.0564 | 55.0564 | 55.0564 | 55.0564 | 55.0564 | 55.0564 | 55.0564 | 55.0564 | 55.0564 | 55.0564 | 55.0564 | 55.0564 | 55.0564 | 55.0564 | 55.0564 | 55.0564 | 55.0564 | 55.0564 | 55.0564 | 55.0564 | 55.0564 | 55.0564 | 55.0564 | 55.0564 | 55.0564 | 55.0564 | 55.0564 | 55.0564 | 55.0564 | 55.0564 | 55.0564 | 55.0564 | 55.0564 | 55.0564 | 55.0564 | 55.0564 | 55.0564 | 55.0564 | 55.0564 | 55.0564 | 55.0564 | 55.0564 | 55.0564 | 55.0564 | 55.0564 | 55.0564 | 55.0564 | 55.0564 | 55.0564 | 55.0564 | 55.0564 | 55.0564 | 55.0564 | 55.0564 | 55.0564 | 55.0564 | 55.0564 | 55.0564 | 55.0564 | 55.0564 | 55.0564 | 55.0564 | 55.0564 | 55.0564 | 55.0564 | 55.0564 | 55.0564 | 55.0564 | 55.0564 | 55.0564 | 55.0564 | 55.0564 | 55.0564 | 55.0564 | 55.0564 | 55.0564 | 55.0564 | 55.0564 | 55.0564 | 55.0564 | 55.0564 | 55.0564 | 55.0564 | 55.0564 | 55.0564 | 55.0564 | 55.0564 | 55.0564 | 55.0564 | 55.0564 | 55.0564 | 55.0564 | 55.0564 | 55.0564 | 55.0564 | 55.0564 | 55.0564 | 55.0564 | 55.0564 | 55.0564 | 55.0564 | 55.0564 | 55.0564 | 55.0564 | 55.0564 | 55.0564 | 55.0564 | 55.0564 | 55.0564 | 55.0564 | 55.0564 | 55.0564 | 55.0564 | 55.0564 | 55.0564 | 55.0564 | 55.0564 | 55.0564 | 55.0564 | 55.0564 | 55.0564 | 55.0564 | 55.0564 | 55.0564 | 55.0564 | 55.0564 | 55.0564 | 55.0564 | 55.0564 | 55.0564 | 55.0564 | 55.0564 | 55.0564 | 55.0564 | 55.0564 | 55.0564 | 55.0564 | 55.0564 | 55.0564 | 55.0564 | 55.0564 | 55.0564 | 55.0564 | 55.0564 | 55.0564 | 55.0564 | 55.0564 | 55.0564 | 55.0564 | 55.0564 | 55.0564 | 55.0564 | 55.0564 | 55.0564 | 55.0564 | 55.0564 | 55.0564 | 55.0564 | 55.0564 | 55.0564 | 55.0564 | 55.0564 | 55.0564 | 55.0564 | 55.0564 | 55.0564 | 55.0564 | 55.0564 | 55.0564 | 55.0564 | 55.0564 | 55.0564 | 55.0564 | 55.0564 | 55.0564 | 55.0564 | 55.0564 | 55.0564 | 55.0564 | 55.0564 | 55.0564 | 55.0564 | 55.0564 | 55.0564 | 55.0564 | 55.0564 | 55.0564 | 55.0564 | 55.0564 | 55.0564 | 55.0564 | 55.0564 | 55.0564 | 55.0564 | 55.0564 | 55.0564 | 55.0564 | 55.0564 | 55.0564 | 55.0564 | 55.0564 | 55.0564 | 55.0564 | 55.0564 | 55.0564 | 55.0564 | 55.0564 | 55.0564 | 55.0564 | 55.0564 | 55.0564 | 55.0564 | 55.0564 | 55.0564 | 55.0564 | 55.0564 | 55.0564 | 55.0564 | 55.0564 | 55.0564 | 55.0564 | 55.0564 | 55.0564 | 55.0564 | 55.0564 | 55.0564 | 55.0564 | 55.0564 | 55.0564 | 55.0564 | 55.0564 | 55.0564 | 55.0564 | 55.0564 | 55.0564 | 55.0564 | 55.0564 | 55.0564 | 55.0564 | 55.0564 | 55.0564 | 55.0564 | 55.0564 | 55.0564 | 55.0564 | 55.0564 | 55.0564 | 55.0564 | 55.0564 | 55.0564 | 55.0564 | 55.0564 | 55.0564 | 55.0564 | 55.0564 | 55.0564 | 55.0564 | 55.0564 | 55.0564 | 55.0564 | 55.0564 | 55.0564 | 55.0564 | 55.0564 | 55.0564 | 55.0564 | 55.0564 | 55.0564 | 55.0564 | 55.0564 | 55.0564 | 55.0564 | 55.0564 | 55.0564 | 55.0564 | 55.0564 | 55.0564 | 55.0564 | 55.0564 | 55.0564 | 55.0564 | 55.0564 | 55.0564 | 55.0564 | 55.0564 | 55.0564 | 55.0564 | 55.0564 | 55.0564 | 55.0564 | 55.0564 | 55.0564 | 55.0564 | 55.0564 | 55.0564 | 55.0564 | 55.0564 | 55.0564 | 55.0564 | 55.0564 | 55.0564 | 55.0564 | 55.0564 | 55.0564 | 55.0564 | 55.0564 | 55.0564 | 55.0564 | 55.0564 | 55.0564 | 55.0564 | 55.0564 | 55.0564 | 55.0564 | 55.0564 | 55.0564 | 55.0564 | 55.0564 | 55.0564 | 55.0564 | 55.0564 | 55.0564 | 55.0564 | 55.0564 | 55.0564 | 55.0564 | 55.0564 | 55.0564 | 55.0564 | 55.0564 | 55.0564 | 55.0564 | 55.0564 | 55.0564 | 55.0564 | 55.0564 | 55.0564 | 55.0564 | 55.0564 | 55.0564 | 55.0564 | 55.0564 | 55.0564 | 55.0564 | 55.0564 | 55.0564 | 55.0564 | 55.0564 | 55.0564 | 55.0564 | 55.0564 | 55.0564 | 55.0564 | 55.0564 | 55.0564 | 55.0564 | 55.0564 | 55.0564 | 55.0564 | 55.0564 | 55.0564 | 55.0564 | 55.0564 | 55.0564 | 55.0564 | 55.0564 | 55.0564 | 55.0564 | 55.0564 | 55.0564 | 55.0564 | 55.0564 | 55.0564 | 55.0564 | 55.0564 | 55.0564 | 55.0564 | 55.0564 | 55.0564 | 55.0564 | 55.0564 | 55.0564 | 55.0564 | 55.0564 | 55.0564 | 55.0564 | 55.0564 | 55.0564 | 55.0564 | 55.0564 | 55.0564 | 55.0564 | 55.0564 | 55.0564 | 55.0564 | 55.0564 | 55.0564 | 55.0564 | 55.0564 | 55.0564 | 55.0564 | 55.0564 | 55.0564 | 55.0564 | 55.0564 | 55.0564 | 55.0564 | 55.0564 | 55.0564 | 55.0564 | 55.0564 | 55.0564 | 55.0564 | 55.0564 | 55.0564 | 55.0564 | 55.0564 | 55.0564 | 55.0564 | 55.0564 | 55.0564 | 55.0564 | 55.0564 | 55.0564 | 55.0564 | 55.0564 | 55.0564 | 55.0564 | 55.0564 | 55.0564 | 55.0564 | 55.0564 | 55.0564 | 55.0564 | 55.0564 | 55.0564 | 55.0564 | 55.0564 | 55.0564 | 55.0564 | 55.0564 | 55.0564 | 55.0564 | 55.0564 | 55.0564 | 55.0564 | 55.0564 | 55.0564 | 55.0564 | 55.0564 | 55.0564 | 55.0564 | 55.0564 | 55.0564 | 55.0564 | 55.0564 | 55.0564 | 55.0564 | 55.0564 | 55.0564 | 55.0564 | 55.0564 | 55.0564 | 55.0564 | 55.0564 | 55.0564 | 55.0564 | 55.0564 | 55.0564 | 55.0564 | 55.0564 | 55.0564 | 55.0564 | 55.0564 | 55.0564 | 55.0564 | 55.0564 | 55.0564 | 55.0564 | 55.0564 | 55.0564 | 55.0564 | 55.0564 | 55.0564 | 55.0564 | 55.0564 | 55.0564 | 55.0564 | 55.0564 | 55.0564 | 55.0564 | 55.0564 | 55.0564 | 55.0564 | 55.0564 | 55.0564 | 55.0564 | 55.0564 | 55.0564 | 55.0564 | 55.0564 | 55.0564 | 55.0564 | 55.0564 | 55.0564 | 55.0564 | 55.0564 | 55.0564 | 55.0564 | 55.0564 | 55.0564 | 55.0564 | 55.0564 | 55.0564 | 55.0564 | 55.0564 | 55.0564 | 55.0564 | 55.0564 | 55.0564 | 55.0564 | 55.0564 | 55.0564 | 55.0564 | 55.0564 | 55.0564 | 55.0564 | 55.0564 | 55.0564 | 55.0564 | 55.0564 | 55.0564 | 55.0564 | 55.0564 | 55.0564 | 55.0564 | 55.0564 | 55.0564 | 55.0564 | 55.0564 | 55.0564 | 55.0564 | 55.0564 | 55.0564 | 55.0564 | 55.0564 | 55.0564 | 55.0564 | 55.0564 | 55.0564 | 55.0564 | 55.0564 | 55.0564 | 55.0564 | 55.0564 | 55.0564 | 55.0564 | 55.0564 | 55.0564 | 55.0564 | 55.0564 | 55.0564 | 55.0564 | 55.0564 | 55.0564 | 55.0564 | 55.0564 | 55.0564 | 55.0564 | 55.0564 | 55.0564 | 55.0564 | 55.0564 | 55.0564 | 55.0564 | 55.0564 | 55.0564 | 55.0564 | 55.0564 | 55.0564 | 55.0564 | 55.0564 | 55.0564 | 55.0564 | 55.0564 | 55.0564 | 55.0564 | 55.0564 | 55.0564 | 55.0564 | 55.0564 | 55.0564 | 55.0564 | 55.0564 | 55.0564 | 55.0564 | 55.0564 | 55.0564 | 55.0564 | 55.0564 | 55.0564 | 55.0564 | 55.0564 | 55.0564 | 55.0564 | 55.0564 | 55.0564 | 55.0564 | 55.0564 | 55.0564 | 55.0564 | 55.0564 | 55.0564 | 55.0564 | 55.0564 | 55.0564 | 55.0564 | 55.0564 | 55.0564 | 55.0564 | 55.0564 | 55.0564 | 55.0564 | 55.0564 | 55.0564 | 55.0564 | 55.0564 | 55.0564 | 55.0564 | 55.0564 | 55.0564 | 55.0564 | 55.0564 | 55.0564 | 55.0564 | 55.0564 | 55.0564 | 55.0564 | 55.0564 | 55.0564 | 55.0564 | 55.0564 | 55.0564 | 55.0564 | 55.0564 | 55.0564 | 55.0564 | 55.0564 | 55.0564 | 55.0564 | 55.0564 | 55.0564 | 55.0564 | 55.0564 | 55.0564 | 55.0564 | 55.0564 | 55.0564 | 55.0564 | 55.0564 | 55.0564 | 55.0564 | 55.0564 | 55.0564 | 55.0564 | 55.0564 | 55.0564 | 55.0564 | 55.0564 | 55.0564 | 55.0564 | 55.0564 | 55.0564 | 55.0564 | 55.0564 | 55.0564 | 55.0564 | 55.0564 | 55.0564 | 55.0564 | 55.0564 | 55.0564 | 55.0564 | 55.0564 | 55.0564 | 55.0564 | 55.0564 | 55.0564 | 55.0564 | 55.0564 | 55.0564 | 55.0564 | 55.0564 | 55.0564 | 55.0564 | 55.0564 | 55.0564 | 55.0564 | 55.0564 | 55.0564 | 55.0564 | 55.0564 | 55.0564 | 55.0564 | 55.0564 | 55.0564 | 55.0564 | 55.0564 | 55.0564 | 55.0564 | 55.0564 | 55.0564 | 55.0564 | 55.0564 | 55.0564 | 55.0564 | 55.0564 | 55.0564 | 55.0564 | 55.0564 | 55.0564 | 55.0564 | 55.0564 | 55.0564 | 55.0564 | 55.0564 | 55.0564 | 55.0564 | 55.0564 | 55.0564 | 55.0564 | 55.0564 | 55.0564 | 55.0564 | 55.0564 | 55.0564 | 55.0564 | 55.0564 | 55.0564 | 55.0564 | 55.0564 | 55.0564 | 55.0564 | 55.0564 | 55.0564 | 55.0564 | 55.0564 | 55.0564 | 55.0564 | 55.0564 | 55.0564 | 55.0564 | 55.0564 | 55.0564 | 55.0564 | 55.0564 | 55.0564 | 55.0564 | 55.0564 | 55.0564 | 55.0564 | 55.0564 | 55.0564 | 55.0564 | 55.0564 | 55.0564 | 55.0564 | 55.0564 | 55.0564 | 55.0564 | 55.0564 | 55.0564 | 55.0564 | 55.0564 | 55.0564 | 55.0564 | 55.0564 | 55.0564 | 55.0564 | 55.0564 | 55.0564 | 55.0564 | 55.0564 | 55.0564 | 55.0564 | 55.0564 | 55.0564 | 55.0564 | 55.0564 | 55.0564 | 55.0564 | 55.0564 | 55.0564 | 55.0564 | 55.0564 | 55.0564 | 55.0564 | 55.0564 | 55.0564 | 55.0564 | 55.0564 | 55.0564 | 55.0564 | 55.0564 | 55.0564 | 55.0564 | 55.0564 | 55.0564 | 55.0564 | 55.0564 | 55.0564 | 55.0564 | 55.0564 | 55.0564 | 55.0564 | 55.0564 | 55.0564 | 55.0564 | 55.0564 | 55.0564 | 55.0564 | 55.0564 | 55.0564 | 55.0564 | 55.0564 | 55.0564 | 55.0564 | 55.0564 | 55.0564 | 55.0564 | 55.0564 | 55.0564 | 55.0564 | 55.0564 | 55.0564 | 55.0564 | 55.0564 | 55.0564 | 55.0564 | 55.0564 | 55.0564 | 55.0564 | 55.0564 | 55.0564 | 55.0564 | 55.0564 | 55.0564 | 55.0564 | 55.0564 | 55.0564 | 55.0564 | 55.0564 | 55.0564 | 55.0564 | 55.0564 | 55.0564 | 55.0564 | 55.0564 | 55.0564 | 55.0564 | 55.0564 | 55.0564 | 55.0564 | 55.0564 | 55.0564 | 55.0564 | 55.0564 | 55.0564 | 55.0564 | 55.0564 | 55.0564 | 55.0564 | 55.0564 | 55.0564 | 55.0564 | 55.0564 | 55.0564 | 55.0564 | 55.0564 | 55.0564 | 55.0564 | 55.0564 | 55.0564 | 55.0564 | 55.0564 | 55.0564 | 55.0564 | 55.0564 | 55.0564 | 55.0564 | 55.0564 | 55.0564 | 55.0564 | 55.0564 | 55.0564 | 55.0564 | 55.0564 | 55.0564 | 55.0564 | 55.0564 | 55.0564 | 55.0564 | 55.0564 | 55.0564 | 55.0564 | 55.0564 | 55.0564 | 55.0564 | 55.0564 | 55.0564 | 55.0564 | 55.0564 | 55.0564 | 55.0564 | 55.0564 | 55.0564 | 55.0564 | 55.0564 | 55.0564 | 55.0564 | 55.0564 | 55.0564 | 55.0564 | 55.0564 | 55.0564 | 55.0564 | 55.0564 | 55.0564 | 55.0564 | 55.0564 | 55.0564 | 55.0564 | 55.0564 | 55.0564 | 55.0564 | 55.0564 | 55.0564 | 55.0564 | 55.0564 | 55.0564 | 55.0564 | 55.0564 | 55.0564 | 55.0564 | 55.0564 | 55.0564 | 55.0564 | 55.0564 | 55.0564 | 55.0564 | 55.0564 | 55.0564 | 55.0564 | 55.0564 | 55.0564 | 55.0564 | 55.0564 | 55.0564 | 55.0564 | 55.0564 | 55.0564 | 55.0564 | 55.0564 | 55.0564 | 55.0564 | 55.0564 | 55.0564 | 55.0564 | 55.0564 | 55.0564 | 55.0564 | 55.0564 | 55.0564 | 55.0564 | 55.0564 | 55.0564 | 55.0564 | 55.0564 | 55.0564 | 55.0564 | 55.0564 | 55.0564 | 55.0564 | 55.0564 | 55.0564 | 55.0564 | 55.0564 | 55.0564 | 55.0564 | 55.0564 | 55.0564 | 55.0564 | 55.0564 | 55.0564 | 55.0564 | 55.0564 | 55.0564 | 55.0564 | 55.0564 | 55.0564 | 55.0564 | 55.0564 | 55.0564 | 55.0564 | 55.0564 | 55.0564 | 55.0564 | 55.0564 | 55.0564 | 55.0564 | 55.0564 | 55.0564 | 55.0564 | 55.0564 | 55.0564 | 55.0564 | 55.0564 | 55.0564 | 55.0564 | 55.0564 | 55.0564 | 55.0564 | 55.0564 | 55.0564 | 55.0564 | 55.0564 | 55.0564 | 55.0564 | 55.0564 | 55.0564 | 55.0564 | 55.0564 | 55.0564 | 55.0564 | 55.0564 | 55.0564 | 55.0564 | 55.0564 | 55.0564 | 55.0564 | 55.0564 | 55.0564 | 55.0564 | 55.0564 | 55.0564 | 55.0564 | 55.0564 | 55.0564 | 55.0564 | 55.0564 | 55.0564 | 55.0564 | 55.0564 | 55.0564 | 55.0564 | 55.0564 | 55.0564 | 55.0564 | 55.0564 | 55.0564 | 55.0564 | 55.0564 | 55.0564 | 55.0564 | 55.0564 | 55.0564 | 55.0564 | 55.0564 | 55.0564 | 55.0564 | 55.0564 | 55.0564 | 55.0564 | 55.0564 | 55.0564 | 55.0564 | 55.0564 | 55.0564 | 55.0564 | 55.0564 | 55.0564 | 55.0564 | 55.0564 | 55.0564 | 55.0564 | 55.0564 | 55.0564 | 55.0564 | 55.0564 | 55.0564 | 55.0564 | 55.0564 | 55.0564 | 55.0564 | 55.0564 | 55.0564 | 55.0564 | 55.0564 | 55.0564 | 55.0564 | 55.0564 | 55.0564 | 55.0564 | 55.0564 | 55.0564 | 55.0564 | 55.0564 | 55.0564 | 55.0564 | 55.0564 | 55.0564 | 55.0564 | 55.0564 | 55.0564 | 55.0564 | 55.0564 | 55.0564 | 55.0564 | 55.0564 | 55.0564 | 55.0564 | 55.0564 | 55.0564 | 55.0564 | 55.0564 | 55.0564 | 55.0564 | 55.0564 | 55.0564 | 55.0564 | 55.0564 | 55.0564 | 55.0564 | 55.0564 | 55.0564 | 55.0564 | 55.0564 | 55.0564 | 55.0564 | 55.0564 | 55.0564 | 55.0564 | 55.0564 | 55.0564 | 55.0564 | 55.0564 | 55.0564 | 55.0564 | 55.0564 | 55.0564 | 55.0564 | 55.0564 | 55.0564 | 55.0564 | 55.0564 | 55.0564 | 55.0564 | 55.0564 | 55.0564 | 55.0564 | 55.0564 | 55.0564 | 55.0564 | 55.0564 | 55.0564 | 55.0564 | 55.0564 | 55.0564 | 55.0564 | 55.0564 | 55.0564 | 55.0564 | 55.0564 | 55.0564 | 55.0564 | 55.0564 | 55.0564 | 55.0564 | 55.0564 | 55.0564 | 55.0564 | 55.0564 | 55.0564 | 55.0564 | 55.0564 | 55.0564 | 55.0564 | 55.0564 | 55.0564 | 55.0564 | 55.0564 | 55.0564 | 55.0564 | 55.0564 | 55.0564 | 55.0564 | 55.0564 | 55.0564 | 55.0564 | 55.0564 | 55.0564 | 55.0564 | 55.0564 | 55.0564 | 55.0564 | 55.0564 | 55.0564 | 55.0564 | 55.0564 | 55.0564 | 55.0564 | 55.0564 | 55.0564 | 55.0564 | 55.0564 | 55.0564 | 55.0564 | 55.0564 | 55.0564 | 55.0564 | 55.0564 | 55.0564 | 55.0564 | 55.0564 | 55.0564 | 55.0564 | 55.0564 | 55.0564 | 55.0564 | 55.0564 | 55.0564 | 55.0564 | 55.0564 | 55.0564 | 55.0564 | 55.0564 | 55.0564 | 55.0564 | 55.0564 | 55.0564 | 55.0564 | 55.0564 | 55.0564 | 55.0564 | 55.0564 | 55.0564 | 55.0564 | 55.0564 | 55.0564 | 55.0564 | 55.0564 | 55.0564 | 55.0564 | 55.0564 | 55.0564 | 55.0564 | 55.0564 | 55.0564 | 55.0564 | 55.0564 | 55.0564 | 55.0564 | 55.0564 | 55.0564 | 55.0564 | 55.0564 | 55.0564 | 55.0564 | 55.0564 | 55.0564 | 55.0564 | 55.0564 | 55.0564 | 55.0564 | 55.0564 | 55.0564 | 55.0564 | 55.0564 | 55.0564 | 55.0564 | 55.0564 | 55.0564 | 55.0564 | 55.0564 | 55.0564 | 55.0564 | 55.0564 | 55.0564 | 55.0564 | 55.0564 | 55.0564 | 55.0564 | 55.0564 | 55.0564 | 55.0564 | 55.0564 | 55.0564 | 55.0564 | 55.0564 | 55.0564 | 55.0564 | 55.0564 | 55.0564 | 55.0564 | 55.0564 | 55.0564 | 55.0564 | 55.0564 | 55.0564 | 55.0564 | 55.0564 | 55.0564 | 55.0564 | 55.0564 | 55.0564 | 55.0564 | 55.0564 | 55.0564 | 55.0564 | 55.0564 | 55.0564 | 55.0564 | 55.0564 | 55.0564 | 55.0564 | 55.0564 | 55.0564 | 55.0564 | 55.0564 | 55.0564 | 55.0564 | 55.0564 | 55.0564 | 55.0564 | 55.0564 | 55.0564 | 55.0564 | 55.0564 | 55.0564 | 55.0564 | 55.0564 | 55.0564 | 55.0564 | 55.0564 | 55.0564 | 55.0564 | 55.0564 | 55.0564 | 55.0564 | 55.0564 | 55.0564 | 55.0564 | 55.0564 | 55.0564 | 55.0564 | 55.0564 | 55.0564 | 55.0564 | 55.0564 | 55.0564 | 55.0564 | 55.0564 | 55.0564 | 55.0564 | 55.0564 | 55.0564 | 55.0564 | 55.0564 | 55.0564 | 55.0564 | 55.0564 | 55.0564 | 55.0564 | 55.0564 | 55.0564 | 55.0564 | 55.0564 | 55.0564 | 55.0564 | 55.0564 | 55.0564 | 55.0564 | 55.0564 | 55.0564 | 55.0564 | 55.0564 | 55.0564 | 55.0564 | 55.0564 | 55.0564 | 55.0564 | 55.0564 | 55.0564 | 55.0564 | 55.0564 | 55.0564 | 55.0564 | 55.0564 | 55.0564 | 55.0564 | 55.0564 | 55.0564 | 55.0564 | 55.0564 | 55.0564 | 55.0564 | 55.0564 | 55.0564 | 55.0564 | 55.0564 | 55.0564 | 55.0564 | 55.0564 | 55.0564 | 55.0564 | 55.0564 | 55.0564 | 55.0564 | 55.0564 | 55.0564 | 55.0564 | 55.0564 | 55.0564 | 55.0564 | 55.0564 | 55.0564 | 55.0564 | 55.0564 | 55.0564 | 55.0564 | 55.0564 | 55.0564 | 55.0564 | 55.0564 | 55.0564 | 55.0564 | 55.0564 | 55.0564 | 55.0564 | 55.0564 | 55.0564 | 55.0564 | 55.0564 | 55.0564 | 55.0564 | 55.0564 | 55.0564 | 55.0564 | 55.0564 | 55.0564 | 55.0564 | 55.0564 | 55.0564 | 55.0564 | 55.0564 | 55.0564 | 55.0564 | 55.0564 | 55.0564 | 55.0564 | 55.0564 | 55.0564 | 55.0564 | 55.0564 | 55.0564 | 55.0564 | 55.0564 | 55.0564 | 55.0564 | 55.0564 | 55.0564 | 55.0564 | 55.0564 | 55.0564 | 55.0564 | 55.0564 | 55.0564 | 55.0564 | 55.0564 | 55.0564 | 55.0564 | 55.0564 | 55.0564 | 55.0564 | 55.0564 | 55.0564 | 55.0564 | 55.0564 | 55.0564 | 55.0564 | 55.0564 | 55.0564 | 55.0564 | 55.0564 | 55.0564 | 55.0564 | 55.0564 | 55.0564 | 55.0564 | 55.0564 | 55.0564 | 55.0564 | 55.0564 | 55.0564 | 55.0564 | 55.0564 | 55.0564 | 55.0564 | 55.0564 | 55.0564 | 55.0564 | 55.0564 | 55.0564 | 55.0564 | 55.0564 | 55.0564 | 55.0564 | 55.0564 | 55.0564 | 55.0564 | 55.0564 | 55.0564 | 55.0564 | 55.0564 | 55.0564 | 55.0564 | 55.0564 | 55.0564 | 55.0564 | 55.0564 | 55.0564 | 55.0564 | 55.0564 | 55.0564 | 55.0564 | 55.0564 | 55.0564 | 55.0564 | 55.0564 | 55.0564 | 55.0564 | 55.0564 | 55.0564 | 55.0564 | 55.0564 | 55.0564 | 55.0564 | 55.0564 | 55.0564 | 55.0564 | 55.0564 | 55.0564 | 55.0564 | 55.0564 | 55.0564 | 55.0564 | 55.0564 | 55.0564 | 55.0564 | 55.0564 | 55.0564 | 55.0564 | 55.0564 | 55.0564 | 55.0564 | 55.0564 | 55.0564 | 55.0564 | 55.0564 | 55.0564 | 55.0564 | 55.0564 | 55.0564 | 55.0564 | 55.0564 | 55.0564 | 55.0564 | 55.0564 | 55.0564 | 55.0564 | 55.0564 | 55.0564 | 55.0564 | 55.0564 | 55.0564 | 55.0564 | 55.0564 | 55.0564 | 55.0564 | 55.0564 | 55.0564 | 55.0564 | 55.0564 | 55.0564 | 55.0564 | 55.0564 | 55.0564 | 55.0564 | 55.0564 | 55.0564 | 55.0564 | 55.0564 | 55.0564 | 55.0564 | 55.0564 | 55.0564 | 55.0564 | 55.0564 | 55.0564 | 55.0564 | 55.0564 | 55.0564 | 55.0564 | 55.0564 | 55.0564 | 55.0564 | 55.0564 | 55.0564 | 55.0564 | 55.0564 | 55.0564 | 55.0564 | 55.0564 | 55.0564 | 55.0564 | 55.0564 | 55.0564 | 55.0564 | 55.0564 | 55.0564 | 55.0564 | 55.0564 | 55.0564 | 55.0564 | 55.0564 | 55.0564 | 55.0564 | 55.0564 | 55.0564 | 55.0564 | 55.0564 | 55.0564 | 55.0564 | 55.0564 | 55.0564 | 55.0564 | 55.0564 | 55.0564 | 55.0564 | 55.0564 | 55.0564 | 55.0564 | 55.0564 | 55.0564 | 55.0564 | 55.0564 | 55.0564 | 55.0564 | 55.0564 | 55.0564 | 55.0564 | 55.0564 | 55.0564 | 55.0564 | 55.0564 | 55.0564 | 55.0564 | 55.0564 | 55.0564 | 55.0564 | 55.0564 | 55.0564 | 55.0564 | 55.0564 | 55.0564 | 55.0564 | 55.0564 | 55.0564 | 55.0564 | 55.0564 | 55.0564 | 55.0564 | 55.0564 | 55.0564 | 55.0564 | 55.0564 | 55.0564 | 55.0564 | 55.0564 | 55.0564 | 55.0564 | 55.0564 | 55.0564 | 55.0564 | 55.0564 | 55.0564 | 55.0564 | 55.0564 | 55.0564 | 55.0564 | 55.0564 | 55.0564 | 55.0564 | 55.0564 | 55.0564 | 55.0564 | 55.0564 | 55.0564 | 55.0564 | 55.0564 | 55.0564 | 55.0564 | 55.0564 | 55.0564 | 55.0564 | 55.0564 | 55.0564 | 55.0564 | 55.0564 | 55.0564 | 55.0564 | 55.0564 | 55.0564 | 55.0564 | 55.0564 | 55.0564 | 55.0564 | 55.0564 | 55.0564 | 55.0564 | 55.0564 | 55.0564 | 55.0564 | 55.0564 | 55.0564 | 55.0564 | 55.0564 | 55.0564 | 55.0564 | 55.0564 | 55.0564 | 55.0564 | 55.0564 | 55.0564 | 55.0564 | 55.0564 | 55.0564 | 55.0564 | 55.0564 | 55.0564 | 55.0564 | 55.0564 | 55.0564 | 55.0564 | 55.0564 | 55.0564 | 55.0564 | 55.0564 | 55.0564 | 55.0564 | 55.0564 | 55.0564 | 55.0564 | 55.0564 | 55.0564 | 55.0564 | 55.0564 | 55.0564 | 55.0564 | 55.0564 | 55.0564 | 55.0564 | 55.0564 | 55.0564 | 55.0564 | 55.0564 | 55.0564 | 55.0564 | 55.0564 | 55.0564 | 55.0564 | 55.0564 | 55.0564 | 55.0564 | 55.0564 | 55.0564 | 55.0564 | 55.0564 | 55.0564 | 55.0564 | 55.0564 | 55.0564 | 55.0564 | 55.0564 | 55.0564 | 55.0564 | 55.0564 | 55.0564 | 55.0564 | 55.0564 | 55.0564 | 55.0564 | 55.0564 | 55.0564 | 55.0564 | 55.0564 | 55.0564 | 55.0564 | 55.0564 | 55.0564 | 55.0564 | 55.0564 | 55.0564 | 55.0564 | 55.0564 | 55.0564 | 55.0564 | 55.0564 | 55.0564 | 55.0564 | 55.0564 | 55.0564 | 55.0564 | 55.0564 | 55.0564 | 55.0564 | 55.0564 | 55.0564 | 55.0564 | 55.0564 | 55.0564 | 55.0564 | 55.0564 | 55.0564 | 55.0564 | 55.0564 | 55.0564 | 55.0564 | 55.0564 | 55.0564 | 55.0564 | 55.0564 | 55.0564 | 55.0564 | 55.0564 | 55.0564 | 55.0564 | 55.0564 | 55.0564 | 55.0564 | 55.0564 | 55.0564 | 55.0564 | 55.0564 | 55.0564 | 55.0564 | 55.0564 | 55.0564 | 55.0564 | 55.0564 | 55.0564 | 55.0564 | 55.0564 | 55.0564 | 55.0564 | 55.0564 | 55.0564 | 55.0564 | 55.0564 | 55.0564 | 55.0564 | 55.0564 | 55.0564 | 55.0564 | 55.0564 | 55.0564 | 55.0564 | 55.0564 | 55.0564 | 55.0564 | 55.0564 | 55.0564 | 55.0564 | 55.0564 | 55.0564 | 55.0564 | 55.0564 | 55.0564 | 55.0564 | 55.0564 | 55.0564 | 55.0564 | 55.0564 | 55.0564 | 55.0564 | 55.0564 | 55.0564 | 55.0564 | 55.0564 | 55.0564 | 55.0564 | 55.0564 | 55.0564 | 55.0564 | 55.0564 | 55.0564 | 55.0564 | 55.0564 | 55.0564 | 55.0564 | 55.0564 | 55.0564 | 55.0564 | 55.0564 | 55.0564 | 55.0564 | 55.0564 | 55.0564 | 55.0564 | 55.0564 | 55.0564 | 55.0564 | 55.0564 | 55.0564 | 55.0564 | 55.0564 | 55.0564 | 55.0564 | 55.0564 | 55.0564 | 55.0564 | 55.0564 | 55.0564 | 55.0564 | 55.0564 | 55.0564 | 55.0564 | 55.0564 | 55.0564 | 55.0564 | 55.0564 | 55.0564 | 55.0564 | 55.0564 | 55.0564 | 55.0564 | 55.0564 | 55.0564 | 55.0564 | 55.0564 | 55.0564 | 55.0564 | 55.0564 | 55.0564 | 55.0564 | 55.0564 | 55.0564 | 55.0564 | 55.0564 | 55.0564 | 55.0564 | 55.0564 | 55.0564 | 55.0564 | 55.0564 | 55.0564 | 55.0564 | 55.0564 | 55.0564 | 55.0564 | 55.0564 | 55.0564 | 55.0564 | 55.0564 | 55.0564 | 55.0564 | 55.0564 | 55.0564 | 55.0564 | 55.0564 | 55.0564 | 55.0564 | 55.0564 | 55.0564 | 55.0564 | 55.0564 | 55.0564 | 55.0564 | 55.0564 | 55.0564 | 55.0564 | 55.0564 | 55.0564 | 55.0564 | 55.0564 | 55.0564 | 55.0564 | 55.0564 | 55.0564 | 55.0564 | 55.0564 | 55.0564 | 55.0564 | 55.0564 | 55.0564 | 55.0564 | 55.0564 | 55.0564 | 55.0564 | 55.0564 | 55.0564 | 55.0564 | 55.0564 | 55.0564 | 55.0564 | 55.0564 | 55.0564 | 55.0564 | 55.0564 | 55.0564 | 55.0564 | 55.0564 | 55.0564 | 55.0564 | 55.0564 | 55.0564 | 55.0564 | 55.0564 | 55.0564 | 55.0564 | 55.0564 | 55.0564 | 55.0564 | 55.0564 | 55.0564 | 55.0564 | 55.0564 | 55.0564 | 55.0564 | 55.0564 | 55.0564 | 55.0564 | 55.0564 | 55.0564 | 55.0564 | 55.0564 | 55.0564 | 55.0564 | 55.0564 | 55.0564 | 55.0564 | 55.0564 | 55.0564 | 55.0564 | 55.0564 | 55.0564 | 55.0564 | 55.0564 | 55.0564 | 55.0564 | 55.0564 | 55.0564 | 55.0564 | 55.0564 | 55.0564 | 55.0564 | 55.0564 | 55.0564 | 55.0564 | 55.0564 | 55.0564 | 55.0564 | 55.0564 | 55.0564 | 55.0564 | 55.0564 | 55.0564 | 55.0564 | 55.0564 | 55.0564 | 55.0564 | 55.0564 | 55.0564 | 55.0564 | 55.0564 | 55.0564 | 55.0564 | 55.0564 | 55.0564 | 55.0564 | 55.0564 | 55.0564 | 55.0564 | 55.0564 | 55.0564 | 55.0564 | 55.0564 | 55.0564 | 55.0564 | 55.0564 | 55.0564 | 55.0564 | 55.0564 | 55.0564 | 55.0564 | 55.0564 | 55.0564 | 55.0564 | 55.0564 | 55.0564 | 55.0564 | 55.0564 | 55.0564 | 55.0564 | 55.0564 | 55.0564 | 55.0564 | 55.0564 | 55.0564 | 55.0564 | 55.0564 | 55.0564 | 55.0564 | 55.0564 | 55.0564 | 55.0564 | 55.0564 | 55.0564 | 55.0564 | 55.0564 | 55.0564 | 55.0564 | 55.0564 | 55.0564 | 55.0564 | 55.0564 | 55.0564 | 55.0564 | 55.0564 | 55.0564 | 55.0564 | 55.0564 | 55.0564 | 55.0564 | 55.0564 | 55.0564 | 55.0564 | 55.0564 | 55.0564 | 55.0564 | 55.0564 | 55.0564 | 55.0564 | 55.0564 | 55.0564 | 55.0564 | 55.0564 | 55.0564 | 55.0564 | 55.0564 | 55.0564 | 55.0564 | 55.0564 | 55.0564 | 55.0564 | 55.0564 | 55.0564 | 55.0564 | 55.0564 | 55.0564 | 55.0564 | 55.0564 | 55.0564 | 55.0564 | 55.0564 | 55.0564 | 55.0564 | 55.0564 | 55.0564 | 55.0564 | 55.0564 | 55.0564 | 55.0564 | 55.0564 | 55.0564 | 55.0564 | 55.0564 | 55.0564 | 55.0564 | 55.0564 | 55.0564 | 55.0564 | 55.0564 | 55.0564 | 55.0564 | 55.0564 | 55.0564 | 55.0564 | 55.0564 | 55.0564 | 55.0564 | 55.0564 | 55.0564 | 55.0564 | 55.0564 | 55.0564 | 55.0564 | 55.0564 | 55.0564 | 55.0564 | 55.0564 | 55.0564 | 55.0564 | 55.0564 | 55.0564 | 55.0564 | 55.0564 | 55.0564 | 55.0564 | 55.0564 | 55.0564 | 55.0564 | 55.0564 | 55.0564 | 55.0564 | 55.0564 | 55.0564 | 55.0564 | 55.0564 | 55.0564 | 55.0564 | 55.0564 | 55.0564 | 55.0564 | 55.0564 | 55.0564 | 55.0564 | 55.0564 | 55.0564 | 55.0564 | 55.0564 | 55.0564 | 55.0564 | 55.0564 | 55.0564 | 55.0564 | 55.0564 | 55.0564 | 55.0564 | 55.0564 | 55.0564 | 55.0564 | 55.0564 | 55.0564 | 55.0564 | 55.0564 | 55.0564 | 55.0564 | 55.0564 | 55.0564 | 55.0564 | 55.0564 | 55.0564 | 55.0564 | 55.0564 | 55.0564 | 55.0564 | 55.0564 | 55.0564 | 55.0564 | 55.0564 | 55.0564 | 55.0564 | 55.0564 | 55.0564 | 55.0564 | 55.0564 | 55.0564 | 55.0564 | 55.0564 | 55.0564 | 55.0564 | 55.0564 | 55.0564 | 55.0564 | 55.0564 | 55.0564 | 55.0564 | 55.0564 | 55.0564 | 55.0564 | 55.0564 | 55.0564 | 55.0564 | 55.0564 | 55.0564 | 55.0564 | 55.0564 | 55.0564 | 55.0564 | 55.0564 | 55.0564 | 55.0564 | 55.0564 | 55.0564 | 55.0564 | 55.0564 | 55.0564 | 55.0564 | 55.0564 | 55.0564 | 55.0564 | 55.0564 | 55.0564 | 55.0564 | 55.0564 | 55.0564 | 55.0564 | 55.0564 | 55.0564 | 55.0564 | 55.0564 | 55.0564 | 55.0564 | 55.0564 | 55.0564 | 55.0564 | 55.0564 | 55.0564 | 55.0564 | 55.0564 | 55.0564 | 55.0564 | 55.0564 | 55.0564 | 55.0564 | 55.0564 | 55.0564 | 55.0564 | 55.0564 | 55.0564 | 55.0564 | 55.0564 | 55.0564 | 55.0564 | 55.0564 | 55.0564 | 55.0564 | 55.0564 | 55.0564 | 55.0564 | 55.0564 | 55.0564 | 55.0564 | 55.0564 | 55.0564 | 55.0564 | 55.0564 | 55.0564 | 55.0564 | 55.0564 | 55.0564 | 55.0564 | 55.0564 | 55.0564 | 55.0564 | 55.0564 | 55.0564 | 55.0564 | 55.0564 | 55.0564 | 55.0564 | 55.0564 | 55.0564 | 55.0564 | 55.0564 | 55.0564 | 55.0564 | 55.0564 | 55.0564 | 55.0564 | 55.0564 | 55.0564 | 55.0564 | 55.0564 | 55.0564 | 55.0564 | 55.0564 | 55.0564 | 55.0564 | 55.0564 | 55.0564 | 55.0564 | 55.0564 | 55.0564 | 55.0564 | 55.0564 | 55.0564 | 55.0564 | 55.0564 | 55.0564 | 55.0564 | 55.0564 | 55.0564 | 55.0564 | 55.0564 | 55.0564 | 55.0564 | 55.0564 | 55.0564 | 55.0564 | 55.0564 | 55.0564 | 55.0564 | 55.0564 | 55.0564 | 55.0564 | 55.0564 | 55.0564 | 55.0564 | 55.0564 | 55.0564 | 55.0564 | 55.0564 | 55.0564 | 55.0564 | 55.0564 | 55.0564 | 55.0564 | 55.0564 | 55.0564 | 55.0564 | 55.0564 | 55.0564 | 55.0564 | 55.0564 | 55.0564 | 55.0564 | 55.0564 | 55.0564 | 55.0564 | 55.0564 | 55.0564 | 55.0564 | 55.0564 | 55.0564 | 55.0564 | 55.0564 | 55.0564 | 55.0564 | 55.0564 | 55.0564 | 55.0564 | 55.0564 | 55.0564 | 55.0564 | 55.0564 | 55.0564 | 55.0564 | 55.0564 | 55.0564 | 55.0564 | 55.0564 | 55.0564 | 55.0564 | 55.0564 | 55.0564 | 55.0564 | 55.0564 | 55.0564 | 55.0564 | 55.0564 | 55.0564 | 55.0564 | 55.0564 | 55.0564 | 55.0564 | 55.0564 | 55.0564 | 55.0564 | 55.0564 | 55.0564 | 55.0564 | 55.0564 | 55.0564 | 55.0564 | 55.0564 | 55.0564 | 55.0564 | 55.0564 | 55.0564 | 55.0564 | 55.0564 | 55.0564 | 55.0564 | 55.0564 | 55.0564 | 55.0564 | 55.0564 | 55.0564 | 55.0564 | 55.0564 | 55.0564 | 55.0564 | 55.0564 | 55.0564 | 55.0564 | 55.0564 | 55.0564 | 55.0564 | 55.0564 | 55.0564 | 55.0564 | 55.0564 | 55.0564 | 55.0564 | 55.0564 | 55.0564 | 55.0564 | 55.0564 | 55.0564 | 55.0564 | 55.0564 | 55.0564 | 55.0564 | 55.0564 | 55.0564 | 55.0564 | 55.0564 | 55.0564 | 55.0564 | 55.0564 | 55.0564 | 55.0564 | 55.0564 | 55.0564 | 55.0564 | 55.0564 | 55.0564 | 55.0564 | 55.0564 | 55.0564 | 55.0564 | 55.0564 | 55.0564 | 55.0564 | 55.0564 | 55.0564 | 55.0564 | 55.0564 | 55.0564 | 55.0564 | 55.0564 | 55.0564 | 55.0564 | 55.0564 | 55.0564 | 55.0564 | 55.0564 | 55.0564 | 55.0564 | 55.0564 | 55.0564 | 55.0564 | 55.0564 | 55.0564 | 55.0564 | 55.0564 | 55.0564 | 55.0564 | 55.0564 | 55.0564 | 55.0564 | 55.0564 | 55.0564 | 55.0564 | 55.0564 | 55.0564 | 55.0564 | 55.0564 | 55.0564 | 55.0564 | 55.0564 | 55.0564 | 55.0564 | 55.0564 | 55.0564 | 55.0564 | 55.0564 | 55.0564 | 55.0564 | 55.0564 | 55.0564 | 55.0564 | 55.0564 | 55.0564 | 55.0564 | 55.0564 | 55.0564 | 55.0564 | 55.0564 | 55.0564 | 55.0564 | 55.0564 | 55.0564 | 55.0564 | 55.0564 | 55.0564 | 55.0564 | 55.0564 | 55.0564 | 55.0564 | 55.0564 | 55.0564 | 55.0564 | 55.0564 | 55.0564 | 55.0564 | 55.0564 | 55.0564 | 55.0564 | 55.0564 | 55.0564 | 55.0564 | 55.0564 | 55.0564 | 55.0564 | 55.0564 | 55.0564 | 55.0564 | 55.0564 | 55.0564 | 55.0564 | 55.0564 | 55.0564 | 55.0564 | 55.0564 | 55.0564 | 55.0564 | 55.0564 | 55.0564 | 55.0564 | 55.0564 | 55.0564 | 55.0564 | 55.0564 | 55.0564 | 55.0564 | 55.0564 | 55.0564 | 55.0564 | 55.0564 | 55.0564 | 55.0564 | 55.0564 | 55.0564 | 55.0564 | 55.0564 | 55.0564 | 55.0564 | 55.0564 | 55.0564 | 55.0564 | 55.0564 | 55.0564 | 55.0564 | 55.0564 | 55.0564 | 55.0564 | 55.0564 | 55.0564 | 55.0564 | 55.0564 | 55.0564 | 55.0564 | 55.0564 | 55.0564 | 55.0564 | 55.0564 | 55.0564 | 55.0564 | 55.0564 | 55.0564 | 55.0564 | 55.0564 | 55.0564 | 55.0564 | 55.0564 | 55.0564 | 55.0564 | 55.0564 | 55.0564 | 55.0564 | 55.0564 | 55.0564 | 55.0564 | 55.0564 | 55.0564 | 55.0564 | 55.0564 | 55.0564 | 55.0564 | 55.0564 | 55.0564 | 55.0564 | 55.0564 | 55.0564 | 55.0564 | 55.0564 | 55.0564 | 55.0564 | 55.0564 | 55.0564 | 55.0564 | 55.0564 | 55.0564 | 55.0564 | 55.0564 | 55.0564 | 55.0564 | 55.0564 | 55.0564 | 55.0564 | 55.0564 | 55.0564 | 55.0564 | 55.0564 | 55.0564 | 55.0564 | 55.0564 | 55.0564 | 55.0564 | 55.0564 | 55.0564 | 55.0564 | 55.0564 | 55.0564 | 55.0564 | 55.0564 | 55.0564 | 55.0564 | 55.0564 | 55.0564 | 55.0564 | 55.0564 | 55.0564 | 55.0564 | 55.0564 | 55.0564 | 55.0564 | 55.0564 | 55.0564 | 55.0564 | 55.0564 | 55.0564 | 55.0564 | 55.0564 | 55.0564 | 55.0564 | 55.0564 | 55.0564 | 55.0564 | 55.0564 | 55.0564 | 55.0564 | 55.0564 | 55.0564 | 55.0564 | 55.0564 | 55.0564 | 55.0564 | 55.0564 | 55.0564 | 55.0564 | 55.0564 | 55.0564 | 55.0564 | 55.0564 | 55.0564 | 55.0564 | 55.0564 | 55.0564 | 55.0564 | 55.0564 | 55.0564 | 55.0564 | 55.0564 | 55.0564 | 55.0564 | 55.0564 | 55.0564 | 55.0564 | 55.0564 | 55.0564 | 55.0564 | 55.0564 | 55.0564 | 55.0564 | 55.0564 | 55.0564 | 55.0564 | 55.0564 | 55.0564 | 55.0564 | 55.0564 | 55.0564 | 55.0564 | 55.0564 | 55.0564 | 55.0564 | 55.0564 | 55.0564 | 55.0564 | 55.0564 | 55.0564 | 55.0564 | 55.0564 | 55.0564 | 55.0564 | 55.0564 | 55.0564 | 55.0564 | 55.0564 | 55.0564 | 55.0564 | 55.0564 | 55.0564 | 55.0564 | 55.0564 | 55.0564 | 55.0564 | 55.0564 | 55.0564 | 55.0564 | 55.0564 | 55.0564 | 55.0564 | 55.0564 | 55.0564 | 55.0564 | 55.0564 | 55.0564 | 55.0564 | 55.0564 | 55.0564 | 55.0564 | 55.0564 | 55.0564 | 55.0564 | 55.0564 | 55.0564 | 55.0564 | 55.0564 | 55.0564 | 55.0564 | 55.0564 | 55.0564 | 55.0564 | 55.0564 | 55.0564 | 55.0564 | 55.0564 | 55.0564 | 55.0564 | 55.0564 | 55.0564 | 55.0564 | 55.0564 | 55.0564 | 55.0564 | 55.0564 | 55.0564 | 55.0564 | 55.0564 | 55.0564 | 55.0564 | 55.0564 | 55.0564 | 55.0564 | 55.0564 | 55.0564 | 55.0564 | 55.0564 | 55.0564 | 55.0564 | 55.0564 | 55.0564 | 55.0564 | 55.0564 | 55.0564 | 55.0564 | 55.0564 | 55.0564 | 55.0564 | 55.0564 | 55.0564 | 55.0564 | 55.0564 | 55.0564 | 55.0564 | 55.0564 | 55.0564 | 55.0564 | 55.0564 | 55.0564 | 55.0564 | 55.0564 | 55.0564 | 55.0564 | 55.0564 | 55.0564 | 55.0564 | 55.0564 | 55.0564 | 55.0564 | 55.0564 | 55.0564 | 55.0564 | 55.0564 | 55.0564 | 55.0564 | 55.0564 | 55.0564 | 55.0564 | 55.0564 | 55.0564 | 55.0564 | 55.0564 | 55.0564 | 55.0564 | 55.0564 | 55.0564 | 55.0564 | 55.0564 | 55.0564 | 55.0564 | 55.0564 | 55.0564 | 55.0564 | 55.0564 | 55.0564 | 55.0564 | 55.0564 | 55.0564 | 55.0564 | 55.0564 | 55.0564 | 55.0564 | 55.0564 | 55.0564 | 55.0564 | 55.0564 | 55.0564 | 55.0564 | 55.0564 | 55.0564 | 55.0564 | 55.0564 | 55.0564 | 55.0564 | 55.0564 | 55.0564 | 55.0564 | 55.0564 | 55.0564 | 55.0564 | 55.0564 | 55.0564 | 55.0564 | 55.0564 | 55.0564 | 55.0564 | 55.0564 | 55.0564 | 55.0564 | 55.0564 | 55.0564 | 55.0564 | 55.0564 | 55.0564 | 55.0564 | 55.0564 | 55.0564 | 55.0564 | 55.0564 | 55.0564 | 55.0564 | 55.0564 | 55.0564 | 55.0564 | 55.0564 | 55.0564 | 55.0564 | 55.0564 | 55.0564 | 55.0564 | 55.0564 | 55.0564 | 55.0564 | 55.0564 | 55.0564 | 55.0564 | 55.0564 | 55.0564 | 55.0564 | 55.0564 | 55.0564 | 55.0564 | 55.0564 | 55.0564 | 55.0564 | 55.0564 | 55.0564 | 55.0564 | 55.0564 | 55.0564 | 55.0564 | 55.0564 | 55.0564 | 55.0564 | 55.0564 | 55.0564 | 55.0564 | 55.0564 | 55.0564 | 55.0564 | 55.0564 | 55.0564 | 55.0564 | 55.0564 | 55.0564 | 55.0564 | 55.0564 | 55.0564 | 55.0564 | 55.0564 | 55.0564 | 55.0564 | 55.0564 | 55.0564 | 55.0564 | 55.0564 | 55.0564 | 55.0564 | 55.0564 | 55.0564 | 55.0564 | 55.0564 | 55.0564 | 55.0564 | 55.0564 | 55.0564 | 55.0564 | 55.0564 | 55.0564 | 55.0564 | 55.0564 | 55.0564 | 55.0564 | 55.0564 | 55.0564 | 55.0564 | 55.0564 | 55.0564 | 55.0564 | 55.0564 | 55.0564 | 55.0564 | 55.0564 | 55.0564 | 55.0564 | 55.0564 | 55.0564 | 55.0564 | 55.0564 | 55.0564 | 55.0564 | 55.0564 | 55.0564 | 55.0564 | 55.0564 | 55.0564 | 55.0564 | 55.0564 | 55.0564 | 55.0564 | 55.0564 | 55.0564 | 55.0564 | 55.0564 | 55.0564 | 55.0564 | 55.0564 | 55.0564 | 55.0564 | 55.0564 | 55.0564 | 55.0564 | 55.0564 | 55.0564 | 55.0564 | 55.0564 | 55.0564 | 55.0564 | 55.0564 | 55.0564 | 55.0564 | 55.0564 | 55.0564 | 55.0564 | 55.0564 | 55.0564 | 55.0564 | 55.0564 | 55.0564 | 55.0564 | 55.0564 | 55.0564 | 55.0564 | 55.0564 | 55.0564 | 55.0564 | 55.0564 | 55.0564 | 55.0564 | 55.0564 | 55.0564 | 55.0564 | 55.0564 | 55.0564 | 55.0564 | 55.0564 | 55.0564 | 55.0564 | 55.0564 | 55.0564 | 55.0564 | 55.0564 | 55.0564 | 55.0564 | 55.0564 | 55.0564 | 55.0564 | 55.0564 | 55.0564 | 55.0564 | 55.0564 | 55.0564 | 55.0564 | 55.0564 | 55.0564 | 55.0564 | 55.0564 | 55.0564 | 55.0564 | 55.0564 | 55.0564 | 55.0564 | 55.0564 | 55.0564 | 55.0564 | 55.0564 | 55.0564 | 55.0564 | 55.0564 | 55.0564 | 55.0564 | 55.0564 | 55.0564 | 55.0564 | 55.0564 | 55.0564 | 55.0564 | 55.0564 | 55.0564 | 55.0564 | 55.0564 | 55.0564 | 55.0564 | 55.0564 | 55.0564 | 55.0564 | 55.0564 | 55.0564 | 55.0564 | 55.0564 | 55.0564 | 55.0564 | 55.0564 | 55.0564 | 55.0564 | 55.0564 | 55.0564 | 55.0564 | 55.0564 | 55.0564 | 55.0564 | 55.0564 | 55.0564 | 55.0564 | 55.0564 | 55.0564 | 55.0564 | 55.0564 | 55.0564 | 55.0564 | 55.0564 | 55.0564 | 55.0564 | 55.0564 | 55.0564 | 55.0564 | 55.0564 | 55.0564 | 55.0564 | 55.0564 | 55.0564 | 55.0564 | 55.0564 | 55.0564 | 55.0564 | 55.0564 | 55.0564 | 55.0564 | 55.0564 | 55.0564 | 55.0564 | 55.0564 | 55.0564 | 55.0564 | 55.0564 | 55.0564 | 55.0564 | 55.0564 | 55.0564 | 55.0564 | 55.0564 | 55.0564 | 55.0564 | 55.0564 | 55.0564 | 55.0564 | 55.0564 | 55.0564 | 55.0564 | 55.0564 | 55.0564 | 55.0564 | 55.0564 | 55.0564 | 55.0564 | 55.0564 | 55.0564 | 55.0564 | 55.0564 | 55.0564 | 55.0564 | 55.0564 | 55.0564 | 55.0564 | 55.0564 | 55.0564 | 55.0564 | 55.0564 | 55.0564 | 55.0564 | 55.0564 | 55.0564 | 55.0564 | 55.0564 | 55.0564 | 55.0564 | 55.0564 | 55.0564 | 55.0564 | 55.0564 | 55.0564 | 55.0564 | 55.0564 | 55.0564 | 55.0564 | 55.0564 | 55.0564 | 55.0564 | 55.0564 | 55.0564 | 55.0564 | 55.0564 | 55.0564 | 55.0564 | 55.0564 | 55.0564 | 55.0564 | 55.0564 | 55.0564 | 55.0564 | 55.0564 | 55.0564 | 55.0564 | 55.0564 | 55.0564 | 55.0564 | 55.0564 | 55.0564 | 55.0564 | 55.0564 | 55.0564 | 55.0564 | 55.0564 | 55.0564 | 55.0564 | 55.0564 | 55.0564 | 55.0564 | 55.0564 | 55.0564 | 55.0564 | 55.0564 | 55.0564 | 55.0564 | 55.0564 | 55.0564 | 55.0564 | 55.0564 | 55.0564 | 55.0564 | 55.0564 | 55.0564 | 55.0564 | 55.0564 | 55.0564 | 55.0564 | 55.0564 | 55.0564 | 55.0564 | 55.0564 | 55.0564 | 55.0564 | 55.0564 | 55.0564 | 55.0564 | 55.0564 | 55.0564 | 55.0564 | 55.0564 | 55.0564 | 55.0564 | 55.0564 | 55.0564 | 55.0564 | 55.0564 | 55.0564 | 55.0564 | 55.0564 | 55.0564 | 55.0564 | 55.0564 | 55.0564 | 55.0564 | 55.0564 | 55.0564 | 55.0564 | 55.0564 | 55.0564 | 55.0564 | 55.0564 | 55.0564 | 55.0564 | 55.0564 | 55.0564 | 55.0564 | 55.0564 | 55.0564 | 55.0564 | 55.0564 | 55.0564 | 55.0564 | 55.0564 | 55.0564 | 55.0564 | 55.0564 | 55.0564 | 55.0564 | 55.0564 | 55.0564 | 55.0564 | 55.0564 | 55.0564 | 55.0564 | 55.0564 | 55.0564 | 55.0564 | 55.0564 | 55.0564 | 55.0564 | 55.0564 | 55.0564 | 55.0564 | 55.0564 | 55.0564 | 55.0564 | 55.0564 | 55.0564 | 55.0564 | 55.0564 | 55.0564 | 55.0564 | 55.0564 | 55.0564 | 55.0564 | 55.0564 | 55.0564 | 55.0564 | 55.0564 | 55.0564 | 55.0564 | 55.0564 | 55.0564 | 55.0564 | 55.0564 | 55.0564 | 55.0564 | 55.0564 | 55.0564 | 55.0564 | 55.0564 | 55.0564 | 55.0564 | 55.0564 | 55.0564 | 55.0564 | 55.0564 | 55.0564 | 55.0564 | 55.0564 | 55.0564 | 55.0564 | 55.0564 | 55.0564 | 55.0564 | 55.0564 | 55.0564 | 55.0564 | 55.0564 | 55.0564 | 55.0564 | 55.0564 | 55.0564 | 55.0564 | 55.0564 | 55.0564 | 55.0564 | 55.0564 | 55.0564 | 55.0564 | 55.0564 | 55.0564 | 55.0564 | 55.0564 | 55.0564 | 55.0564 | 55.0564 | 55.0564 | 55.0564 | 55.0564 | 55.0564 | 55.0564 | 55.0564 | 55.0564 | 55.0564 | 55.0564 | 55.0564 | 55.0564 | 55.0564 | 55.0564 | 55.0564 | 55.0564 | 55.0564 | 55.0564 | 55.0564 | 55.0564 | 55.0564 | 55.0564 | 55.0564 | 55.0564 | 55.0564 | 55.0564 | 55.0564 | 55.0564 | 55.0564 | 55.0564 | 55.0564 | 55.0564 | 55.0564 | 55.0564 | 55.0564 | 55.0564 | 55.0564 | 55.0564 | 55.0564 | 55.0564 | 55.0564 | 55.0564 | 55.0564 | 55.0564 | 55.0564 | 55.0564 | 55.0564 | 55.0564 | 55.0564 | 55.0564 | 55.0564 | 55.0564 | 55.0564 | 55.0564 | 55.0564 | 55.0564 | 55.0564 | 55.0564 | 55.0564 | 55.0564 | 55.0564 | 55.0564 | 55.0564 | 55.0564 | 55.0564 | 55.0564 | 55.0564 | 55.0564 | 55.0564 | 55.0564 | 55.0564 | 55.0564 | 55.0564 | 55.0564 | 55.0564 | 55.0564 | 55.0564 | 55.0564 | 55.0564 | 55.0564 | 55.0564 | 55.0564 | 55.0564 | 55.0564 | 55.0564 | 55.0564 | 55.0564 | 55.0564 | 55.0564 | 55.0564 | 55.0564 | 55.0564 | 55.0564 | 55.0564 | 55.0564 | 55.0564 | 55.0564 | 55.0564 | 55.0564 | 55.0564 | 55.0564 | 55.0564 | 55.0564 | 55.0564 | 55.0564 | 55.0564 | 55.0564 | 55.0564 | 55.0564 | 55.0564 | 55.0564 | 55.0564 | 55.0564 | 55.0564 | 55.0564 | 55.0564 | 55.0564 | 55.0564 | 55.0564 | 55.0564 | 55.0564 | 55.0564 | 55.0564 | 55.0564 | 55.0564 | 55.0564 | 55.0564 | 55.0564 | 55.0564 | 55.0564 | 55.0564 | 55.0564 | 55.0564 | 55.0564 | 55.0564 | 55.0564 | 55.0564 | 55.0564 | 55.0564 | 55.0564 | 55.0564 | 55.0564 | 55.0564 | 55.0564 | 55.0564 | 55.0564 | 55.0564 | 55.0564 | 55.0564 | 55.0564 | 55.0564 | 55.0564 | 55.0564 | 55.0564 | 55.0564 | 55.0564 | 55.0564 | 55.0564 | 55.0564 | 55.0564 | 55.0564 | 55.0564 | 55.0564 | 55.0564 | 55.0564 | 55.0564 | 55.0564 | 55.0564 | 55.0564 | 55.0564 | 55.0564 | 55.0564 | 55.0564 | 55.0564 | 55.0564 | 55.0564 | 55.0564 | 55.0564 | 55.0564 | 55.0564 | 55.0564 | 55.0564 | 55.0564 | 55.0564 | 55.0564 | 55.0564 | 55.0564 | 55.0564 | 55.0564 | 55.0564 | 55.0564 | 55.0564 | 55.0564 | 55.0564 | 55.0564 | 55.0564 | 55.0564 | 55.0564 | 55.0564 | 55.0564 | 55.0564 | 55.0564 | 55.0564 | 55.0564 | 55.0564 | 55.0564 | 55.0564 | 55.0564 | 55.0564 | 55.0564 | 55.0564 | 55.0564 | 55.0564 | 55.0564 | 55.0564 | 55.0564 | 55.0564 | 55.0564 | 55.0564 | 55.0564 | 55.0564 | 55.0564 | 55.0564 | 55.0564 | 55.0564 | 55.0564 | 55.0564 | 55.0564 | 55.0564 | 55.0564 | 55.0564 | 55.0564 | 55.0564 | 55.0564 | 55.0564 | 55.0564 | 55.0564 | 55.0564 | 55.0564 | 55.0564 | 55.0564 | 55.0564 | 55.0564 | 55.0564 | 55.0564 | 55.0564 | 55.0564 | 55.0564 | 55.0564 | 55.0564 | 55.0564 | 55.0564 | 55.0564 | 55.0564 | 55.0564 | 55.0564 | 55.0564 | 55.0564 | 55.0564 | 55.0564 | 55.0564 | 55.0564 | 55.0564 | 55.0564 | 55.0564 | 55.0564 | 55.0564 | 55.0564 | 55.0564 | 55.0564 | 55.0564 | 55.0564 | 55.0564 | 55.0564 | 55.0564 | 55.0564 | 55.0564 | 55.0564 | 55.0564 | 55.0564 | 55.0564 | 55.0564 | 55.0564 | 55.0564 | 55.0564 | 55.0564 | 55.0564 | 55.0564 | 55.0564 | 55.0564 | 55.0564 | 55.0564 | 55.0564 | 55.0564 | 55.0564 | 55.0564 | 55.0564 | 55.0564 | 55.0564 | 55.0564 | 55.0564 | 55.0564 | 55.0564 | 55.0564 | 55.0564 | 55.0564 | 55.0564 | 55.0564 | 55.0564 | 55.0564 | 55.0564 | 55.0564 | 55.0564 | 55.0564 | 55.0564 | 55.0564 | 55.0564 | 55.0564 | 55.0564 | 55.0564 | 55.0564 | 55.0564 | 55.0564 | 55.0564 | 55.0564 | 55.0564 | 55.0564 | 55.0564 | 55.0564 | 55.0564 | 55.0564 | 55.0564 | 55.0564 | 55.0564 | 55.0564 | 55.0564 | 55.0564 | 55.0564 | 55.0564 | 55.0564 | 55.0564 | 55.0564 | 55.0564 | 55.0564 | 55.0564 | 55.0564 | 55.0564 | 55.0564 | 55.0564 | 55.0564 | 55.0564 | 55.0564 | 55.0564 | 55.0564 | 55.0564 | 55.0564 | 55.0564 | 55.0564 | 55.0564 | 55.0564 | 55.0564 | 55.0564 | 55.0564 | 55.0564 | 55.0564 | 55.0564 | 55.0564 | 55.0564 | 55.0564 | 55.0564 | 55.0564 | 55.0564 | 55.0564 | 55.0564 | 55.0564 | 55.0564 | 55.0564 | 55.0564 | 55.0564 | 55.0564 | 55.0564 | 55.0564 | 55.0564 | 55.0564 | 55.0564 | 55.0564 | 55.0564 | 55.0564 | 55.0564 | 55.0564 | 55.0564 | 55.0564 | 55.0564 | 55.0564 | 55.0564 | 55.0564 | 55.0564 | 55.0564 | 55.0564 | 55.0564 | 55.0564 | 55.0564 | 55.0564 | 55.0564 | 55.0564 | 55.0564 | 55.0564 | 55.0564 | 55.0564 | 55.0564 | 55.0564 | 55.0564 | 55.0564 | 55.0564 | 55.0564 | 55.0564 | 55.0564 | 55.0564 | 55.0564 | 55.0564 | 55.0564 | 55.0564 | 55.0564 | 55.0564 | 55.0564 | 55.0564 | 55.0564 | 55.0564 | 55.0564 | 55.0564 | 55.0564 | 55.0564 | 55.0564 | 55.0564 | 55.0564 | 55.0564 | 55.0564 | 55.0564 | 55.0564 | 55.0564 | 55.0564 | 55.0564 | 55.0564 | 55.0564 | 55.0564 | 55.0564 | 55.0564 | 55.0564 | 55.0564 | 55.0564 | 55.0564 | 55.0564 | 55.0564 | 55.0564 | 55.0564 | 55.0564 | 55.0564 | 55.0564 | 55.0564 | 55.0564 | 55.0564 | 55.0564 | 55.0564 | 55.0564 | 55.0564 | 55.0564 | 55.0564 | 55.0564 | 55.0564 | 55.0564 | 55.0564 | 55.0564 | 55.0564 | 55.0564 | 55.0564 | 55.0564 | 55.0564 | 55.0564 | 55.0564 | 55.0564 | 55.0564 | 55.0564 | 55.0564 | 55.0564 | 55.0564 | 55.0564 | 55.0564 | 55.0564 | 55.0564 | 55.0564 | 55.0564 | 55.0564 | 55.0564 | 55.0564 | 55.0564 | 55.0564 | 55.0564 | 55.0564 | 55.0564 | 55.0564 | 55.0564 | 55.0564 | 55.0564 | 55.0564 | 55.0564 | 55.0564 | 55.0564 | 55.0564 | 55.0564 | 55.0564 | 55.0564 | 55.0564 | 55.0564 | 55.0564 | 55.0564 | 55.0564 | 55.0564 | 55.0564 | 55.0564 | 55.0564 | 55.0564 | 55.0564 | 55.0564 | 55.0564 | 55.0564 | 55.0564 | 55.0564 | 55.0564 | 55.0564 | 55.0564 | 55.0564 | 55.0564 | 55.0564 | 55.0564 | 55.0564 | 55.0564 | 55.0564 | 55.0564 | 55.0564 | 55.0564 | 55.0564 | 55.0564 | 55.0564 | 55.0564 | 55.0564 | 55.0564 | 55.0564 | 55.0564 | 55.0564 | 55.0564 | 55.0564 | 55.0564 | 55.0564 | 55.0564 | 55.0564 | 55.0564 | 55.0564 | 55.0564 | 55.0564 | 55.0564 | 55.0564 | 55.0564 | 55.0564 | 55.0564 | 55.0564 | 55.0564 | 55.0564 | 55.0564 | 55.0564 | 55.0564 | 55.0564 | 55.0564 | 55.0564 | 55.0564 | 55.0564 | 55.0564 | 55.0564 | 55.0564 | 55.0564 | 55.0564 | 55.0564 | 55.0564 | 55.0564 | 55.0564 | 55.0564 | 55.0564 | 55.0564 | 55.0564 | 55.0564 | 55.0564 | 55.0564 | 55.0564 | 55.0564 | 55.0564 | 55.0564 | 55.0564 | 55.0564 | 55.0564 | 55.0564 | 55.0564 | 55.0564 | 55.0564 | 55.0564 | 55.0564 | 55.0564 | 55.0564 | 55.0564 | 55.0564 | 55.0564 | 55.0564 | 55.0564 | 55.0564 | 55.0564 | 55.0564 | 55.0564 | 55.0564 | 55.0564 | 55.0564 | 55.0564 | 55.0564 | 55.0564 | 55.0564 | 55.0564 | 55.0564 | 55.0564 | 55.0564 | 55.0564 | 55.0564 | 55.0564 | 55.0564 | 55.0564 | 55.0564 | 55.0564 | 55.0564 | 55.0564 | 55.0564 | 55.0564 | 55.0564 | 55.0564 | 55.0564 | 55.0564 | 55.0564 | 55.0564 | 55.0564 | 55.0564 | 55.0564 | 55.0564 | 55.0564 | 55.0564 | 55.0564 | 55.0564 | 55.0564 | 55.0564 | 55.0564 | 55.0564 | 55.0564 | 55.0564 | 55.0564 | 55.0564 | 55.0564 | 55.0564 | 55.0564 | 55.0564 | 55.0564 | 55.0564 | 55.0564 | 55.0564 | 55.0564 | 55.0564 | 55.0564 | 55.0564 | 55.0564 | 55.0564 | 55.0564 | 55.0564 | 55.0564 | 55.0564 | 55.0564 | 55.0564 | 55.0564 | 55.0564 | 55.0564 | 55.0564 | 55.0564 | 55.0564 | 55.0564 | 55.0564 | 55.0564 | 55.0564 | 55.0564 | 55.0564 | 55.0564 | 55.0564 | 55.0564 | 55.0564 | 55.0564 | 55.0564 | 55.0564 | 55.0564 | 55.0564 | 55.0564 | 55.0564 | 55.0564 | 55.0564 | 55.0564 | 55.0564 | 55.0564 | 55.0564 | 55.0564 | 55.0564 | 55.0564 | 55.0564 | 55.0564 | 55.0564 | 55.0564 | 55.0564 | 55.0564 | 55.0564 | 55.0564 | 55.0564 | 55.0564 | 55.0564 | 55.0564 | 55.0564 | 55.0564 | 55.0564 | 55.0564 | 55.0564 | 55.0564 | 55.0564 | 55.0564 | 55.0564 | 55.0564 | 55.0564 | 55.0564 | 55.0564 | 55.0564 | 55.0564 | 55.0564 | 55.0564 | 55.0564 | 55.0564 | 55.0564 | 55.0564 | 55.0564 | 55.0564 | 55.0564 | 55.0564 | 55.0564 | 55.0564 | 55.0564 | 55.0564 | 55.0564 | 55.0564 | 55.0564 | 55.0564 | 55.0564 | 55.0564 | 55.0564 | 55.0564 | 55.0564 | 55.0564 | 55.0564 | 55.0564 | 55.0564 | 55.0564 | 55.0564 | 55.0564 | 55.0564 | 55.0564 | 55.0564 | 55.0564 | 55.0564 | 55.0564 | 55.0564 | 55.0564 | 55.0564 | 55.0564 | 55.0564 | 55.0564 | 55.0564 | 55.0564 | 55.0564 | 55.0564 | 55.0564 | 55.0564 | 55.0564 | 55.0564 | 55.0564 | 55.0564 | 55.0564 | 55.0564 | 55.0564 | 55.0564 | 55.0564 | 55.0564 | 55.0564 | 55.0564 | 55.0564 | 55.0564 | 55.0564 | 55.0564 | 55.0564 | 55.0564 | 55.0564 | 55.0564 | 55.0564 | 55.0564 | 55.0564 | 55.0564 | 55.0564 | 55.0564 | 55.0564 | 55.0564 | 55.0564 | 55.0564 | 55.0564 | 55.0564 | 55.0564 | 55.0564 | 55.0564 | 55.0564 | 55.0564 | 55.0564 | 55.0564 | 55.0564 | 55.0564 | 55.0564 | 55.0564 | 55.0564 | 55.0564 | 55.0564 | 55.0564 | 55.0564 | 55.0564 | 55.0564 | 55.0564 | 55.0564 | 55.0564 | 55.0564 | 55.0564 | 55.0564 | 55.0564 | 55.0564 | 55.0564 | 55.0564 | 55.0564 | 55.0564 | 55.0564 | 55.0564 | 55.0564 | 55.0564 | 55.0564 | 55.0564 | 55.0564 | 55.0564 | 55.0564 | 55.0564 | 55.0564 | 55.0564 | 55.0564 | 55.0564 | 55.0564 | 55.0564 | 55.0564 | 55.0564 | 55.0564 | 55.0564 | 55.0564 | 55.0564 | 55.0564 | 55.0564 | 55.0564 | 55.0564 | 55.0564 | 55.0564 | 55.0564 | 55.0564 | 55.0564 | 55.0564 | 55.0564 | 55.0564 | 55.0564 | 55.0564 | 55.0564 | 55.0564 | 55.0564 | 55.0564 | 55.0564 | 55.0564 | 55.0564 | 55.0564 | 55.0564 | 55.0564 | 55.0564 | 55.0564 | 55.0564 | 55.0564 | 55.0564 | 55.0564 | 55.0564 | 55.0564 | 55.0564 | 55.0564 | 55.0564 | 55.0564 | 55.0564 | 55.0564 | 55.0564 | 55.0564 | 55.0564 | 55.0564 | 55.0564 | 55.0564 | 55.0564 | 55.0564 | 55.0564 | 55.0564 | 55.0564 | 55.0564 | 55.0564 | 55.0564 | 55.0564 | 55.0564 | 55.0564 | 55.0564 | 55.0564 | 55.0564 | 55.0564 | 55.0564 | 55.0564 | 55.0564 | 55.0564 | 55.0564 | 55.0564 | 55.0564 | 55.0564 | 55.0564 | 55.0564 | 55.0564 | 55.0564 | 55.0564 | 55.0564 | 55.0564 | 55.0564 | 55.0564 | 55.0564 | 55.0564 | 55.0564 | 55.0564 | 55.0564 | 55.0564 | 55.0564 | 55.0564 | 55.0564 | 55.0564 | 55.0564 | 55.0564 | 55.0564 | 55.0564 | 55.0564 | 55.0564 | 55.0564 | 55.0564 | 55.0564 | 55.0564 | 55.0564 | 55.0564 | 55.0564 | 55.0564 | 55.0564 | 55.0564 | 55.0564 | 55.0564 | 55.0564 | 55.0564 | 55.0564 | 55.0564 | 55.0564 | 55.0564 | 55.0564 | 55.0564 | 55.0564 | 55.0564 | 55.0564 | 55.0564 | 55.0564 | 55.0564 | 55.0564 | 55.0564 | 55.0564 | 55.0564 | 55.0564 | 55.0564 | 55.0564 | 55.0564 | 55.0564 | 55.0564 | 55.0564 | 55.0564 | 55.0564 | 55.0564 | 55.0564 | 55.0564 | 55.0564 | 55.0564 | 55.0564 | 55.0564 | 55.0564 | 55.0564 | 55.0564 | 55.0564 | 55.0564 | 55.0564 | 55.0564 | 55.0564 | 55.0564 | 55.0564 | 55.0564 | 55.0564 | 55.0564 | 55.0564 | 55.0564 | 55.0564 | 55.0564 | 55.0564 | 55.0564 | 55.0564 | 55.0564 | 55.0564 | 55.0564 | 55.0564 | 55.0564 | 55.0564 | 55.0564 | 55.0564 | 55.0564 | 55.0564 | 55.0564 | 55.0564 | 55.0564 | 55.0564 | 55.0564 | 55.0564 | 55.0564 | 55.0564 | 55.0564 | 55.0564 | 55.0564 | 55.0564 | 55.0564 | 55.0564 | 55.0564 | 55.0564 | 55.0564 | 55.0564 | 55.0564 | 55.0564 | 55.0564 | 55.0564 | 55.0564 | 55.0564 | 55.0564 | 55.0564 | 55.0564 | 55.0564 | 55.0564 | 55.0564 | 55.0564 | 55.0564 | 55.0564 | 55.0564 | 55.0564 | 55.0564 | 55.0564 | 55.0564 | 55.0564 | 55.0564 | 55.0564 | 55.0564 | 55.0564 | 55.0564 | 55.0564 | 55.0564 | 55.0564 | 55.0564 | 55.0564 | 55.0564 | 55.0564 | 55.0564 | 55.0564 | 55.0564 | 55.0564 | 55.0564 | 55.0564 | 55.0564 | 55.0564 | 55.0564 | 55.0564 | 55.0564 | 55.0564 | 55.0564 | 55.0564 | 55.0564 | 55.0564 | 55.0564 | 55.0564 | 55.0564 | 55.0564 | 55.0564 | 55.0564 | 55.0564 | 55.0564 | 55.0564 | 55.0564 | 55.0564 | 55.0564 | 55.0564 | 55.0564 | 55.0564 | 55.0564 | 55.0564 | 55.0564 | 55.0564 | 55.0564 | 55.0564 | 55.0564 | 55.0564 | 55.0564 | 55.0564 | 55.0564 | 55.0564 | 55.0564 | 55.0564 | 55.0564 | 55.0564 | 55.0564 | 55.0564 | 55.0564 | 55.0564 | 55.0564 | 55.0564 | 55.0564 | 55.0564 | 55.0564 | 55.0564 | 55.0564 | 55.0564 | 55.0564 | 55.0564 | 55.0564 | 55.0564 | 55.0564 | 55.0564 | 55.0564 | 55.0564 | 55.0564 | 55.0564 | 55.0564 | 55.0564 | 55.0564 | 55.0564 | 55.0564 | 55.0564 | 55.0564 | 55.0564 | 55.0564 | 55.0564 | 55.0564 | 55.0564 | 55.0564 | 55.0564 | 55.0564 | 55.0564 | 55.0564 | 55.0564 | 55.0564 | 55.0564 | 55.0564 | 55.0564 | 55.0564 | 55.0564 | 55.0564 | 55.0564 | 55.0564 | 55.0564 | 55.0564 | 55.0564 | 55.0564 | 55.0564 | 55.0564 | 55.0564 | 55.0564 | 55.0564 | 55.0564 | 55.0564 | 55.0564 | 55.0564 | 55.0564 | 55.0564 | 55.0564 | 55.0564 | 55.0564 | 55.0564 | 55.0564 | 55.0564 | 55.0564 | 55.0564 | 55.0564 | 55.0564 | 55.0564 | 55.0564 | 55.0564 | 55.0564 | 55.0564 | 55.0564 | 55.0564 | 55.0564 | 55.0564 | 55.0564 | 55.0564 | 55.0564 | 55.0564 | 55.0564 | 55.0564 | 55.0564 | 55.0564 | 55.0564 | 55.0564 | 55.0564 | 55.0564 | 55.0564 | 55.0564 | 55.0564 | 55.0564 | 55.0564 | 55.0564 | 55.0564 | 55.0564 | 55.0564 | 55.0564 | 55.0564 | 55.0564 | 55.0564 | 55.0564 | 55.0564 | 55.0564 | 55.0564 | 55.0564 | 55.0564 | 55.0564 | 55.0564 | 55.0564 | 55.0564 | 55.0564 | 55.0564 | 55.0564 | 55.0564 | 55.0564 | 55.0564 | 55.0564 | 55.0564 | 55.0564 | 55.0564 | 55.0564 | 55.0564 | 55.0564 | 55.0564 | 55.0564 | 55.0564 | 55.0564 | 55.0564 | 55.0564 | 55.0564 | 55.0564 | 55.0564 | 55.0564 | 55.0564 | 55.0564 | 55.0564 | 55.0564 | 55.0564 | 55.0564 | 55.0564 | 55.0564 | 55.0564 | 55.0564 | 55.0564 | 55.0564 | 55.0564 | 55.0564 | 55.0564 | 55.0564 | 55.0564 | 55.0564 | 55.0564 | 55.0564 | 55.0564 | 55.0564 | 55.0564 | 55.0564 | 55.0564 | 55.0564 | 55.0564 | 55.0564 | 55.0564 | 55.0564 | 55.0564 | 55.0564 | 55.0564 | 55.0564 | 55.0564 | 55.0564 | 55.0564 | 55.0564 | 55.0564 | 55.0564 | 55.0564 | 55.0564 | 55.0564 | 55.0564 | 55.0564 | 55.0564 | 55.0564 | 55.0564 | 55.0564 | 55.0564 | 55.0564 | 55.0564 | 55.0564 | 55.0564 | 55.0564 | 55.0564 | 55.0564 | 55.0564 | 55.0564 | 55.0564 | 55.0564 | 55.0564 | 55.0564 | 55.0564 | 55.0564 | 55.0564 | 55.0564 | 55.0564 | 55.0564 | 55.0564 | 55.0564 | 55.0564 | 55.0564 | 55.0564 | 55.0564 | 55.0564 | 55.0564 | 55.0564 | 55.0564 | 55.0564 | 55.0564 | 55.0564 | 55.0564 | 55.0564 | 55.0564 | 55.0564 | 55.0564 | 55.0564 | 55.0564 | 55.0564 | 55.0564 | 55.0564 | 55.0564 | 55.0564 | 55.0564 | 55.0564 | 55.0564 | 55.0564 | 55.0564 | 55.0564 | 55.0564 | 55.0564 | 55.0564 | 55.0564 | 55.0564 | 55.0564 | 55.0564 | 55.0564 | 55.0564 | 55.0564 | 55.0564 | 55.0564 | 55.0564 | 55.0564 | 55.0564 | 55.0564 | 55.0564 | 55.0564 | 55.0564 | 55.0564 | 55.0564 | 55.0564 | 55.0564 | 55.0564 | 55.0564 | 55.0564 | 55.0564 | 55.0564 | 55.0564 | 55.0564 | 55.0564 | 55.0564 | 55.0564 | 55.0564 | 55.0564 | 55.0564 | 55.0564 | 55.0564 | 55.0564 | 55.0564 | 55.0564 | 55.0564 | 55.0564 | 55.0564 | 55.0564 | 55.0564 | 55.0564 | 55.0564 | 55.0564 | 55.0564 | 55.0564 | 55.0564 | 55.0564 | 55.0564 | 55.0564 | 55.0564 | 55.0564 | 55.0564 | 55.0564 | 55.0564 | 55.0564 | 55.0564 | 55.0564 | 55.0564 | 55.0564 | 55.0564 | 55.0564 | 55.0564 | 55.0564 | 55.0564 | 55.0564 | 55.0564 | 55.0564 | 55.0564 | 55.0564 | 55.0564 | 55.0564 | 55.0564 | 55.0564 | 55.0564 | 55.0564 | 55.0564 | 55.0564 | 55.0564 | 55.0564 | 55.0564 | 55.0564 | 55.0564 | 55.0564 | 55.0564 | 55.0564 | 55.0564 | 55.0564 | 55.0564 | 55.0564 | 55.0564 | 55.0564 | 55.0564 | 55.0564 | 55.0564 | 55.0564 | 55.0564 | 55.0564 | 55.0564 | 55.0564 | 55.0564 | 55.0564 | 55.0564 | 55.0564 | 55.0564 | 55.0564 | 55.0564 | 55.0564 | 55.0564 | 55.0564 | 55.0564 | 55.0564 | 55.0564 | 55.0564 | 55.0564 | 55.0564 | 55.0564 | 55.0564 | 55.0564 | 55.0564 | 55.0564 | 55.0564 | 55.0564 | 55.0564 | 55.0564 | 55.0564 | 55.0564 | 55.0564 | 55.0564 | 55.0564 | 55.0564 | 55.0564 | 55.0564 | 55.0564 | 55.0564 | 55.0564 | 55.0564 | 55.0564 | 55.0564 | 55.0564 | 55.0564 | 55.0564 | 55.0564 | 55.0564 | 55.0564 | 55.0564 | 55.0564 | 55.0564 | 55.0564 | 55.0564 | 55.0564 | 55.0564 | 55.0564 | 55.0564 | 55.0564 | 55.0564 | 55.0564 | 55.0564 | 55.0564 | 55.0564 | 55.0564 | 55.0564 | 55.0564 | 55.0564 | 55.0564 | 55.0564 | 55.0564 | 55.0564 | 55.0564 | 55.0564 | 55.0564 | 55.0564 | 55.0564 | 55.0564 | 55.0564 | 55.0564 | 55.0564 | 55.0564 | 55.0564 | 55.0564 | 55.0564 | 55.0564 | 55.0564 | 55.0564 | 55.0564 | 55.0564 | 55.0564 | 55.0564 | 55.0564 | 55.0564 | 55.0564 | 55.0564 | 55.0564 | 55.0564 | 55.0564 | 55.0564 | 55.0564 | 55.0564 | 55.0564 | 55.0564 | 55.0564 | 55.0564 | 55.0564 | 55.0564 | 55.0564 | 55.0564 | 55.0564 | 55.0564 | 55.0564 | 55.0564 | 55.0564 | 55.0564 | 55.0564 | 55.0564 | 55.0564 | 55.0564 | 55.0564 | 55.0564 | 55.0564 | 55.0564 | 55.0564 | 55.0564 | 55.0564 | 55.0564 | 55.0564 | 55.0564 | 55.0564 | 55.0564 | 55.0564 | 55.0564 | 55.0564 | 55.0564 | 55.0564 | 55.0564 | 55.0564 | 55.0564 | 55.0564 | 55.0564 | 55.0564 | 55.0564 | 55.0564 | 55.0564 | 55.0564 | 55.0564 | 55.0564 | 55.0564 | 55.0564 | 55.0564 | 55.0564 | 55.0564 | 55.0564 | 55.0564 | 55.0564 | 55.0564 | 55.0564 | 55.0564 | 55.0564 | 55.0564 | 55.0564 | 55.0564 | 55.0564 | 55.0564 | 55.0564 | 55.0564 | 55.0564 | 55.0564 | 55.0564 | 55.0564 | 55.0564 | 55.0564 | 55.0564 | 55.0564 | 55.0564 | 55.0564 | 55.0564 | 55.0564 | 55.0564 | 55.0564 | 55.0564 | 55.0564 | 55.0564 | 55.0564 | 55.0564 | 55.0564 | 55.0564 | 55.0564 | 55.0564 | 55.0564 | 55.0564 | 55.0564 | 55.0564 | 55.0564 | 55.0564 | 55.0564 | 55.0564 | 55.0564 | 55.0564 | 55.0564 | 55.0564 | 55.0564 | 55.0564 | 55.0564 | 55.0564 | 55.0564 | 55.0564 | 55.0564 | 55.0564 | 55.0564 | 55.0564 | 55.0564 | 55.0564 | 55.0564 | 55.0564 | 55.0564 | 55.0564 | 55.0564 | 55.0564 | 55.0564 | 55.0564 | 55.0564 | 55.0564 | 55.0564 | 55.0564 | 55.0564 | 55.0564 | 55.0564 | 55.0564 | 55.0564 | 55.0564 | 55.0564 | 55.0564 | 55.0564 | 55.0564 | 55.0564 | 55.0564 | 55.0564 | 55.0564 | 55.0564 | 55.0564 | 55.0564 | 55.0564 | 55.0564 | 55.0564 | 55.0564 | 55.0564 | 55.0564 | 55.0564 | 55.0564 | 55.0564 | 55.0564 | 55.0564 | 55.0564 | 55.0564 | 55.0564 | 55.0564 | 55.0564 | 55.0564 | 55.0564 | 55.0564 | 55.0564 | 55.0564 | 55.0564 | 55.0564 | 55.0564 | 55.0564 | 55.0564 | 55.0564 | 55.0564 | 55.0564 | 55.0564 | 55.0564 | 55.0564 | 55.0564 | 55.0564 | 55.0564 | 55.0564 | 55.0564 | 55.0564 | 55.0564 | 55.0564 | 55.0564 | 55.0564 | 55.0564 | 55.0564 | 55.0564 | 55.0564 | 55.0564 | 55.0564 | 55.0564 | 55.0564 | 55.0564 | 55.0564 | 55.0564 | 55.0564 | 55.0564 | 55.0564 | 55.0564 | 55.0564 | 55.0564 | 55.0564 | 55.0564 | 55.0564 | 55.0564 | 55.0564 | 55.0564 | 55.0564 | 55.0564 | 55.0564 | 55.0564 | 55.0564 | 55.0564 | 55.0564 | 55.0564 | 55.0564 | 55.0564 | 55.0564 | 55.0564 | 55.0564 | 55.0564 | 55.0564 | 55.0564 | 55.0564 | 55.0564 | 55.0564 | 55.0564 | 55.0564 | 55.0564 | 55.0564 | 55.0564 | 55.0564 | 55.0564 | 55.0564 | 55.0564 | 55.0564 | 55.0564 | 55.0564 | 55.0564 | 55.0564 | 55.0564 | 55.0564 | 55.0564 | 55.0564 | 55.0564 | 55.0564 | 55.0564 | 55.0564 | 55.0564 | 55.0564 | 55.0564 | 55.0564 | 55.0564 | 55.0564 | 55.0564 | 55.0564 | 55.0564 | 55.0564 | 55.0564 | 55.0564 | 55.0564 | 55.0564 | 55.0564 | 55.0564 | 55.0564 | 55.0564 | 55.0564 | 55.0564 | 55.0564 | 55.0564 | 55.0564 | 55.0564 | 55.0564 | 55.0564 | 55.0564 | 55.0564 | 55.0564 | 55.0564 | 55.0564 | 55.0564 | 55.0564 | 55.0564 | 55.0564 | 55.0564 | 55.0564 | 55.0564 | 55.0564 | 55.0564 | 55.0564 | 55.0564 | 55.0564 | 55.0564 | 55.0564 | 55.0564 | 55.0564 | 55.0564 | 55.0564 | 55.0564 | 55.0564 | 55.0564 | 55.0564 | 55.0564 | 55.0564 | 55.0564 | 55.0564 | 55.0564 | 55.0564 | 55.0564 | 55.0564 | 55.0564 | 55.0564 | 55.0564 | 55.0564 | 55.0564 | 55.0564 | 55.0564 | 55.0564 | 55.0564 | 55.0564 | 55.0564 | 55.0564 | 55.0564 | 55.0564 | 55.0564 | 55.0564 | 55.0564 | 55.0564 | 55.0564 | 55.0564 | 55.0564 | 55.0564 | 55.0564 | 55.0564 | 55.0564 | 55.0564 | 55.0564 | 55.0564 | 55.0564 | 55.0564 | 55.0564 | 55.0564 | 55.0564 | 55.0564 | 55.0564 | 55.0564 | 55.0564 | 55.0564 | 55.0564 | 55.0564 | 55.0564 | 55.0564 | 55.0564 | 55.0564 | 55.0564 | 55.0564 | 55.0564 | 55.0564 | 55.0564 | 55.0564 | 55.0564 | 55.0564 | 55.0564 | 55.0564 | 55.0564 | 55.0564 | 55.0564 | 55.0564 | 55.0564 | 55.0564 | 55.0564 | 55.0564 | 55.0564 | 55.0564 | 55.0564 | 55.0564 | 55.0564 | 55.0564 | 55.0564 | 55.0564 | 55.0564 | 55.0564 | 55.0564 | 55.0564 | 55.0564 | 55.0564 | 55.0564 | 55.0564 | 55.0564 | 55.0564 | 55.0564 | 55.0564 | 55.0564 | 55.0564 | 55.0564 | 55.0564 | 55.0564 | 55.0564 | 55.0564 | 55.0564 | 55.0564 | 55.0564 | 55.0564 | 55.0564 | 55.0564 | 55.0564 | 55.0564 | 55.0564 | 55.0564 | 55.0564 | 55.0564 | 55.0564 | 55.0564 | 55.0564 | 55.0564 | 55.0564 | 55.0564 | 55.0564 | 55.0564 | 55.0564 | 55.0564 | 55.0564 | 55.0564 | 55.0564 | 55.0564 | 55.0564 | 55.0564 | 55.0564 | 55.0564 | 55.0564 | 55.0564 | 55.0564 | 55.0564 | 55.0564 | 55.0564 | 55.0564 | 55.0564 | 55.0564 | 55.0564 | 55.0564 | 55.0564 | 55.0564 | 55.0564 | 55.0564 | 55.0564 | 55.0564 | 55.0564 | 55.0564 | 55.0564 | 55.0564 | 55.0564 | 55.0564 | 55.0564 | 55.0564 | 55.0564 | 55.0564 | 55.0564 | 55.0564 | 55.0564 | 55.0564 | 55.0564 | 55.0564 | 55.0564 | 55.0564 | 55.0564 | 55.0564 | 55.0564 | 55.0564 | 55.0564 | 55.0564 | 55.0564 | 55.0564 | 55.0564 | 55.0564 | 55.0564 | 55.0564 | 55.0564 | 55.0564 | 55.0564 | 55.0564 | 55.0564 | 55.0564 | 55.0564 | 55.0564 | 55.0564 | 55.0564 | 55.0564 | 55.0564 | 55.0564 | 55.0564 | 55.0564 | 55.0564 | 55.0564 | 55.0564 | 55.0564 | 55.0564 | 55.0564 | 55.0564 | 55.0564 | 55.0564 | 55.0564 | 55.0564 | 55.0564 | 55.0564 | 55.0564 | 55.0564 | 55.0564 | 55.0564 | 55.0564 | 55.0564 | 55.0564 | 55.0564 | 55.0564 | 55.0564 | 55.0564 | 55.0564 | 55.0564 | 55.0564 | 55.0564 | 55.0564 | 55.0564 | 55.0564 | 55.0564 | 55.0564 | 55.0564 | 55.0564 | 55.0564 | 55.0564 | 55.0564 | 55.0564 | 55.0564 | 55.0564 | 55.0564 | 55.0564 | 55.0564 | 55.0564 | 55.0564 | 55.0564 | 55.0564 | 55.0564 | 55.0564 | 55.0564 | 55.0564 | 55.0564 | 55.0564 | 55.0564 | 55.0564 | 55.0564 | 55.0564 | 55.0564 | 55.0564 | 55.0564 | 55.0564 | 55.0564 | 55.0564 | 55.0564 | 55.0564 | 55.0564 | 55.0564 | 55.0564 | 55.0564 | 55.0564 | 55.0564 | 55.0564 | 55.0564 | 55.0564 | 55.0564 | 55.0564 | 55.0564 | 55.0564 | 55.0564 | 55.0564 | 55.0564 | 55.0564 | 55.0564 | 55.0564 | 55.0564 | 55.0564 | 55.0564 | 55.0564 | 55.0564 | 55.0564 | 55.0564 | 55.0564 | 55.0564 | 55.0564 | 55.0564 | 55.0564 | 55.0564 | 55.0564 | 55.0564 | 55.0564 | 55.0564 | 55.0564 | 55.0564 | 55.0564 | 55.0564 | 55.0564 | 55.0564 | 55.0564 | 55.0564 | 55.0564 | 55.0564 | 55.0564 | 55.0564 | 55.0564 | 55.0564 | 55.0564 | 55.0564 | 55.0564 | 55.0564 | 55.0564 | 55.0564 | 55.0564 | 55.0564 | 55.0564 | 55.0564 | 55.0564 | 55.0564 | 55.0564 | 55.0564 | 55.0564 | 55.0564 | 55.0564 | 55.0564 | 55.0564 | 55.0564 | 55.0564 | 55.0564 | 55.0564 | 55.0564 | 55.0564 | 55.0564 | 55.0564 | 55.0564 | 55.0564 | 55.0564 | 55.0564 | 55.0564 | 55.0564 | 55.0564 | 55.0564 | 55.0564 | 55.0564 | 55.0564 | 55.0564 | 55.0564 | 55.0564 | 55.0564 | 55.0564 | 55.0564 | 55.0564 | 55.0564 | 55.0564 | 55.0564 | 55.0564 | 55.0564 | 55.0564 | 55.0564 | 55.0564 | 55.0564 | 55.0564 | 55.0564 | 55.0564 | 55.0564 | 55.0564 | 55.0564 | 55.0564 | 55.0564 | 55.0564 | 55.0564 | 55.0564 | 55.0564 | 55.0564 | 55.0564 | 55.0564 | 55.0564 | 55.0564 | 55.0564 | 55.0564 | 55.0564 | 55.0564 | 55.0564 | 55.0564 | 55.0564 | 55.0564 | 55.0564 | 55.0564 | 55.0564 | 55.0564 | 55.0564 | 55.0564 | 55.0564 | 55.0564 | 55.0564 | 55.0564 | 55.0564 | 55.0564 | 55.0564 | 55.0564 | 55.0564 | 55.0564 | 55.0564 | 55.0564 | 55.0564 | 55.0564 | 55.0564 | 55.0564 | 55.0564 | 55.0564 | 55.0564 | 55.0564 | 55.0564 | 55.0564 | 55.0564 | 55.0564 | 55.0564 | 55.0564 | 55.0564 | 55.0564 | 55.0564 | 55.0564 | 55.0564 | 55.0564 | 55.0564 | 55.0564 | 55.0564 | 55.0564 | 55.0564 | 55.0564 | 55.0564 | 55.0564 | 55.0564 | 55.0564 | 55.0564 | 55.0564 | 55.0564 | 55.0564 | 55.0564 | 55.0564 | 55.0564 | 55.0564 | 55.0564 | 55.0564 | 55.0564 | 55.0564 | 55.0564 | 55.0564 | 55.0564 | 55.0564 | 55.0564 | 55.0564 | 55.0564 | 55.0564 | 55.0564 | 55.0564 | 55.0564 | 55.0564 | 55.0564 | 55.0564 | 55.0564 | 55.0564 | 55.0564 | 55.0564 | 55.0564 | 55.0564 | 55.0564 | 55.0564 | 55.0564 | 55.0564 | 55.0564 | 55.0564 | 55.0564 | 55.0564 | 55.0564 | 55.0564 | 55.0564 | 55.0564 | 55.0564 | 55.0564 | 55.0564 | 55.0564 | 55.0564 | 55.0564 | 55.0564 | 55.0564 | 55.0564 | 55.0564 | 55.0564 | 55.0564 | 55.0564 | 55.0564 | 55.0564 | 55.0564 | 55.0564 | 55.0564 | 55.0564 | 55.0564 | 55.0564 | 55.0564 | 55.0564 | 55.0564 | 55.0564 | 55.0564 | 55.0564 | 55.0564 | 55.0564 | 55.0564 | 55.0564 | 55.0564 | 55.0564 | 55.0564 | 55.0564 | 55.0564 | 55.0564 | 55.0564 | 55.0564 | 55.0564 | 55.0564 | 55.0564 | 55.0564 | 55.0564 | 55.0564 | 55.0564 | 55.0564 | 55.0564 | 55.0564 | 55.0564 | 55.0564 | 55.0564 | 55.0564 | 55.0564 | 55.0564 | 55.0564 | 55.0564 | 55.0564 | 55.0564 | 55.0564 | 55.0564 | 55.0564 | 55.0564 | 55.0564 | 55.0564 | 55.0564 | 55.0564 | 55.0564 | 55.0564 | 55.0564 | 55.0564 | 55.0564 | 55.0564 | 55.0564 | 55.0564 | 55.0564 | 55.0564 | 55.0564 | 55.0564 | 55.0564 | 55.0564 | 55.0564 | 55.0564 | 55.0564 | 55.0564 | 55.0564 | 55.0564 | 55.0564 | 55.0564 | 55.0564 | 55.0564 | 55.0564 | 55.0564 | 55.0564 | 55.0564 | 55.0564 | 55.0564 | 55.0564 | 55.0564 | 55.0564 | 55.0564 | 55.0564 | 55.0564 | 55.0564 | 55.0564 | 55.0564 | 55.0564 | 55.0564 | 55.0564 | 55.0564 | 55.0564 | 55.0564 | 55.0564 | 55.0564 | 55.0564 | 55.0564 | 55.0564 | 55.0564 | 55.0564 | 55.0564 | 55.0564 | 55.0564 | 55.0564 | 55.0564 | 55.0564 | 55.0564 | 55.0564 | 55.0564 | 55.0564 | 55.0564 | 55.0564 | 55.0564 | 55.0564 | 55.0564 | 55.0564 | 55.0564 | 55.0564 | 55.0564 | 55.0564 | 55.0564 | 55.0564 | 55.0564 | 55.0564 | 55.0564 | 55.0564 | 55.0564 | 55.0564 | 55.0564 | 55.0564 | 55.0564 | 55.0564 | 55.0564 | 55.0564 | 55.0564 | 55.0564 | 55.0564 | 55.0564 | 55.0564 | 55.0564 | 55.0564 | 55.0564 | 55.0564 | 55.0564 | 55.0564 | 55.0564 | 55.0564 | 55.0564 | 55.0564 | 55.0564 | 55.0564 | 55.0564 | 55.0564 | 55.0564 | 55.0564 | 55.0564 | 55.0564 | 55.0564 | 55.0564 | 55.0564 | 55.0564 | 55.0564 | 55.0564 | 55.0564 | 55.0564 | 55.0564 | 55.0564 | 55.0564 | 55.0564 | 55.0564 | 55.0564 | 55.0564 | 55.0564 | 55.0564 | 55.0564 | 55.0564 | 55.0564 | 55.0564 | 55.0564 | 55.0564 | 55.0564 | 55.0564 | 55.0564 | 55.0564 | 55.0564 | 55.0564 | 55.0564 | 55.0564 | 55.0564 | 55.0564 | 55.0564 | 55.0564 | 55.0564 | 55.0564 | 55.0564 | 55.0564 | 55.0564 | 55.0564 | 55.0564 | 55.0564 | 55.0564 | 55.0564 | 55.0564 | 55.0564 | 55.0564 | 55.0564 | 55.0564 | 55.0564 | 55.0564 | 55.0564 | 55.0564 | 55.0564 | 55.0564 | 55.0564 | 55.0564 | 55.0564 | 55.0564 | 55.0564 | 55.0564 | 55.0564 | 55.0564 | 55.0564 | 55.0564 | 55.0564 | 55.0564 | 55.0564 | 55.0564 | 55.0564 | 55.0564 | 55.0564 | 55.0564 | 55.0564 | 55.0564 | 55.0564 | 55.0564 | 55.0564 | 55.0564 | 55.0564 | 55.0564 | 55.0564 | 55.0564 | 55.0564 | 55.0564 | 55.0564 | 55.0564 | 55.0564 | 55.0564 | 55.0564 | 55.0564 | 55.0564 | 55.0564 | 55.0564 | 55.0564 | 55.0564 | 55.0564 | 55.0564 | 55.0564 | 55.0564 | 55.0564 | 55.0564 | 55.0564 | 55.0564 | 55.0564 | 55.0564 | 55.0564 | 55.0564 | 55.0564 | 55.0564 | 55.0564 | 55.0564 | 55.0564 | 55.0564 | 55.0564 | 55.0564 | 55.0564 | 55.0564 | 55.0564 | 55.0564 | 55.0564 | 55.0564 | 55.0564 | 55.0564 | 55.0564 | 55.0564 | 55.0564 | 55.0564 | 55.0564 | 55.0564 | 55.0564 | 55.0564 | 55.0564 | 55.0564 | 55.0564 | 55.0564 | 55.0564 | 55.0564 | 55.0564 | 55.0564 | 55.0564 | 55.0564 | 55.0564 | 55.0564 | 55.0564 | 55.0564 | 55.0564 | 55.0564 | 55.0564 | 55.0564 | 55.0564 | 55.0564 | 55.0564 | 55.0564 | 55.0564 | 55.0564 | 55.0564 | 55.0564 | 55.0564 | 55.0564 | 55.0564 | 55.0564 | 55.0564 | 55.0564 | 55.0564 | 55.0564 | 55.0564 | 55.0564 | 55.0564 | 55.0564 | 55.0564 | 55.0564 | 55.0564 | 55.0564 | 55.0564 | 55.0564 | 55.0564 | 55.0564 | 55.0564 | 55.0564 | 55.0564 | 55.0564 | 55.0564 | 55.0564 | 55.0564 | 55.0564 | 55.0564 | 55.0564 | 55.0564 | 55.0564 | 55.0564 | 55.0564 | 55.0564 | 55.0564 | 55.0564 | 55.0564 | 55.0564 | 55.0564 | 55.0564 | 55.0564 | 55.0564 | 55.0564 | 55.0564 | 55.0564 | 55.0564 | 55.0564 | 55.0564 | 55.0564 | 55.0564 | 55.0564 | 55.0564 | 55.0564 | 55.0564 | 55.0564 | 55.0564 | 55.0564 | 55.0564 | 55.0564 | 55.0564 | 55.0564 | 55.0564 | 55.0564 | 55.0564 | 55.0564 | 55.0564 | 55.0564 | 55.0564 | 55.0564 | 55.0564 | 55.0564 | 55.0564 | 55.0564 | 55.0564 | 55.0564 | 55.0564 | 55.0564 | 55.0564 | 55.0564 | 55.0564 | 55.0564 | 55.0564 | 55.0564 | 55.0564 | 55.0564 | 55.0564 | 55.0564 | 55.0564 | 55.0564 | 55.0564 | 55.0564 | 55.0564 | 55.0564 | 55.0564 | 55.0564 | 55.0564 | 55.0564 | 55.0564 | 55.0564 | 55.0564 | 55.0564 | 55.0564 | 55.0564 | 55.0564 | 55.0564 | 55.0564 | 55.0564 | 55.0564 | 55.0564 | 55.0564 | 55.0564 | 55.0564 | 55.0564 | 55.0564 | 55.0564 | 55.0564 | 55.0564 | 55.0564 | 55.0564 | 55.0564 | 55.0564 | 55.0564 | 55.0564 | 55.0564 | 55.0564 | 55.0564 | 55.0564 | 55.0564 | 55.0564 | 55.0564 | 55.0564 | 55.0564 | 55.0564 | 55.0564 | 55.0564 | 55.0564 | 55.0564 | 55.0564 | 55.0564 | 55.0564 | 55.0564 | 55.0564 | 55.0564 | 55.0564 | 55.0564 | 55.0564 | 55.0564 | 55.0564 | 55.0564 | 55.0564 | 55.0564 | 55.0564 | 55.0564 | 55.0564 | 55.0564 | 55.0564 | 55.0564 | 55.0564 | 55.0564 | 55.0564 | 55.0564 | 55.0564 | 55.0564 | 55.0564 | 55.0564 | 55.0564 | 55.0564 | 55.0564 | 55.0564 | 55.0564 | 55.0564 | 55.0564 | 55.0564 | 55.0564 | 55.0564 | 55.0564 | 55.0564 | 55.0564 | 55.0564 | 55.0564 | 55.0564 | 55.0564 | 55.0564 | 55.0564 | 55.0564 | 55.0564 | 55.0564 | 55.0564 | 55.0564 | 55.0564 | 55.0564 | 55.0564 | 55.0564 | 55.0564 | 55.0564 | 55.0564 | 55.0564 | 55.0564 | 55.0564 | 55.0564 | 55.0564 | 55.0564 | 55.0564 | 55.0564 | 55.0564 | 55.0564 | 55.0564 | 55.0564 | 55.0564 | 55.0564 | 55.0564 | 55.0564 | 55.0564 | 55.0564 | 55.0564 | 55.0564 | 55.0564 | 55.0564 | 55.0564 | 55.0564 | 55.0564 | 55.0564 | 55.0564 | 55.0564 | 55.0564 | 55.0564 | 55.0564 | 55.0564 | 55.0564 | 55.0564 | 55.0564 | 55.0564 | 55.0564 | 55.0564 | 55.0564 | 55.0564 | 55.0564 | 55.0564 | 55.0564 | 55.0564 | 55.0564 | 55.0564 | 55.0564 | 55.0564 | 55.0564 | 55.0564 | 55.0564 | 55.0564 | 55.0564 | 55.0564 | 55.0564 | 55.0564 | 55.0564 | 55.0564 | 55.0564 | 55.0564 | 55.0564 | 55.0564 | 55.0564 | 55.0564 | 55.0564 | 55.0564 | 55.0564 | 55.0564 | 55.0564 | 55.0564 | 55.0564 | 55.0564 | 55.0564 | 55.0564 | 55.0564 | 55.0564 | 55.0564 | 55.0564 | 55.0564 | 55.0564 | 55.0564 | 55.0564 | 55.0564 | 55.0564 | 55.0564 | 55.0564 | 55.0564 | 55.0564 | 55.0564 | 55.0564 | 55.0564 | 55.0564 | 55.0564 | 55.0564 | 55.0564 | 55.0564 | 55.0564 | 55.0564 | 55.0564 | 55.0564 | 55.0564 | 55.0564 | 55.0564 | 55.0564 | 55.0564 | 55.0564 | 55.0564 | 55.0564 | 55.0564 | 55.0564 | 55.0564 | 55.0564 | 55.0564 | 55.0564 | 55.0564 | 55.0564 | 55.0564 | 55.0564 | 55.0564 | 55.0564 | 55.0564 | 55.0564 | 55.0564 | 55.0564 | 55.0564 | 55.0564 | 55.0564 | 55.0564 | 55.0564 | 55.0564 | 55.0564 | 55.0564 | 55.0564 | 55.0564 | 55.0564 | 55.0564 | 55.0564 | 55.0564 | 55.0564 | 55.0564 | 55.0564 | 55.0564 | 55.0564 | 55.0564 | 55.0564 | 55.0564 | 55.0564 | 55.0564 | 55.0564 | 55.0564 | 55.0564 | 55.0564 | 55.0564 | 55.0564 | 55.0564 | 55.0564 | 55.0564 | 55.0564 | 55.0564 | 55.0564 | 55.0564 | 55.0564 | 55.0564 | 55.0564 | 55.0564 | 55.0564 | 55.0564 | 55.0564 | 55.0564 | 55.0564 | 55.0564 | 55.0564 | 55.0564 | 55.0564 | 55.0564 | 55.0564 | 55.0564 | 55.0564 | 55.0564 | 55.0564 | 55.0564 | 55.0564 | 55.0564 | 55.0564 | 55.0564 | 55.0564 | 55.0564 | 55.0564 | 55.0564 | 55.0564 | 55.0564 | 55.0564 | 55.0564 | 55.0564 | 55.0564 | 55.0564 | 55.0564 | 55.0564 | 55.0564 | 55.0564 | 55.0564 | 55.0564 | 55.0564 | 55.0564 | 55.0564 | 55.0564 | 55.0564 | 55.0564 | 55.0564 | 55.0564 | 55.0564 | 55.0564 | 55.0564 | 55.0564 | 55.0564 | 55.0564 | 55.0564 | 55.0564 | 55.0564 | 55.0564 | 55.0564 | 55.0564 | 55.0564 | 55.0564 | 55.0564 | 55.0564 | 55.0564 | 55.0564 | 55.0564 | 55.0564 | 55.0564 | 55.0564 | 55.0564 | 55.0564 | 55.0564 | 55.0564 | 55.0564 | 55.0564 | 55.0564 | 55.0564 | 55.0564 | 55.0564 | 55.0564 | 55.0564 | 55.0564 | 55.0564 | 55.0564 | 55.0564 | 55.0564 | 55.0564 | 55.0564 | 55.0564 | 55.0564 | 55.0564 | 55.0564 | 55.0564 | 55.0564 | 55.0564 | 55.0564 | 55.0564 | 55.0564 | 55.0564 | 55.0564 | 55.0564 | 55.0564 | 55.0564 | 55.0564 | 55.0564 | 55.0564 | 55.0564 | 55.0564 | 55.0564 | 55.0564 | 55.0564 | 55.0564 | 55.0564 | 55.0564 | 55.0564 | 55.0564 | 55.0564 | 55.0564 | 55.0564 | 55.0564 | 55.0564 | 55.0564 | 55.0564 | 55.0564 | 55.0564 | 55.0564 | 55.0564 | 55.0564 | 55.0564 | 55.0564 | 55.0564 | 55.0564 | 55.0564 | 55.0564 | 55.0564 | 55.0564 | 55.0564 | 55.0564 | 55.0564 | 55.0564 | 55.0564 | 55.0564 | 55.0564 | 55.0564 | 55.0564 | 55.0564 | 55.0564 | 55.0564 | 55.0564 | 55.0564 | 55.0564 | 55.0564 | 55.0564 | 55.0564 | 55.0564 | 55.0564 | 55.0564 | 55.0564 | 55.0564 | 55.0564 | 55.0564 | 55.0564 | 55.0564 | 55.0564 | 55.0564 | 55.0564 | 55.0564 | 55.0564 | 55.0564 | 55.0564 | 55.0564 | 55.0564 | 55.0564 | 55.0564 | 55.0564 | 55.0564 | 55.0564 | 55.0564 | 55.0564 | 55.0564 | 55.0564 | 55.0564 | 55.0564 | 55.0564 | 55.0564 | 55.0564 | 55.0564 | 55.0564 | 55.0564 | 55.0564 | 55.0564 | 55.0564 | 55.0564 | 55.0564 | 55.0564 | 55.0564 | 55.0564 | 55.0564 | 55.0564 | 55.0564 | 55.0564 | 55.0564 | 55.0564 | 55.0564 | 55.0564 | 55.0564 | 55.0564 | 55.0564 | 55.0564 | 55.0564 | 55.0564 | 55.0564 | 55.0564 | 55.0564 | 55.0564 | 55.0564 | 55.0564 | 55.0564 | 55.0564 | 55.0564 | 55.0564 | 55.0564 | 55.0564 | 55.0564 | 55.0564 | 55.0564 | 55.0564 | 55.0564 | 55.0564 | 55.0564 | 55.0564 | 55.0564 | 55.0564 | 55.0564 | 55.0564 | 55.0564 | 55.0564 | 55.0564 | 55.0564 | 55.0564 | 55.0564 | 55.0564 | 55.0564 | 55.0564 | 55.0564 | 55.0564 | 55.0564 | 55.0564 | 55.0564 | 55.0564 | 55.0564 | 55.0564 | 55.0564 | 55.0564 | 55.0564 | 55.0564 | 55.0564 | 55.0564 | 55.0564 | 55.0564 | 55.0564 | 55.0564 | 55.0564 | 55.0564 | 55.0564 | 55.0564 | 55.0564 | 55.0564 | 55.0564 | 55.0564 | 55.0564 | 55.0564 | 55.0564 | 55.0564 | 55.0564 | 55.0564 | 55.0564 | 55.0564 | 55.0564 | 55.0564 | 55.0564 | 55.0564 | 55.0564 | 55.0564 | 55.0564 | 55.0564 | 55.0564 | 55.0564 | 55.0564 | 55.0564 | 55.0564 | 55.0564 | 55.0564 | 55.0564 | 55.0564 | 55.0564 | 55.0564 | 55.0564 | 55.0564 | 55.0564 | 55.0564 | 55.0564 | 55.0564 | 55.0564 | 55.0564 | 55.0564 | 55.0564 | 55.0564 | 55.0564 | 55.0564 | 55.0564 | 55.0564 | 55.0564 | 55.0564 | 55.0564 | 55.0564 | 55.0564 | 55.0564 | 55.0564 | 55.0564 | 55.0564 | 55.0564 | 55.0564 | 55.0564 | 55.0564 | 55.0564 | 55.0564 | 55.0564 | 55.0564 | 55.0564 | 55.0564 | 55.0564 | 55.0564 | 55.0564 | 55.0564 | 55.0564 | 55.0564 | 55.0564 | 55.0564 | 55.0564 | 55.0564 | 55.0564 | 55.0564 | 55.0564 | 55.0564 | 55.0564 | 55.0564 | 55.0564 | 55.0564 | 55.0564 | 55.0564 | 55.0564 | 55.0564 | 55.0564 | 55.0564 | 55.0564 | 55.0564 | 55.0564 | 55.0564 | 55.0564 | 55.0564 | 55.0564 | 55.0564 | 55.0564 | 55.0564 | 55.0564 | 55.0564 | 55.0564 | 55.0564 | 55.0564 | 55.0564 | 55.0564 | 55.0564 | 55.0564 | 55.0564 | 55.0564 | 55.0564 | 55.0564 | 55.0564 | 55.0564 | 55.0564 | 55.0564 | 55.0564 | 55.0564 | 55.0564 | 55.0564 | 55.0564 | 55.0564 | 55.0564 | 55.0564 | 55.0564 | 55.0564 | 55.0564 | 55.0564 | 55.0564 | 55.0564 | 55.0564 | 55.0564 | 55.0564 | 55.0564 | 55.0564 | 55.0564 | 55.0564 | 55.0564 | 55.0564 | 55.0564 | 55.0564 | 55.0564 | 55.0564 | 55.0564 | 55.0564 | 55.0564 | 55.0564 | 55.0564 | 55.0564 | 55.0564 | 55.0564 | 55.0564 | 55.0564 | 55.0564 | 55.0564 | 55.0564 | 55.0564 | 55.0564 | 55.0564 | 55.0564 | 55.0564 | 55.0564 | 55.0564 | 55.0564 | 55.0564 | 55.0564 | 55.0564 | 55.0564 | 55.0564 | 55.0564 | 55.0564 | 55.0564 | 55.0564 | 55.0564 | 55.0564 | 55.0564 | 55.0564 | 55.0564 | 55.0564 | 55.0564 | 55.0564 | 55.0564 | 55.0564 | 55.0564 | 55.0564 | 55.0564 | 55.0564 | 55.0564 | 55.0564 | 55.0564 | 55.0564 | 55.0564 | 55.0564 | 55.0564 | 55.0564 | 55.0564 | 55.0564 | 55.0564 | 55.0564 | 55.0564 | 55.0564 | 55.0564 | 55.0564 | 55.0564 | 55.0564 | 55.0564 | 55.0564 | 55.0564 | 55.0564 | 55.0564 | 55.0564 | 55.0564 | 55.0564 | 55.0564 | 55.0564 | 55.0564 | 55.0564 | 55.0564 | 55.0564 | 55.0564 | 55.0564 | 55.0564 | 55.0564 | 55.0564 | 55.0564 | 55.0564 | 55.0564 | 55.0564 | 55.0564 | 55.0564 | 55.0564 | 55.0564 | 55.0564 | 55.0564 | 55.0564 | 55.0564 | 55.0564 | 55.0564 | 55.0564 | 55.0564 | 55.0564 | 55.0564 | 55.0564 | 55.0564 | 55.0564 | 55.0564 | 55.0564 | 55.0564 | 55.0564 | 55.0564 | 55.0564 | 55.0564 | 55.0564 | 55.0564 | 55.0564 | 55.0564 | 55.0564 | 55.0564 | 55.0564 | 55.0564 | 55.0564 | 55.0564 | 55.0564 | 55.0564 | 55.0564 | 55.0564 | 55.0564 | 55.0564 | 55.0564 | 55.0564 | 55.0564 | 55.0564 | 55.0564 | 55.0564 | 55.0564 | 55.0564 | 55.0564 | 55.0564 | 55.0564 | 55.0564 | 55.0564 | 55.0564 | 55.0564 | 55.0564 | 55.0564 | 55.0564 | 55.0564 | 55.0564 | 55.0564 | 55.0564 | 55.0564 | 55.0564 | 55.0564 | 55.0564 | 55.0564 | 55.0564 | 55.0564 | 55.0564 | 55.0564 | 55.0564 | 55.0564 | 55.0564 | 55.0564 | 55.0564 | 55.0564 | 55.0564 | 55.0564 | 55.0564 | 55.0564 | 55.0564 | 55.0564 | 55.0564 | 55.0564 | 55.0564 | 55.0564 | 55.0564 | 55.0564 | 55.0564 | 55.0564 | 55.0564 | 55.0564 | 55.0564 | 55.0564 | 55.0564 | 55.0564 | 55.0564 | 55.0564 | 55.0564 | 55.0564 | 55.0564 | 55.0564 | 55.0564 | 55.0564 | 55.0564 | 55.0564 | 55.0564 | 55.0564 | 55.0564 | 55.0564 | 55.0564 | 55.0564 | 55.0564 | 55.0564 | 55.0564 | 55.0564 | 55.0564 | 55.0564 | 55.0564 | 55.0564 | 55.0564 | 55.0564 | 55.0564 | 55.0564 | 55.0564 | 55.0564 | 55.0564 | 55.0564 | 55.0564 | 55.0564 | 55.0564 | 55.0564 | 55.0564 | 55.0564 | 55.0564 | 55.0564 | 55.0564 | 55.0564 | 55.0564 | 55.0564 | 55.0564 | 55.0564 | 55.0564 | 55.0564 | 55.0564 | 55.0564 | 55.0564 | 55.0564 | 55.0564 | 55.0564 | 55.0564 | 55.0564 | 55.0564 | 55.0564 | 55.0564 | 55.0564 | 55.0564 | 55.0564 | 55.0564 | 55.0564 | 55.0564 | 55.0564 | 55.0564 | 55.0564 | 55.0564 | 55.0564 | 55.0564 | 55.0564 | 55.0564 | 55.0564 | 55.0564 | 55.0564 | 55.0564 | 55.0564 | 55.0564 | 55.0564 | 55.0564 | 55.0564 | 55.0564 | 55.0564 | 55.0564 | 55.0564 | 55.0564 | 55.0564 | 55.0564 | 55.0564 | 55.0564 | 55.0564 | 55.0564 | 55.0564 | 55.0564 | 55.0564 | 55.0564 | 55.0564 | 55.0564 | 55.0564 | 55.0564 | 55.0564 | 55.0564 | 55.0564 | 55.0564 | 55.0564 | 55.0564 | 55.0564 | 55.0564 | 55.0564 | 55.0564 | 55.0564 | 55.0564 | 55.0564 | 55.0564 | 55.0564 | 55.0564 | 55.0564 | 55.0564 | 55.0564 | 55.0564 | 55.0564 | 55.0564 | 55.0564 | 55.0564 | 55.0564 | 55.0564 | 55.0564 | 55.0564 | 55.0564 | 55.0564 | 55.0564 | 55.0564 | 55.0564 | 55.0564 | 55.0564 | 55.0564 | 55.0564 | 55.0564 | 55.0564 | 55.0564 | 55.0564 | 55.0564 | 55.0564 | 55.0564 | 55.0564 | 55.0564 | 55.0564 | 55.0564 | 55.0564 | 55.0564 | 55.0564 | 55.0564 | 55.0564 | 55.0564 | 55.0564 | 55.0564 | 55.0564 | 55.0564 | 55.0564 | 55.0564 | 55.0564 | 55.0564 | 55.0564 | 55.0564 | 55.0564 | 55.0564 | 55.0564 | 55.0564 | 55.0564 | 55.0564 | 55.0564 | 55.0564 | 55.0564 | 55.0564 | 55.0564 | 55.0564 | 55.0564 | 55.0564 | 55.0564 | 55.0564 | 55.0564 | 55.0564 | 55.0564 | 55.0564 | 55.0564 | 55.0564 | 55.0564 | 55.0564 | 55.0564 | 55.0564 | 55.0564 | 55.0564 | 55.0564 | 55.0564 | 55.0564 | 55.0564 | 55.0564 | 55.0564 | 55.0564 | 55.0564 | 55.0564 | 55.0564 | 55.0564 | 55.0564 | 55.0564 | 55.0564 | 55.0564 | 55.0564 | 55.0564 | 55.0564 | 55.0564 | 55.0564 | 55.0564 | 55.0564 | 55.0564 | 55.0564 | 55.0564 | 55.0564 | 55.0564 | 55.0564 | 55.0564 | 55.0564 | 55.0564 | 55.0564 | 55.0564 | 55.0564 | 55.0564 | 55.0564 | 55.0564 | 55.0564 | 55.0564 | 55.0564 | 55.0564 | 55.0564 | 55.0564 | 55.0564 | 55.0564 | 55.0564 | 55.0564 | 55.0564 | 55.0564 | 55.0564 | 55.0564 | 55.0564 | 55.0564 | 55.0564 | 55.0564 | 55.0564 | 55.0564 | 55.0564 | 55.0564 | 55.0564 | 55.0564 | 55.0564 | 55.0564 | 55.0564 | 55.0564 | 55.0564 | 55.0564 | 55.0564 | 55.0564 | 55.0564 | 55.0564 | 55.0564 | 55.0564 | 55.0564 | 55.0564 | 55.0564 | 55.0564 | 55.0564 | 55.0564 | 55.0564 | 55.0564 | 55.0564 | 55.0564 | 55.0564 | 55.0564 | 55.0564 | 55.0564 | 55.0564 | 55.0564 | 55.0564 | 55.0564 | 55.0564 | 55.0564 | 55.0564 | 55.0564 | 55.0564 | 55.0564 | 55.0564 | 55.0564 | 55.0564 | 55.0564 | 55.0564 | 55.0564 | 55.0564 | 55.0564 | 55.0564 | 55.0564 | 55.0564 | 55.0564 | 55.0564 | 55.0564 | 55.0564 | 55.0564 | 55.0564 | 55.0564 | 55.0564 | 55.0564 | 55.0564 | 55.0564 | 55.0564 | 55.0564 | 55.0564 | 55.0564 | 55.0564 | 55.0564 | 55.0564 | 55.0564 | 55.0564 | 55.0564 | 55.0564 | 55.0564 | 55.0564 | 55.0564 | 55.0564 | 55.0564 | 55.0564 | 55.0564 | 55.0564 | 55.0564 | 55.0564 | 55.0564 | 55.0564 | 55.0564 | 55.0564 | 55.0564 | 55.0564 | 55.0564 | 55.0564 | 55.0564 | 55.0564 | 55.0564 | 55.0564 | 55.0564 | 55.0564 | 55.0564 | 55.0564 | 55.0564 | 55.0564 | 55.0564 | 55.0564 | 55.0564 | 55.0564 | 55.0564 | 55.0564 | 55.0564 | 55.0564 | 55.0564 | 55.0564 | 55.0564 | 55.0564 | 55.0564 | 55.0564 | 55.0564 | 55.0564 | 55.0564 | 55.0564 | 55.0564 | 55.0564 | 55.0564 | 55.0564 | 55.0564 | 55.0564 | 55.0564 | 55.0564 | 55.0564 | 55.0564 | 55.0564 | 55.0564 | 55.0564 | 55.0564 | 55.0564 | 55.0564 | 55.0564 | 55.0564 | 55.0564 | 55.0564 | 55.0564 | 55.0564 | 55.0564 | 55.0564 | 55.0564 | 55.0564 | 55.0564 | 55.0564 | 55.0564 | 55.0564 | 55.0564 | 55.0564 | 55.0564 | 55.0564 | 55.0564 | 55.0564 | 55.0564 | 55.0564 | 55.0564 | 55.0564 | 55.0564 | 55.0564 | 55.0564 | 55.0564 | 55.0564 | 55.0564 | 55.0564 | 55.0564 | 55.0564 | 55.0564 | 55.0564 | 55.0564 | 55.0564 | 55.0564 | 55.0564 | 55.0564 | 55.0564 | 55.0564 | 55.0564 | 55.0564 | 55.0564 | 55.0564 | 55.0564 | 55.0564 | 55.0564 | 55.0564 | 55.0564 | 55.0564 | 55.0564 | 55.0564 | 55.0564 | 55.0564 | 55.0564 | 55.0564 | 55.0564 | 55.0564 | 55.0564 | 55.0564 | 55.0564 | 55.0564 | 55.0564 | 55.0564 | 55.0564 | 55.0564 | 55.0564 | 55.0564 | 55.0564 | 55.0564 | 55.0564 | 55.0564 | 55.0564 | 55.0564 | 55.0564 | 55.0564 | 55.0564 | 55.0564 | 55.0564 | 55.0564 | 55.0564 | 55.0564 | 55.0564 | 55.0564 | 55.0564 | 55.0564 | 55.0564 | 55.0564 | 55.0564 | 55.0564 | 55.0564 | 55.0564 | 55.0564 | 55.0564 | 55.0564 | 55.0564 | 55.0564 | 55.0564 | 55.0564 | 55.0564 | 55.0564 | 55.0564 | 55.0564 | 55.0564 | 55.0564 | 55.0564 | 55.0564 | 55.0564 | 55.0564 | 55.0564 | 55.0564 | 55.0564 | 55.0564 | 55.0564 | 55.0564 | 55.0564 | 55.0564 | 55.0564 | 55.0564 | 55.0564 | 55.0564 | 55.0564 | 55.0564 | 55.0564 | 55.0564 | 55.0564 | 55.0564 | 55.0564 | 55.0564 | 55.0564 | 55.0564 | 55.0564 | 55.0564 | 55.0564 | 55.0564 | 55.0564 | 55.0564 | 55.0564 | 55.0564 | 55.0564 | 55.0564 | 55.0564 | 55.0564 | 55.0564 | 55.0564 | 55.0564 | 55.0564 | 55.0564 | 55.0564 | 55.0564 | 55.0564 | 55.0564 | 55.0564 | 55.0564 | 55.0564 | 55.0564 | 55.0564 | 55.0564 | 55.0564 | 55.0564 | 55.0564 | 55.0564 | 55.0564 | 55.0564 | 55.0564 | 55.0564 | 55.0564 | 55.0564 | 55.0564 | 55.0564 | 55.0564 | 55.0564 | 55.0564 | 55.0564 | 55.0564 | 55.0564 | 55.0564 | 55.0564 | 55.0564 | 55.0564 | 55.0564 | 55.0564 | 55.0564 | 55.0564 | 55.0564 | 55.0564 | 55.0564 | 55.0564 | 55.0564 | 55.0564 | 55.0564 | 55.0564 | 55.0564 | 55.0564 | 55.0564 | 55.0564 | 55.0564 | 55.0564 | 55.0564 | 55.0564 | 55.0564 | 55.0564 | 55.0564 | 55.0564 | 55.0564 | 55.0564 | 55.0564 | 55.0564 | 55.0564 | 55.0564 | 55.0564 | 55.0564 | 55.0564 | 55.0564 | 55.0564 | 55.0564 | 55.0564 | 55.0564 | 55.0564 | 55.0564 | 55.0564 | 55.0564 | 55.0564 | 55.0564 | 55.0564 | 55.0564 | 55.0564 | 55.0564 | 55.0564 | 55.0564 | 55.0564 | 55.0564 | 55.0564 | 55.0564 | 55.0564 | 55.0564 | 55.0564 | 55.0564 | 55.0564 | 55.0564 | 55.0564 | 55.0564 | 55.0564 | 55.0564 | 55.0564 | 55.0564 | 55.0564 | 55.0564 | 55.0564 | 55.0564 | 55.0564 | 55.0564 | 55.0564 | 55.0564 | 55.0564 | 55.0564 | 55.0564 | 55.0564 | 55.0564 | 55.0564 | 55.0564 | 55.0564 | 55.0564 | 55.0564 | 55.0564 | 55.0564 | 55.0564 | 55.0564 | 55.0564 | 55.0564 | 55.0564 | 55.0564 | 55.0564 | 55.0564 | 55.0564 | 55.0564 | 55.0564 | 55.0564 | 55.0564 | 55.0564 | 55.0564 | 55.0564 | 55.0564 | 55.0564 | 55.0564 | 55.0564 | 55.0564 | 55.0564 | 55.0564 | 55.0564 | 55.0564 | 55.0564 | 55.0564 | 55.0564 | 55.0564 | 55.0564 | 55.0564 | 55.0564 | 55.0564 | 55.0564 | 55.0564 | 55.0564 | 55.0564 | 55.0564 | 55.0564 | 55.0564 | 55.0564 | 55.0564 | 55.0564 | 55.0564 | 55.0564 | 55.0564 | 55.0564 | 55.0564 | 55.0564 | 55.0564 | 55.0564 | 55.0564 | 55.0564 | 55.0564 | 55.0564 | 55.0564 | 55.0564 | 55.0564 | 55.0564 | 55.0564 | 55.0564 | 55.0564 | 55.0564 | 55.0564 | 55.0564 | 55.0564 | 55.0564 | 55.0564 | 55.0564 | 55.0564 | 55.0564 | 55.0564 | 55.0564 | 55.0564 | 55.0564 | 55.0564 | 55.0564 | 55.0564 | 55.0564 | 55.0564 | 55.0564 | 55.0564 | 55.0564 | 55.0564 | 55.0564 | 55.0564 | 55.0564 | 55.0564 | 55.0564 | 55.0564 | 55.0564 | 55.0564 | 55.0564 | 55.0564 | 55.0564 | 55.0564 | 55.0564 | 55.0564 | 55.0564 | 55.0564 | 55.0564 | 55.0564 | 55.0564 | 55.0564 | 55.0564 | 55.0564 | 55.0564 | 55.0564 | 55.0564 | 55.0564 | 55.0564 | 55.0564 | 55.0564 | 55.0564 | 55.0564 | 55.0564 | 55.0564 | 55.0564 | 55.0564 | 55.0564 | 55.0564 | 55.0564 | 55.0564 | 55.0564 | 55.0564 | 55.0564 | 55.0564 | 55.0564 | 55.0564 | 55.0564 | 55.0564 | 55.0564 | 55.0564 | 55.0564 | 55.0564 | 55.0564 | 55.0564 | 55.0564 | 55.0564 | 55.0564 | 55.0564 | 55.0564 | 55.0564 | 55.0564 | 55.0564 | 55.0564 | 55.0564 | 55.0564 | 55.0564 | 55.0564 | 55.0564 | 55.0564 | 55.0564 | 55.0564 | 55.0564 | 55.0564 | 55.0564 | 55.0564 | 55.0564 | 55.0564 | 55.0564 | 55.0564 | 55.0564 | 55.0564 | 55.0564 | 55.0564 | 55.0564 | 55.0564 | 55.0564 | 55.0564 | 55.0564 | 55.0564 | 55.0564 | 55.0564 | 55.0564 | 55.0564 | 55.0564 | 55.0564 | 55.0564 | 55.0564 | 55.0564 | 55.0564 | 55.0564 | 55.0564 | 55.0564 | 55.0564 | 55.0564 | 55.0564 | 55.0564 | 55.0564 | 55.0564 | 55.0564 | 55.0564 | 55.0564 | 55.0564 | 55.0564 | 55.0564 | 55.0564 | 55.0564 | 55.0564 | 55.0564 | 55.0564 | 55.0564 | 55.0564 | 55.0564 | 55.0564 | 55.0564 | 55.0564 | 55.0564 | 55.0564 | 55.0564 | 55.0564 | 55.0564 | 55.0564 | 55.0564 | 55.0564 | 55.0564 | 55.0564 | 55.0564 | 55.0564 | 55.0564 | 55.0564 | 55.0564 | 55.0564 | 55.0564 | 55.0564 | 55.0564 | 55.0564 | 55.0564 | 55.0564 | 55.0564 | 55.0564 | 55.0564 | 55.0564 | 55.0564 | 55.0564 | 55.0564 | 55.0564 | 55.0564 | 55.0564 | 55.0564 | 55.0564 | 55.0564 | 55.0564 | 55.0564 | 55.0564 | 55.0564 | 55.0564 | 55.0564 | 55.0564 | 55.0564 | 55.0564 | 55.0564 | 55.0564 | 55.0564 | 55.0564 | 55.0564 | 55.0564 | 55.0564 | 55.0564 | 55.0564 | 55.0564 | 55.0564 | 55.0564 | 55.0564 | 55.0564 | 55.0564 | 55.0564 | 55.0564 | 55.0564 | 55.0564 | 55.0564 | 55.0564 | 55.0564 | 55.0564 | 55.0564 | 55.0564 | 55.0564 | 55.0564 | 55.0564 | 55.0564 | 55.0564 | 55.0564 | 55.0564 | 55.0564 | 55.0564 | 55.0564 | 55.0564 | 55.0564 | 55.0564 | 55.0564 | 55.0564 | 55.0564 | 55.0564 | 55.0564 | 55.0564 | 55.0564 | 55.0564 | 55.0564 | 55.0564 | 55.0564 | 55.0564 | 55.0564 | 55.0564 | 55.0564 | 55.0564 | 55.0564 | 55.0564 | 55.0564 | 55.0564 | 55.0564 | 55.0564 | 55.0564 | 55.0564 | 55.0564 | 55.0564 | 55.0564 | 55.0564 | 55.0564 | 55.0564 | 55.0564 | 55.0564 | 55.0564 | 55.0564 | 55.0564 | 55.0564 | 55.0564 | 55.0564 | 55.0564 | 55.0564 | 55.0564 | 55.0564 | 55.0564 | 55.0564 | 55.0564 | 55.0564 | 55.0564 | 55.0564 | 55.0564 | 55.0564 | 55.0564 | 55.0564 | 55.0564 | 55.0564 | 55.0564 | 55.0564 | 55.0564 | 55.0564 | 55.0564 | 55.0564 | 55.0564 | 55.0564 | 55.0564 | 55.0564 | 55.0564 | 55.0564 | 55.0564 | 55.0564 | 55.0564 | 55.0564 | 55.0564 | 55.0564 | 55.0564 | 55.0564 | 55.0564 | 55.0564 | 55.0564 | 55.0564 | 55.0564 | 55.0564 | 55.0564 | 55.0564 | 55.0564 | 55.0564 | 55.0564 | 55.0564 | 55.0564 | 55.0564 | 55.0564 | 55.0564 | 55.0564 | 55.0564 | 55.0564 | 55.0564 | 55.0564 | 55.0564 | 55.0564 | 55.0564 | 55.0564 | 55.0564 | 55.0564 | 55.0564 | 55.0564 | 55.0564 | 55.0564 | 55.0564 | 55.0564 | 55.0564 | 55.0564 | 55.0564 | 55.0564 | 55.0564 | 55.0564 | 55.0564 | 55.0564 | 55.0564 | 55.0564 | 55.0564 | 55.0564 | 55.0564 | 55.0564 | 55.0564 | 55.0564 | 55.0564 | 55.0564 | 55.0564 | 55.0564 | 55.0564 | 55.0564 | 55.0564 | 55.0564 | 55.0564 | 55.0564 | 55.0564 | 55.0564 | 55.0564 | 55.0564 | 55.0564 | 55.0564 | 55.0564 | 55.0564 | 55.0564 | 55.0564 | 55.0564 | 55.0564 | 55.0564 | 55.0564 | 55.0564 | 55.0564 | 55.0564 | 55.0564 | 55.0564 | 55.0564 | 55.0564 | 55.0564 | 55.0564 | 55.0564 | 55.0564 | 55.0564 | 55.0564 | 55.0564 | 55.0564 | 55.0564 | 55.0564 | 55.0564 | 55.0564 | 55.0564 | 55.0564 | 55.0564 | 55.0564 | 55.0564 | 55.0564 | 55.0564 | 55.0564 | 55.0564 | 55.0564 | 55.0564 | 55.0564 | 55.0564 | 55.0564 | 55.0564 | 55.0564 | 55.0564 | 55.0564 | 55.0564 | 55.0564 | 55.0564 | 55.0564 | 55.0564 | 55.0564 | 55.0564 | 55.0564 | 55.0564 | 55.0564 | 55.0564 | 55.0564 | 55.0564 | 55.0564 | 55.0564 | 55.0564 | 55.0564 | 55.0564 | 55.0564 | 55.0564 | 55.0564 | 55.0564 | 55.0564 | 55.0564 | 55.0564 | 55.0564 | 55.0564 | 55.0564 | 55.0564 | 55.0564 | 55.0564 | 55.0564 | 55.0564 | 55.0564 | 55.0564 | 55.0564 | 55.0564 | 55.0564 | 55.0564 | 55.0564 | 55.0564 | 55.0564 | 55.0564 | 55.0564 | 55.0564 | 55.0564 | 55.0564 | 55.0564 | 55.0564 | 55.0564 | 55.0564 | 55.0564 | 55.0564 | 55.0564 | 55.0564 | 55.0564 | 55.0564 | 55.0564 | 55.0564 | 55.0564 | 55.0564 | 55.0564 | 55.0564 | 55.0564 | 55.0564 | 55.0564 | 55.0564 | 55.0564 | 55.0564 | 55.0564 | 55.0564 | 55.0564 | 55.0564 | 55.0564 | 55.0564 | 55.0564 | 55.0564 | 55.0564 | 55.0564 | 55.0564 | 55.0564 | 55.0564 | 55.0564 | 55.0564 | 55.0564 | 55.0564 | 55.0564 | 55.0564 | 55.0564 | 55.0564 | 55.0564 | 55.0564 | 55.0564 | 55.0564 | 55.0564 | 55.0564 | 55.0564 | 55.0564 | 55.0564 | 55.0564 | 55.0564 | 55.0564 | 55.0564 | 55.0564 | 55.0564 | 55.0564 | 55.0564 | 55.0564 | 55.0564 | 55.0564 | 55.0564 | 55.0564 | 55.0564 | 55.0564 | 55.0564 | 55.0564 | 55.0564 | 55.0564 | 55.0564 | 55.0564 | 55.0564 | 55.0564 | 55.0564 | 55.0564 | 55.0564 | 55.0564 | 55.0564 | 55.0564 | 55.0564 | 55.0564 | 55.0564 | 55.0564 | 55.0564 | 55.0564 | 55.0564 | 55.0564 | 55.0564 | 55.0564 | 55.0564 | 55.0564 | 55.0564 | 55.0564 | 55.0564 | 55.0564 | 55.0564 | 55.0564 | 55.0564 | 55.0564 | 55.0564 | 55.0564 | 55.0564 | 55.0564 | 55.0564 | 55.0564 | 55.0564 | 55.0564 | 55.0564 | 55.0564 | 55.0564 | 55.0564 | 55.0564 | 55.0564 | 55.0564 | 55.0564 | 55.0564 | 55.0564 | 55.0564 | 55.0564 | 55.0564 | 55.0564 | 55.0564 | 55.0564 | 55.0564 | 55.0564 | 55.0564 | 55.0564 | 55.0564 | 55.0564 | 55.0564 | 55.0564 | 55.0564 | 55.0564 | 55.0564 | 55.0564 | 55.0564 | 55.0564 | 55.0564 | 55.0564 | 55.0564 | 55.0564 | 55.0564 | 55.0564 | 55.0564 | 55.0564 | 55.0564 | 55.0564 | 55.0564 | 55.0564 | 55.0564 | 55.0564 | 55.0564 | 55.0564 | 55.0564 | 55.0564 | 55.0564 | 55.0564 | 55.0564 | 55.0564 | 55.0564 | 55.0564 | 55.0564 | 55.0564 | 55.0564 | 55.0564 | 55.0564 | 55.0564 | 55.0564 | 55.0564 | 55.0564 | 55.0564 | 55.0564 | 55.0564 | 55.0564 | 55.0564 | 55.0564 | 55.0564 | 55.0564 | 55.0564 | 55.0564 | 55.0564 | 55.0564 | 55.0564 | 55.0564 | 55.0564 | 55.0564 | 55.0564 | 55.0564 | 55.0564 | 55.0564 | 55.0564 | 55.0564 | 55.0564 | 55.0564 | 55.0564 | 55.0564 | 55.0564 | 55.0564 | 55.0564 | 55.0564 | 55.0564 | 55.0564 | 55.0564 | 55.0564 | 55.0564 | 55.0564 | 55.0564 | 55.0564 | 55.0564 | 55.0564 | 55.0564 | 55.0564 | 55.0564 | 55.0564 | 55.0564 | 55.0564 | 55.0564 | 55.0564 | 55.0564 | 55.0564 | 55.0564 | 55.0564 | 55.0564 | 55.0564 | 55.0564 | 55.0564 | 55.0564 | 55.0564 | 55.0564 | 55.0564 | 55.0564 | 55.0564 | 55.0564 | 55.0564 | 55.0564 | 55.0564 | 55.0564 | 55.0564 | 55.0564 | 55.0564 | 55.0564 | 55.0564 | 55.0564 | 55.0564 | 55.0564 | 55.0564 | 55.0564 | 55.0564 | 55.0564 | 55.0564 | 55.0564 | 55.0564 | 55.0564 | 55.0564 | 55.0564 | 55.0564 | 55.0564 | 55.0564 | 55.0564 | 55.0564 | 55.0564 | 55.0564 | 55.0564 | 55.0564 | 55.0564 | 55.0564 | 55.0564 | 55.0564 | 55.0564 | 55.0564 | 55.0564 | 55.0564 | 55.0564 | 55.0564 | 55.0564 | 55.0564 | 55.0564 | 55.0564 | 55.0564 | 55.0564 | 55.0564 | 55.0564 | 55.0564 | 55.0564 | 55.0564 | 55.0564 | 55.0564 | 55.0564 | 55.0564 | 55.0564 | 55.0564 | 55.0564 | 55.0564 | 55.0564 | 55.0564 | 55.0564 | 55.0564 | 55.0564 | 55.0564 | 55.0564 | 55.0564 | 55.0564 | 55.0564 | 55.0564 | 55.0564 | 55.0564 | 55.0564 | 55.0564 | 55.0564 | 55.0564 | 55.0564 | 55.0564 | 55.0564 | 55.0564 | 55.0564 | 55.0564 | 55.0564 | 55.0564 | 55.0564 | 55.0564 | 55.0564 | 55.0564 | 55.0564 | 55.0564 | 55.0564 | 55.0564 | 55.0564 | 55.0564 | 55.0564 | 55.0564 | 55.0564 | 55.0564 | 55.0564 | 55.0564 | 55.0564 | 55.0564 | 55.0564 | 55.0564 | 55.0564 | 55.0564 | 55.0564 | 55.0564 | 55.0564 | 55.0564 | 55.0564 | 55.0564 | 55.0564 | 55.0564 | 55.0564 | 55.0564 | 55.0564 | 55.0564 | 55.0564 | 55.0564 | 55.0564 | 55.0564 | 55.0564 | 55.0564 | 55.0564 | 55.0564 | 55.0564 | 55.0564 | 55.0564 | 55.0564 | 55.0564 | 55.0564 | 55.0564 | 55.0564 | 55.0564 | 55.0564 | 55.0564 | 55.0564 | 55.0564 | 55.0564 | 55.0564 | 55.0564 | 55.0564 | 55.0564 | 55.0564 | 55.0564 | 55.0564 | 55.0564 | 55.0564 | 55.0564 | 55.0564 | 55.0564 | 55.0564 | 55.0564 | 55.0564 | 55.0564 | 55.0564 | 55.0564 | 55.0564 | 55.0564 | 55.0564 | 55.0564 | 55.0564 | 55.0564 | 55.0564 | 55.0564 | 55.0564 | 55.0564 | 55.0564 | 55.0564 | 55.0564 | 55.0564 | 55.0564 | 55.0564 | 55.0564 | 55.0564 | 55.0564 | 55.0564 | 55.0564 | 55.0564 | 55.0564 | 55.0564 | 55.0564 | 55.0564 | 55.0564 | 55.0564 | 55.0564 | 55.0564 | 55.0564 | 55.0564 | 55.0564 | 55.0564 | 55.0564 | 55.0564 | 55.0564 | 55.0564 | 55.0564 | 55.0564 | 55.0564 | 55.0564 | 55.0564 | 55.0564 | 55.0564 | 55.0564 | 55.0564 | 55.0564 | 55.0564 | 55.0564 | 55.0564 | 55.0564 | 55.0564 | 55.0564 | 55.0564 | 55.0564 | 55.0564 | 55.0564 | 55.0564 | 55.0564 | 55.0564 | 55.0564 | 55.0564 | 55.0564 | 55.0564 | 55.0564 | 55.0564 | 55.0564 | 55.0564 | 55.0564 | 55.0564 | 55.0564 | 55.0564 | 55.0564 | 55.0564 | 55.0564 | 55.0564 | 55.0564 | 55.0564 | 55.0564 | 55.0564 | 55.0564 | 55.0564 | 55.0564 | 55.0564 | 55.0564 | 55.0564 | 55.0564 | 55.0564 | 55.0564 | 55.0564 | 55.0564 | 55.0564 | 55.0564 | 55.0564 | 55.0564 | 55.0564 | 55.0564 | 55.0564 | 55.0564 | 55.0564 | 55.0564 | 55.0564 | 55.0564 | 55.0564 | 55.0564 | 55.0564 | 55.0564 | 55.0564 | 55.0564 | 55.0564 | 55.0564 | 55.0564 | 55.0564 | 55.0564 | 55.0564 | 55.0564 | 55.0564 | 55.0564 | 55.0564 | 55.0564 | 55.0564 | 55.0564 | 55.0564 | 55.0564 | 55.0564 | 55.0564 | 55.0564 | 55.0564 | 55.0564 | 55.0564 | 55.0564 | 55.0564 | 55.0564 | 55.0564 | 55.0564 | 55.0564 | 55.0564 | 55.0564 | 55.0564 | 55.0564 | 55.0564 | 55.0564 | 55.0564 | 55.0564 | 55.0564 | 55.0564 | 55.0564 | 55.0564 | 55.0564 | 55.0564 | 55.0564 | 55.0564 | 55.0564 | 55.0564 | 55.0564 | 55.0564 | 55.0564 | 55.0564 | 55.0564 | 55.0564 | 55.0564 | 55.0564 | 55.0564 | 55.0564 | 55.0564 | 55.0564 | 55.0564 | 55.0564 | 55.0564 | 55.0564 | 55.0564 | 55.0564 | 55.0564 | 55.0564 | 55.0564 | 55.0564 | 55.0564 | 55.0564 | 55.0564 | 55.0564 | 55.0564 | 55.0564 | 55.0564 | 55.0564 | 55.0564 | 55.0564 | 55.0564 | 55.0564 | 55.0564 | 55.0564 | 55.0564 | 55.0564 | 55.0564 | 55.0564 | 55.0564 | 55.0564 | 55.0564 | 55.0564 | 55.0564 | 55.0564 | 55.0564 | 55.0564 | 55.0564 | 55.0564 | 55.0564 | 55.0564 | 55.0564 | 55.0564 | 55.0564 | 55.0564 | 55.0564 | 55.0564 | 55.0564 | 55.0564 | 55.0564 | 55.0564 | 55.0564 | 55.0564 | 55.0564 | 55.0564 | 55.0564 | 55.0564 | 55.0564 | 55.0564 | 55.0564 | 55.0564 | 55.0564 | 55.0564 | 55.0564 | 55.0564 | 55.0564 | 55.0564 | 55.0564 | 55.0564 | 55.0564 | 55.0564 | 55.0564 | 55.0564 | 55.0564 | 55.0564 | 55.0564 | 55.0564 | 55.0564 | 55.0564 | 55.0564 | 55.0564 | 55.0564 | 55.0564 | 55.0564 | 55.0564 | 55.0564 | 55.0564 | 55.0564 | 55.0564 | 55.0564 | 55.0564 | 55.0564 | 55.0564 | 55.0564 | 55.0564 | 55.0564 | 55.0564 | 55.0564 | 55.0564 | 55.0564 | 55.0564 | 55.0564 | 55.0564 | 55.0564 | 55.0564 | 55.0564 | 55.0564 | 55.0564 | 55.0564 | 55.0564 | 55.0564 | 55.0564 | 55.0564 | 55.0564 | 55.0564 | 55.0564 | 55.0564 | 55.0564 | 55.0564 | 55.0564 | 55.0564 | 55.0564 | 55.0564 | 55.0564 | 55.0564 | 55.0564 | 55.0564 | 55.0564 | 55.0564 | 55.0564 | 55.0564 | 55.0564 | 55.0564 | 55.0564 | 55.0564 | 55.0564 | 55.0564 | 55.0564 | 55.0564 | 55.0564 | 55.0564 | 55.0564 | 55.0564 | 55.0564 | 55.0564 | 55.0564 | 55.0564 | 55.0564 | 55.0564 | 55.0564 | 55.0564 | 55.0564 | 55.0564 | 55.0564 | 55.0564 | 55.0564 | 55.0564 | 55.0564 | 55.0564 | 55.0564 | 55.0564 | 55.0564 | 55.0564 | 55.0564 | 55.0564 | 55.0564 | 55.0564 | 55.0564 | 55.0564 | 55.0564 | 55.0564 | 55.0564 | 55.0564 | 55.0564 | 55.0564 | 55.0564 | 55.0564 | 55.0564 | 55.0564 | 55.0564 | 55.0564 | 55.0564 | 55.0564 | 55.0564 | 55.0564 | 55.0564 | 55.0564 | 55.0564 | 55.0564 | 55.0564 | 55.0564 | 55.0564 | 55.0564 | 55.0564 | 55.0564 | 55.0564 | 55.0564 | 55.0564 | 55.0564 | 55.0564 | 55.0564 | 55.0564 | 55.0564 | 55.0564 | 55.0564 | 55.0564 | 55.0564 | 55.0564 | 55.0564 | 55.0564 | 55.0564 | 55.0564
Room volume | V | constant | 148.6523 |  | m3 | Volume of space being modelled | V | 148.6523 | 148.6523 | 148.6523 | 148.6523 | 148.6523 | 148.6523 | 148.6523 | 148.6523 | 148.6523 | 148.6523 | 148.6523 | 148.6523 | 148.6523 | 148.6523 | 148.6523 | 148.6523 | 148.6523 | 148.6523 | 148.6523 | 148.6523 | 148.6523 | 148.6523 | 148.6523 | 148.6523 | 148.6523 | 148.6523 | 148.6523 | 148.6523 | 148.6523 | 148.6523 | 148.6523 | 148.6523 | 148.6523 | 148.6523 | 148.6523 | 148.6523 | 148.6523 | 148.6523 | 148.6523 | 148.6523 | 148.6523 | 148.6523 | 148.6523 | 148.6523 | 148.6523 | 148.6523 | 148.6523 | 148.6523 | 148.6523 | 148.6523 | 148.6523 | 148.6523 | 148.6523 | 148.6523 | 148.6523 | 148.6523 | 148.6523 | 148.6523 | 148.6523 | 148.6523 | 148.6523 | 148.6523 | 148.6523 | 148.6523 | 148.6523 | 148.6523 | 148.6523 | 148.6523 | 148.6523 | 148.6523 | 148.6523 | 148.6523 | 148.6523 | 148.6523 | 148.6523 | 148.6523 | 148.6523 | 148.6523 | 148.6523 | 148.6523 | 148.6523 | 148.6523 | 148.6523 | 148.6523 | 148.6523 | 148.6523 | 148.6523 | 148.6523 | 148.6523 | 148.6523 | 148.6523 | 148.6523 | 148.6523 | 148.6523 | 148.6523 | 148.6523 | 148.6523 | 148.6523 | 148.6523 | 148.6523 | 148.6523 | 148.6523 | 148.6523 | 148.6523 | 148.6523 | 148.6523 | 148.6523 | 148.6523 | 148.6523 | 148.6523 | 148.6523 | 148.6523 | 148.6523 | 148.6523 | 148.6523 | 148.6523 | 148.6523 | 148.6523 | 148.6523 | 148.6523 | 148.6523 | 148.6523 | 148.6523 | 148.6523 | 148.6523 | 148.6523 | 148.6523 | 148.6523 | 148.6523 | 148.6523 | 148.6523 | 148.6523 | 148.6523 | 148.6523 | 148.6523 | 148.6523 | 148.6523 | 148.6523 | 148.6523 | 148.6523 | 148.6523 | 148.6523 | 148.6523 | 148.6523 | 148.6523 | 148.6523 | 148.6523 | 148.6523 | 148.6523 | 148.6523 | 148.6523 | 148.6523 | 148.6523 | 148.6523 | 148.6523 | 148.6523 | 148.6523 | 148.6523 | 148.6523 | 148.6523 | 148.6523 | 148.6523 | 148.6523 | 148.6523 | 148.6523 | 148.6523 | 148.6523 | 148.6523 | 148.6523 | 148.6523 | 148.6523 | 148.6523 | 148.6523 | 148.6523 | 148.6523 | 148.6523 | 148.6523 | 148.6523 | 148.6523 | 148.6523 | 148.6523 | 148.6523 | 148.6523 | 148.6523 | 148.6523 | 148.6523 | 148.6523 | 148.6523 | 148.6523 | 148.6523 | 148.6523 | 148.6523 | 148.6523 | 148.6523 | 148.6523 | 148.6523 | 148.6523 | 148.6523 | 148.6523 | 148.6523 | 148.6523 | 148.6523 | 148.6523 | 148.6523 | 148.6523 | 148.6523 | 148.6523 | 148.6523 | 148.6523 | 148.6523 | 148.6523 | 148.6523 | 148.6523 | 148.6523 | 148.6523 | 148.6523 | 148.6523 | 148.6523 | 148.6523 | 148.6523 | 148.6523 | 148.6523 | 148.6523 | 148.6523 | 148.6523 | 148.6523 | 148.6523 | 148.6523 | 148.6523 | 148.6523 | 148.6523 | 148.6523 | 148.6523 | 148.6523 | 148.6523 | 148.6523 | 148.6523 | 148.6523 | 148.6523 | 148.6523 | 148.6523 | 148.6523 | 148.6523 | 148.6523 | 148.6523 | 148.6523 | 148.6523 | 148.6523 | 148.6523 | 148.6523 | 148.6523 | 148.6523 | 148.6523 | 148.6523 | 148.6523 | 148.6523 | 148.6523 | 148.6523 | 148.6523 | 148.6523 | 148.6523 | 148.6523 | 148.6523 | 148.6523 | 148.6523 | 148.6523 | 148.6523 | 148.6523 | 148.6523 | 148.6523 | 148.6523 | 148.6523 | 148.6523 | 148.6523 | 148.6523 | 148.6523 | 148.6523 | 148.6523 | 148.6523 | 148.6523 | 148.6523 | 148.6523 | 148.6523 | 148.6523 | 148.6523 | 148.6523 | 148.6523 | 148.6523 | 148.6523 | 148.6523 | 148.6523 | 148.6523 | 148.6523 | 148.6523 | 148.6523 | 148.6523 | 148.6523 | 148.6523 | 148.6523 | 148.6523 | 148.6523 | 148.6523 | 148.6523 | 148.6523 | 148.6523 | 148.6523 | 148.6523 | 148.6523 | 148.6523 | 148.6523 | 148.6523 | 148.6523 | 148.6523 | 148.6523 | 148.6523 | 148.6523 | 148.6523 | 148.6523 | 148.6523 | 148.6523 | 148.6523 | 148.6523 | 148.6523 | 148.6523 | 148.6523 | 148.6523 | 148.6523 | 148.6523 | 148.6523 | 148.6523 | 148.6523 | 148.6523 | 148.6523 | 148.6523 | 148.6523 | 148.6523 | 148.6523 | 148.6523 | 148.6523 | 148.6523 | 148.6523 | 148.6523 | 148.6523 | 148.6523 | 148.6523 | 148.6523 | 148.6523 | 148.6523 | 148.6523 | 148.6523 | 148.6523 | 148.6523 | 148.6523 | 148.6523 | 148.6523 | 148.6523 | 148.6523 | 148.6523 | 148.6523 | 148.6523 | 148.6523 | 148.6523 | 148.6523 | 148.6523 | 148.6523 | 148.6523 | 148.6523 | 148.6523 | 148.6523 | 148.6523 | 148.6523 | 148.6523 | 148.6523 | 148.6523 | 148.6523 | 148.6523 | 148.6523 | 148.6523 | 148.6523 | 148.6523 | 148.6523 | 148.6523 | 148.6523 | 148.6523 | 148.6523 | 148.6523 | 148.6523 | 148.6523 | 148.6523 | 148.6523 | 148.6523 | 148.6523 | 148.6523 | 148.6523 | 148.6523 | 148.6523 | 148.6523 | 148.6523 | 148.6523 | 148.6523 | 148.6523 | 148.6523 | 148.6523 | 148.6523 | 148.6523 | 148.6523 | 148.6523 | 148.6523 | 148.6523 | 148.6523 | 148.6523 | 148.6523 | 148.6523 | 148.6523 | 148.6523 | 148.6523 | 148.6523 | 148.6523 | 148.6523 | 148.6523 | 148.6523 | 148.6523 | 148.6523 | 148.6523 | 148.6523 | 148.6523 | 148.6523 | 148.6523 | 148.6523 | 148.6523 | 148.6523 | 148.6523 | 148.6523 | 148.6523 | 148.6523 | 148.6523 | 148.6523 | 148.6523 | 148.6523 | 148.6523 | 148.6523 | 148.6523 | 148.6523 | 148.6523 | 148.6523 | 148.6523 | 148.6523 | 148.6523 | 148.6523 | 148.6523 | 148.6523 | 148.6523 | 148.6523 | 148.6523 | 148.6523 | 148.6523 | 148.6523 | 148.6523 | 148.6523 | 148.6523 | 148.6523 | 148.6523 | 148.6523 | 148.6523 | 148.6523 | 148.6523 | 148.6523 | 148.6523 | 148.6523 | 148.6523 | 148.6523 | 148.6523 | 148.6523 | 148.6523 | 148.6523 | 148.6523 | 148.6523 | 148.6523 | 148.6523 | 148.6523 | 148.6523 | 148.6523 | 148.6523 | 148.6523 | 148.6523 | 148.6523 | 148.6523 | 148.6523 | 148.6523 | 148.6523 | 148.6523 | 148.6523 | 148.6523 | 148.6523 | 148.6523 | 148.6523 | 148.6523 | 148.6523 | 148.6523 | 148.6523 | 148.6523 | 148.6523 | 148.6523 | 148.6523 | 148.6523 | 148.6523 | 148.6523 | 148.6523 | 148.6523 | 148.6523 | 148.6523 | 148.6523 | 148.6523 | 148.6523 | 148.6523 | 148.6523 | 148.6523 | 148.6523 | 148.6523 | 148.6523 | 148.6523 | 148.6523 | 148.6523 | 148.6523 | 148.6523 | 148.6523 | 148.6523 | 148.6523 | 148.6523 | 148.6523 | 148.6523 | 148.6523 | 148.6523 | 148.6523 | 148.6523 | 148.6523 | 148.6523 | 148.6523 | 148.6523 | 148.6523 | 148.6523 | 148.6523 | 148.6523 | 148.6523 | 148.6523 | 148.6523 | 148.6523 | 148.6523 | 148.6523 | 148.6523 | 148.6523 | 148.6523 | 148.6523 | 148.6523 | 148.6523 | 148.6523 | 148.6523 | 148.6523 | 148.6523 | 148.6523 | 148.6523 | 148.6523 | 148.6523 | 148.6523 | 148.6523 | 148.6523 | 148.6523 | 148.6523 | 148.6523 | 148.6523 | 148.6523 | 148.6523 | 148.6523 | 148.6523 | 148.6523 | 148.6523 | 148.6523 | 148.6523 | 148.6523 | 148.6523 | 148.6523 | 148.6523 | 148.6523 | 148.6523 | 148.6523 | 148.6523 | 148.6523 | 148.6523 | 148.6523 | 148.6523 | 148.6523 | 148.6523 | 148.6523 | 148.6523 | 148.6523 | 148.6523 | 148.6523 | 148.6523 | 148.6523 | 148.6523 | 148.6523 | 148.6523 | 148.6523 | 148.6523 | 148.6523 | 148.6523 | 148.6523 | 148.6523 | 148.6523 | 148.6523 | 148.6523 | 148.6523 | 148.6523 | 148.6523 | 148.6523 | 148.6523 | 148.6523 | 148.6523 | 148.6523 | 148.6523 | 148.6523 | 148.6523 | 148.6523 | 148.6523 | 148.6523 | 148.6523 | 148.6523 | 148.6523 | 148.6523 | 148.6523 | 148.6523 | 148.6523 | 148.6523 | 148.6523 | 148.6523 | 148.6523 | 148.6523 | 148.6523 | 148.6523 | 148.6523 | 148.6523 | 148.6523 | 148.6523 | 148.6523 | 148.6523 | 148.6523 | 148.6523 | 148.6523 | 148.6523 | 148.6523 | 148.6523 | 148.6523 | 148.6523 | 148.6523 | 148.6523 | 148.6523 | 148.6523 | 148.6523 | 148.6523 | 148.6523 | 148.6523 | 148.6523 | 148.6523 | 148.6523 | 148.6523 | 148.6523 | 148.6523 | 148.6523 | 148.6523 | 148.6523 | 148.6523 | 148.6523 | 148.6523 | 148.6523 | 148.6523 | 148.6523 | 148.6523 | 148.6523 | 148.6523 | 148.6523 | 148.6523 | 148.6523 | 148.6523 | 148.6523 | 148.6523 | 148.6523 | 148.6523 | 148.6523 | 148.6523 | 148.6523 | 148.6523 | 148.6523 | 148.6523 | 148.6523 | 148.6523 | 148.6523 | 148.6523 | 148.6523 | 148.6523 | 148.6523 | 148.6523 | 148.6523 | 148.6523 | 148.6523 | 148.6523 | 148.6523 | 148.6523 | 148.6523 | 148.6523 | 148.6523 | 148.6523 | 148.6523 | 148.6523 | 148.6523 | 148.6523 | 148.6523 | 148.6523 | 148.6523 | 148.6523 | 148.6523 | 148.6523 | 148.6523 | 148.6523 | 148.6523 | 148.6523 | 148.6523 | 148.6523 | 148.6523 | 148.6523 | 148.6523 | 148.6523 | 148.6523 | 148.6523 | 148.6523 | 148.6523 | 148.6523 | 148.6523 | 148.6523 | 148.6523 | 148.6523 | 148.6523 | 148.6523 | 148.6523 | 148.6523 | 148.6523 | 148.6523 | 148.6523 | 148.6523 | 148.6523 | 148.6523 | 148.6523 | 148.6523 | 148.6523 | 148.6523 | 148.6523 | 148.6523 | 148.6523 | 148.6523 | 148.6523 | 148.6523 | 148.6523 | 148.6523 | 148.6523 | 148.6523 | 148.6523 | 148.6523 | 148.6523 | 148.6523 | 148.6523 | 148.6523 | 148.6523 | 148.6523 | 148.6523 | 148.6523 | 148.6523 | 148.6523 | 148.6523 | 148.6523 | 148.6523 | 148.6523 | 148.6523 | 148.6523 | 148.6523 | 148.6523 | 148.6523 | 148.6523 | 148.6523 | 148.6523 | 148.6523 | 148.6523 | 148.6523 | 148.6523 | 148.6523 | 148.6523 | 148.6523 | 148.6523 | 148.6523 | 148.6523 | 148.6523 | 148.6523 | 148.6523 | 148.6523 | 148.6523 | 148.6523 | 148.6523 | 148.6523 | 148.6523 | 148.6523 | 148.6523 | 148.6523 | 148.6523 | 148.6523 | 148.6523 | 148.6523 | 148.6523 | 148.6523 | 148.6523 | 148.6523 | 148.6523 | 148.6523 | 148.6523 | 148.6523 | 148.6523 | 148.6523 | 148.6523 | 148.6523 | 148.6523 | 148.6523 | 148.6523 | 148.6523 | 148.6523 | 148.6523 | 148.6523 | 148.6523 | 148.6523 | 148.6523 | 148.6523 | 148.6523 | 148.6523 | 148.6523 | 148.6523 | 148.6523 | 148.6523 | 148.6523 | 148.6523 | 148.6523 | 148.6523 | 148.6523 | 148.6523 | 148.6523 | 148.6523 | 148.6523 | 148.6523 | 148.6523 | 148.6523 | 148.6523 | 148.6523 | 148.6523 | 148.6523 | 148.6523 | 148.6523 | 148.6523 | 148.6523 | 148.6523 | 148.6523 | 148.6523 | 148.6523 | 148.6523 | 148.6523 | 148.6523 | 148.6523 | 148.6523 | 148.6523 | 148.6523 | 148.6523 | 148.6523 | 148.6523 | 148.6523 | 148.6523 | 148.6523 | 148.6523 | 148.6523 | 148.6523 | 148.6523 | 148.6523 | 148.6523 | 148.6523 | 148.6523 | 148.6523 | 148.6523 | 148.6523 | 148.6523 | 148.6523 | 148.6523 | 148.6523 | 148.6523 | 148.6523 | 148.6523 | 148.6523 | 148.6523 | 148.6523 | 148.6523 | 148.6523 | 148.6523 | 148.6523 | 148.6523 | 148.6523 | 148.6523 | 148.6523 | 148.6523 | 148.6523 | 148.6523 | 148.6523 | 148.6523 | 148.6523 | 148.6523 | 148.6523 | 148.6523 | 148.6523 | 148.6523 | 148.6523 | 148.6523 | 148.6523 | 148.6523 | 148.6523 | 148.6523 | 148.6523 | 148.6523 | 148.6523 | 148.6523 | 148.6523 | 148.6523 | 148.6523 | 148.6523 | 148.6523 | 148.6523 | 148.6523 | 148.6523 | 148.6523 | 148.6523 | 148.6523 | 148.6523 | 148.6523 | 148.6523 | 148.6523 | 148.6523 | 148.6523 | 148.6523 | 148.6523 | 148.6523 | 148.6523 | 148.6523 | 148.6523 | 148.6523 | 148.6523 | 148.6523 | 148.6523 | 148.6523 | 148.6523 | 148.6523 | 148.6523 | 148.6523 | 148.6523 | 148.6523 | 148.6523 | 148.6523 | 148.6523 | 148.6523 | 148.6523 | 148.6523 | 148.6523 | 148.6523 | 148.6523 | 148.6523 | 148.6523 | 148.6523 | 148.6523 | 148.6523 | 148.6523 | 148.6523 | 148.6523 | 148.6523 | 148.6523 | 148.6523 | 148.6523 | 148.6523 | 148.6523 | 148.6523 | 148.6523 | 148.6523 | 148.6523 | 148.6523 | 148.6523 | 148.6523 | 148.6523 | 148.6523 | 148.6523 | 148.6523 | 148.6523 | 148.6523 | 148.6523 | 148.6523 | 148.6523 | 148.6523 | 148.6523 | 148.6523 | 148.6523 | 148.6523 | 148.6523 | 148.6523 | 148.6523 | 148.6523 | 148.6523 | 148.6523 | 148.6523 | 148.6523 | 148.6523 | 148.6523 | 148.6523 | 148.6523 | 148.6523 | 148.6523 | 148.6523 | 148.6523 | 148.6523 | 148.6523 | 148.6523 | 148.6523 | 148.6523 | 148.6523 | 148.6523 | 148.6523 | 148.6523 | 148.6523 | 148.6523 | 148.6523 | 148.6523 | 148.6523 | 148.6523 | 148.6523 | 148.6523 | 148.6523 | 148.6523 | 148.6523 | 148.6523 | 148.6523 | 148.6523 | 148.6523 | 148.6523 | 148.6523 | 148.6523 | 148.6523 | 148.6523 | 148.6523 | 148.6523 | 148.6523 | 148.6523 | 148.6523 | 148.6523 | 148.6523 | 148.6523 | 148.6523 | 148.6523 | 148.6523 | 148.6523 | 148.6523 | 148.6523 | 148.6523 | 148.6523 | 148.6523 | 148.6523 | 148.6523 | 148.6523 | 148.6523 | 148.6523 | 148.6523 | 148.6523 | 148.6523 | 148.6523 | 148.6523 | 148.6523 | 148.6523 | 148.6523 | 148.6523 | 148.6523 | 148.6523 | 148.6523 | 148.6523 | 148.6523 | 148.6523 | 148.6523 | 148.6523 | 148.6523 | 148.6523 | 148.6523 | 148.6523 | 148.6523 | 148.6523 | 148.6523 | 148.6523 | 148.6523 | 148.6523 | 148.6523 | 148.6523 | 148.6523 | 148.6523 | 148.6523 | 148.6523 | 148.6523 | 148.6523 | 148.6523 | 148.6523 | 148.6523 | 148.6523 | 148.6523 | 148.6523 | 148.6523 | 148.6523 | 148.6523 | 148.6523 | 148.6523 | 148.6523 | 148.6523 | 148.6523 | 148.6523 | 148.6523 | 148.6523 | 148.6523 | 148.6523 | 148.6523 | 148.6523 | 148.6523 | 148.6523 | 148.6523 | 148.6523 | 148.6523 | 148.6523 | 148.6523 | 148.6523 | 148.6523 | 148.6523 | 148.6523 | 148.6523 | 148.6523 | 148.6523 | 148.6523 | 148.6523 | 148.6523 | 148.6523 | 148.6523 | 148.6523 | 148.6523 | 148.6523 | 148.6523 | 148.6523 | 148.6523 | 148.6523 | 148.6523 | 148.6523 | 148.6523 | 148.6523 | 148.6523 | 148.6523 | 148.6523 | 148.6523 | 148.6523 | 148.6523 | 148.6523 | 148.6523 | 148.6523 | 148.6523 | 148.6523 | 148.6523 | 148.6523 | 148.6523 | 148.6523 | 148.6523 | 148.6523 | 148.6523 | 148.6523 | 148.6523 | 148.6523 | 148.6523 | 148.6523 | 148.6523 | 148.6523 | 148.6523 | 148.6523 | 148.6523 | 148.6523 | 148.6523 | 148.6523 | 148.6523 | 148.6523 | 148.6523 | 148.6523 | 148.6523 | 148.6523 | 148.6523 | 148.6523 | 148.6523 | 148.6523 | 148.6523 | 148.6523 | 148.6523 | 148.6523 | 148.6523 | 148.6523 | 148.6523 | 148.6523 | 148.6523 | 148.6523 | 148.6523 | 148.6523 | 148.6523 | 148.6523 | 148.6523 | 148.6523 | 148.6523 | 148.6523 | 148.6523 | 148.6523 | 148.6523 | 148.6523 | 148.6523 | 148.6523 | 148.6523 | 148.6523 | 148.6523 | 148.6523 | 148.6523 | 148.6523 | 148.6523 | 148.6523 | 148.6523 | 148.6523 | 148.6523 | 148.6523 | 148.6523 | 148.6523 | 148.6523 | 148.6523 | 148.6523 | 148.6523 | 148.6523 | 148.6523 | 148.6523 | 148.6523 | 148.6523 | 148.6523 | 148.6523 | 148.6523 | 148.6523 | 148.6523 | 148.6523 | 148.6523 | 148.6523 | 148.6523 | 148.6523 | 148.6523 | 148.6523 | 148.6523 | 148.6523 | 148.6523 | 148.6523 | 148.6523 | 148.6523 | 148.6523 | 148.6523 | 148.6523 | 148.6523 | 148.6523 | 148.6523 | 148.6523 | 148.6523 | 148.6523 | 148.6523 | 148.6523 | 148.6523 | 148.6523 | 148.6523 | 148.6523 | 148.6523 | 148.6523 | 148.6523 | 148.6523 | 148.6523 | 148.6523 | 148.6523 | 148.6523 | 148.6523 | 148.6523 | 148.6523 | 148.6523 | 148.6523 | 148.6523 | 148.6523 | 148.6523 | 148.6523 | 148.6523 | 148.6523 | 148.6523 | 148.6523 | 148.6523 | 148.6523 | 148.6523 | 148.6523 | 148.6523 | 148.6523 | 148.6523 | 148.6523 | 148.6523 | 148.6523 | 148.6523 | 148.6523 | 148.6523 | 148.6523 | 148.6523 | 148.6523 | 148.6523 | 148.6523 | 148.6523 | 148.6523 | 148.6523 | 148.6523 | 148.6523 | 148.6523 | 148.6523 | 148.6523 | 148.6523 | 148.6523 | 148.6523 | 148.6523 | 148.6523 | 148.6523 | 148.6523 | 148.6523 | 148.6523 | 148.6523 | 148.6523 | 148.6523 | 148.6523 | 148.6523 | 148.6523 | 148.6523 | 148.6523 | 148.6523 | 148.6523 | 148.6523 | 148.6523 | 148.6523 | 148.6523 | 148.6523 | 148.6523 | 148.6523 | 148.6523 | 148.6523 | 148.6523 | 148.6523 | 148.6523 | 148.6523 | 148.6523 | 148.6523 | 148.6523 | 148.6523 | 148.6523 | 148.6523 | 148.6523 | 148.6523 | 148.6523 | 148.6523 | 148.6523 | 148.6523 | 148.6523 | 148.6523 | 148.6523 | 148.6523 | 148.6523 | 148.6523 | 148.6523 | 148.6523 | 148.6523 | 148.6523 | 148.6523 | 148.6523 | 148.6523 | 148.6523 | 148.6523 | 148.6523 | 148.6523 | 148.6523 | 148.6523 | 148.6523 | 148.6523 | 148.6523 | 148.6523 | 148.6523 | 148.6523 | 148.6523 | 148.6523 | 148.6523 | 148.6523 | 148.6523 | 148.6523 | 148.6523 | 148.6523 | 148.6523 | 148.6523 | 148.6523 | 148.6523 | 148.6523 | 148.6523 | 148.6523 | 148.6523 | 148.6523 | 148.6523 | 148.6523 | 148.6523 | 148.6523 | 148.6523 | 148.6523 | 148.6523 | 148.6523 | 148.6523 | 148.6523 | 148.6523 | 148.6523 | 148.6523 | 148.6523 | 148.6523 | 148.6523 | 148.6523 | 148.6523 | 148.6523 | 148.6523 | 148.6523 | 148.6523 | 148.6523 | 148.6523 | 148.6523 | 148.6523 | 148.6523 | 148.6523 | 148.6523 | 148.6523 | 148.6523 | 148.6523 | 148.6523 | 148.6523 | 148.6523 | 148.6523 | 148.6523 | 148.6523 | 148.6523 | 148.6523 | 148.6523 | 148.6523 | 148.6523 | 148.6523 | 148.6523 | 148.6523 | 148.6523 | 148.6523 | 148.6523 | 148.6523 | 148.6523 | 148.6523 | 148.6523 | 148.6523 | 148.6523 | 148.6523 | 148.6523 | 148.6523 | 148.6523 | 148.6523 | 148.6523 | 148.6523 | 148.6523 | 148.6523 | 148.6523 | 148.6523 | 148.6523 | 148.6523 | 148.6523 | 148.6523 | 148.6523 | 148.6523 | 148.6523 | 148.6523 | 148.6523 | 148.6523 | 148.6523 | 148.6523 | 148.6523 | 148.6523 | 148.6523 | 148.6523 | 148.6523 | 148.6523 | 148.6523 | 148.6523 | 148.6523 | 148.6523 | 148.6523 | 148.6523 | 148.6523 | 148.6523 | 148.6523 | 148.6523 | 148.6523 | 148.6523 | 148.6523 | 148.6523 | 148.6523 | 148.6523 | 148.6523 | 148.6523 | 148.6523 | 148.6523 | 148.6523 | 148.6523 | 148.6523 | 148.6523 | 148.6523 | 148.6523 | 148.6523 | 148.6523 | 148.6523 | 148.6523 | 148.6523 | 148.6523 | 148.6523 | 148.6523 | 148.6523 | 148.6523 | 148.6523 | 148.6523 | 148.6523 | 148.6523 | 148.6523 | 148.6523 | 148.6523 | 148.6523 | 148.6523 | 148.6523 | 148.6523 | 148.6523 | 148.6523 | 148.6523 | 148.6523 | 148.6523 | 148.6523 | 148.6523 | 148.6523 | 148.6523 | 148.6523 | 148.6523 | 148.6523 | 148.6523 | 148.6523 | 148.6523 | 148.6523 | 148.6523 | 148.6523 | 148.6523 | 148.6523 | 148.6523 | 148.6523 | 148.6523 | 148.6523 | 148.6523 | 148.6523 | 148.6523 | 148.6523 | 148.6523 | 148.6523 | 148.6523 | 148.6523 | 148.6523 | 148.6523 | 148.6523 | 148.6523 | 148.6523 | 148.6523 | 148.6523 | 148.6523 | 148.6523 | 148.6523 | 148.6523 | 148.6523 | 148.6523 | 148.6523 | 148.6523 | 148.6523 | 148.6523 | 148.6523 | 148.6523 | 148.6523 | 148.6523 | 148.6523 | 148.6523 | 148.6523 | 148.6523 | 148.6523 | 148.6523 | 148.6523 | 148.6523 | 148.6523 | 148.6523 | 148.6523 | 148.6523 | 148.6523 | 148.6523 | 148.6523 | 148.6523 | 148.6523 | 148.6523 | 148.6523 | 148.6523 | 148.6523 | 148.6523 | 148.6523 | 148.6523 | 148.6523 | 148.6523 | 148.6523 | 148.6523 | 148.6523 | 148.6523 | 148.6523 | 148.6523 | 148.6523 | 148.6523 | 148.6523 | 148.6523 | 148.6523 | 148.6523 | 148.6523 | 148.6523 | 148.6523 | 148.6523 | 148.6523 | 148.6523 | 148.6523 | 148.6523 | 148.6523 | 148.6523 | 148.6523 | 148.6523 | 148.6523 | 148.6523 | 148.6523 | 148.6523 | 148.6523 | 148.6523 | 148.6523 | 148.6523 | 148.6523 | 148.6523 | 148.6523 | 148.6523 | 148.6523 | 148.6523 | 148.6523 | 148.6523 | 148.6523 | 148.6523 | 148.6523 | 148.6523 | 148.6523 | 148.6523 | 148.6523 | 148.6523 | 148.6523 | 148.6523 | 148.6523 | 148.6523 | 148.6523 | 148.6523 | 148.6523 | 148.6523 | 148.6523 | 148.6523 | 148.6523 | 148.6523 | 148.6523 | 148.6523 | 148.6523 | 148.6523 | 148.6523 | 148.6523 | 148.6523 | 148.6523 | 148.6523 | 148.6523 | 148.6523 | 148.6523 | 148.6523 | 148.6523 | 148.6523 | 148.6523 | 148.6523 | 148.6523 | 148.6523 | 148.6523 | 148.6523 | 148.6523 | 148.6523 | 148.6523 | 148.6523 | 148.6523 | 148.6523 | 148.6523 | 148.6523 | 148.6523 | 148.6523 | 148.6523 | 148.6523 | 148.6523 | 148.6523 | 148.6523 | 148.6523 | 148.6523 | 148.6523 | 148.6523 | 148.6523 | 148.6523 | 148.6523 | 148.6523 | 148.6523 | 148.6523 | 148.6523 | 148.6523 | 148.6523 | 148.6523 | 148.6523 | 148.6523 | 148.6523 | 148.6523 | 148.6523 | 148.6523 | 148.6523 | 148.6523 | 148.6523 | 148.6523 | 148.6523 | 148.6523 | 148.6523 | 148.6523 | 148.6523 | 148.6523 | 148.6523 | 148.6523 | 148.6523 | 148.6523 | 148.6523 | 148.6523 | 148.6523 | 148.6523 | 148.6523 | 148.6523 | 148.6523 | 148.6523 | 148.6523 | 148.6523 | 148.6523 | 148.6523 | 148.6523 | 148.6523 | 148.6523 | 148.6523 | 148.6523 | 148.6523 | 148.6523 | 148.6523 | 148.6523 | 148.6523 | 148.6523 | 148.6523 | 148.6523 | 148.6523 | 148.6523 | 148.6523 | 148.6523 | 148.6523 | 148.6523 | 148.6523 | 148.6523 | 148.6523 | 148.6523 | 148.6523 | 148.6523 | 148.6523 | 148.6523 | 148.6523 | 148.6523 | 148.6523 | 148.6523 | 148.6523 | 148.6523 | 148.6523 | 148.6523 | 148.6523 | 148.6523 | 148.6523 | 148.6523 | 148.6523 | 148.6523 | 148.6523 | 148.6523 | 148.6523 | 148.6523 | 148.6523 | 148.6523 | 148.6523 | 148.6523 | 148.6523 | 148.6523 | 148.6523 | 148.6523 | 148.6523 | 148.6523 | 148.6523 | 148.6523 | 148.6523 | 148.6523 | 148.6523 | 148.6523 | 148.6523 | 148.6523 | 148.6523 | 148.6523 | 148.6523 | 148.6523 | 148.6523 | 148.6523 | 148.6523 | 148.6523 | 148.6523 | 148.6523 | 148.6523 | 148.6523 | 148.6523 | 148.6523 | 148.6523 | 148.6523 | 148.6523 | 148.6523 | 148.6523 | 148.6523 | 148.6523 | 148.6523 | 148.6523 | 148.6523 | 148.6523 | 148.6523 | 148.6523 | 148.6523 | 148.6523 | 148.6523 | 148.6523 | 148.6523 | 148.6523 | 148.6523 | 148.6523 | 148.6523 | 148.6523 | 148.6523 | 148.6523 | 148.6523 | 148.6523 | 148.6523 | 148.6523 | 148.6523 | 148.6523 | 148.6523 | 148.6523 | 148.6523 | 148.6523 | 148.6523 | 148.6523 | 148.6523 | 148.6523 | 148.6523 | 148.6523 | 148.6523 | 148.6523 | 148.6523 | 148.6523 | 148.6523 | 148.6523 | 148.6523 | 148.6523 | 148.6523 | 148.6523 | 148.6523 | 148.6523 | 148.6523 | 148.6523 | 148.6523 | 148.6523 | 148.6523 | 148.6523 | 148.6523 | 148.6523 | 148.6523 | 148.6523 | 148.6523 | 148.6523 | 148.6523 | 148.6523 | 148.6523 | 148.6523 | 148.6523 | 148.6523 | 148.6523 | 148.6523 | 148.6523 | 148.6523 | 148.6523 | 148.6523 | 148.6523 | 148.6523 | 148.6523 | 148.6523 | 148.6523 | 148.6523 | 148.6523 | 148.6523 | 148.6523 | 148.6523 | 148.6523 | 148.6523 | 148.6523 | 148.6523 | 148.6523 | 148.6523 | 148.6523 | 148.6523 | 148.6523 | 148.6523 | 148.6523 | 148.6523 | 148.6523 | 148.6523 | 148.6523 | 148.6523 | 148.6523 | 148.6523 | 148.6523 | 148.6523 | 148.6523 | 148.6523 | 148.6523 | 148.6523 | 148.6523 | 148.6523 | 148.6523 | 148.6523 | 148.6523 | 148.6523 | 148.6523 | 148.6523 | 148.6523 | 148.6523 | 148.6523 | 148.6523 | 148.6523 | 148.6523 | 148.6523 | 148.6523 | 148.6523 | 148.6523 | 148.6523 | 148.6523 | 148.6523 | 148.6523 | 148.6523 | 148.6523 | 148.6523 | 148.6523 | 148.6523 | 148.6523 | 148.6523 | 148.6523 | 148.6523 | 148.6523 | 148.6523 | 148.6523 | 148.6523 | 148.6523 | 148.6523 | 148.6523 | 148.6523 | 148.6523 | 148.6523 | 148.6523 | 148.6523 | 148.6523 | 148.6523 | 148.6523 | 148.6523 | 148.6523 | 148.6523 | 148.6523 | 148.6523 | 148.6523 | 148.6523 | 148.6523 | 148.6523 | 148.6523 | 148.6523 | 148.6523 | 148.6523 | 148.6523 | 148.6523 | 148.6523 | 148.6523 | 148.6523 | 148.6523 | 148.6523 | 148.6523 | 148.6523 | 148.6523 | 148.6523 | 148.6523 | 148.6523 | 148.6523 | 148.6523 | 148.6523 | 148.6523 | 148.6523 | 148.6523 | 148.6523 | 148.6523 | 148.6523 | 148.6523 | 148.6523 | 148.6523 | 148.6523 | 148.6523 | 148.6523 | 148.6523 | 148.6523 | 148.6523 | 148.6523 | 148.6523 | 148.6523 | 148.6523 | 148.6523 | 148.6523 | 148.6523 | 148.6523 | 148.6523 | 148.6523 | 148.6523 | 148.6523 | 148.6523 | 148.6523 | 148.6523 | 148.6523 | 148.6523 | 148.6523 | 148.6523 | 148.6523 | 148.6523 | 148.6523 | 148.6523 | 148.6523 | 148.6523 | 148.6523 | 148.6523 | 148.6523 | 148.6523 | 148.6523 | 148.6523 | 148.6523 | 148.6523 | 148.6523 | 148.6523 | 148.6523 | 148.6523 | 148.6523 | 148.6523 | 148.6523 | 148.6523 | 148.6523 | 148.6523 | 148.6523 | 148.6523 | 148.6523 | 148.6523 | 148.6523 | 148.6523 | 148.6523 | 148.6523 | 148.6523 | 148.6523 | 148.6523 | 148.6523 | 148.6523 | 148.6523 | 148.6523 | 148.6523 | 148.6523 | 148.6523 | 148.6523 | 148.6523 | 148.6523 | 148.6523 | 148.6523 | 148.6523 | 148.6523 | 148.6523 | 148.6523 | 148.6523 | 148.6523 | 148.6523 | 148.6523 | 148.6523 | 148.6523 | 148.6523 | 148.6523 | 148.6523 | 148.6523 | 148.6523 | 148.6523 | 148.6523 | 148.6523 | 148.6523 | 148.6523 | 148.6523 | 148.6523 | 148.6523 | 148.6523 | 148.6523 | 148.6523 | 148.6523 | 148.6523 | 148.6523 | 148.6523 | 148.6523 | 148.6523 | 148.6523 | 148.6523 | 148.6523 | 148.6523 | 148.6523 | 148.6523 | 148.6523 | 148.6523 | 148.6523 | 148.6523 | 148.6523 | 148.6523 | 148.6523 | 148.6523 | 148.6523 | 148.6523 | 148.6523 | 148.6523 | 148.6523 | 148.6523 | 148.6523 | 148.6523 | 148.6523 | 148.6523 | 148.6523 | 148.6523 | 148.6523 | 148.6523 | 148.6523 | 148.6523 | 148.6523 | 148.6523 | 148.6523 | 148.6523 | 148.6523 | 148.6523 | 148.6523 | 148.6523 | 148.6523 | 148.6523 | 148.6523 | 148.6523 | 148.6523 | 148.6523 | 148.6523 | 148.6523 | 148.6523 | 148.6523 | 148.6523 | 148.6523 | 148.6523 | 148.6523 | 148.6523 | 148.6523 | 148.6523 | 148.6523 | 148.6523 | 148.6523 | 148.6523 | 148.6523 | 148.6523 | 148.6523 | 148.6523 | 148.6523 | 148.6523 | 148.6523 | 148.6523 | 148.6523 | 148.6523 | 148.6523 | 148.6523 | 148.6523 | 148.6523 | 148.6523 | 148.6523 | 148.6523 | 148.6523 | 148.6523 | 148.6523 | 148.6523 | 148.6523 | 148.6523 | 148.6523 | 148.6523 | 148.6523 | 148.6523 | 148.6523 | 148.6523 | 148.6523 | 148.6523 | 148.6523 | 148.6523 | 148.6523 | 148.6523 | 148.6523 | 148.6523 | 148.6523 | 148.6523 | 148.6523 | 148.6523 | 148.6523 | 148.6523 | 148.6523 | 148.6523 | 148.6523 | 148.6523 | 148.6523 | 148.6523 | 148.6523 | 148.6523 | 148.6523 | 148.6523 | 148.6523 | 148.6523 | 148.6523 | 148.6523 | 148.6523 | 148.6523 | 148.6523 | 148.6523 | 148.6523 | 148.6523 | 148.6523 | 148.6523 | 148.6523 | 148.6523 | 148.6523 | 148.6523 | 148.6523 | 148.6523 | 148.6523 | 148.6523 | 148.6523 | 148.6523 | 148.6523 | 148.6523 | 148.6523 | 148.6523 | 148.6523 | 148.6523 | 148.6523 | 148.6523 | 148.6523 | 148.6523 | 148.6523 | 148.6523 | 148.6523 | 148.6523 | 148.6523 | 148.6523 | 148.6523 | 148.6523 | 148.6523 | 148.6523 | 148.6523 | 148.6523 | 148.6523 | 148.6523 | 148.6523 | 148.6523 | 148.6523 | 148.6523 | 148.6523 | 148.6523 | 148.6523 | 148.6523 | 148.6523 | 148.6523 | 148.6523 | 148.6523 | 148.6523 | 148.6523 | 148.6523 | 148.6523 | 148.6523 | 148.6523 | 148.6523 | 148.6523 | 148.6523 | 148.6523 | 148.6523 | 148.6523 | 148.6523 | 148.6523 | 148.6523 | 148.6523 | 148.6523 | 148.6523 | 148.6523 | 148.6523 | 148.6523 | 148.6523 | 148.6523 | 148.6523 | 148.6523 | 148.6523 | 148.6523 | 148.6523 | 148.6523 | 148.6523 | 148.6523 | 148.6523 | 148.6523 | 148.6523 | 148.6523 | 148.6523 | 148.6523 | 148.6523 | 148.6523 | 148.6523 | 148.6523 | 148.6523 | 148.6523 | 148.6523 | 148.6523 | 148.6523 | 148.6523 | 148.6523 | 148.6523 | 148.6523 | 148.6523 | 148.6523 | 148.6523 | 148.6523 | 148.6523 | 148.6523 | 148.6523 | 148.6523 | 148.6523 | 148.6523 | 148.6523 | 148.6523 | 148.6523 | 148.6523 | 148.6523 | 148.6523 | 148.6523 | 148.6523 | 148.6523 | 148.6523 | 148.6523 | 148.6523 | 148.6523 | 148.6523 | 148.6523 | 148.6523 | 148.6523 | 148.6523 | 148.6523 | 148.6523 | 148.6523 | 148.6523 | 148.6523 | 148.6523 | 148.6523 | 148.6523 | 148.6523 | 148.6523 | 148.6523 | 148.6523 | 148.6523 | 148.6523 | 148.6523 | 148.6523 | 148.6523 | 148.6523 | 148.6523 | 148.6523 | 148.6523 | 148.6523 | 148.6523 | 148.6523 | 148.6523 | 148.6523 | 148.6523 | 148.6523 | 148.6523 | 148.6523 | 148.6523 | 148.6523 | 148.6523 | 148.6523 | 148.6523 | 148.6523 | 148.6523 | 148.6523 | 148.6523 | 148.6523 | 148.6523 | 148.6523 | 148.6523 | 148.6523 | 148.6523 | 148.6523 | 148.6523 | 148.6523 | 148.6523 | 148.6523 | 148.6523 | 148.6523 | 148.6523 | 148.6523 | 148.6523 | 148.6523 | 148.6523 | 148.6523 | 148.6523 | 148.6523 | 148.6523 | 148.6523 | 148.6523 | 148.6523 | 148.6523 | 148.6523 | 148.6523 | 148.6523 | 148.6523 | 148.6523 | 148.6523 | 148.6523 | 148.6523 | 148.6523 | 148.6523 | 148.6523 | 148.6523 | 148.6523 | 148.6523 | 148.6523 | 148.6523 | 148.6523 | 148.6523 | 148.6523 | 148.6523 | 148.6523 | 148.6523 | 148.6523 | 148.6523 | 148.6523 | 148.6523 | 148.6523 | 148.6523 | 148.6523 | 148.6523 | 148.6523 | 148.6523 | 148.6523 | 148.6523 | 148.6523 | 148.6523 | 148.6523 | 148.6523 | 148.6523 | 148.6523 | 148.6523 | 148.6523 | 148.6523 | 148.6523 | 148.6523 | 148.6523 | 148.6523 | 148.6523 | 148.6523 | 148.6523 | 148.6523 | 148.6523 | 148.6523 | 148.6523 | 148.6523 | 148.6523 | 148.6523 | 148.6523 | 148.6523 | 148.6523 | 148.6523 | 148.6523 | 148.6523 | 148.6523 | 148.6523 | 148.6523 | 148.6523 | 148.6523 | 148.6523 | 148.6523 | 148.6523 | 148.6523 | 148.6523 | 148.6523 | 148.6523 | 148.6523 | 148.6523 | 148.6523 | 148.6523 | 148.6523 | 148.6523 | 148.6523 | 148.6523 | 148.6523 | 148.6523 | 148.6523 | 148.6523 | 148.6523 | 148.6523 | 148.6523 | 148.6523 | 148.6523 | 148.6523 | 148.6523 | 148.6523 | 148.6523 | 148.6523 | 148.6523 | 148.6523 | 148.6523 | 148.6523 | 148.6523 | 148.6523 | 148.6523 | 148.6523 | 148.6523 | 148.6523 | 148.6523 | 148.6523 | 148.6523 | 148.6523 | 148.6523 | 148.6523 | 148.6523 | 148.6523 | 148.6523 | 148.6523 | 148.6523 | 148.6523 | 148.6523 | 148.6523 | 148.6523 | 148.6523 | 148.6523 | 148.6523 | 148.6523 | 148.6523 | 148.6523 | 148.6523 | 148.6523 | 148.6523 | 148.6523 | 148.6523 | 148.6523 | 148.6523 | 148.6523 | 148.6523 | 148.6523 | 148.6523 | 148.6523 | 148.6523 | 148.6523 | 148.6523 | 148.6523 | 148.6523 | 148.6523 | 148.6523 | 148.6523 | 148.6523 | 148.6523 | 148.6523 | 148.6523 | 148.6523 | 148.6523 | 148.6523 | 148.6523 | 148.6523 | 148.6523 | 148.6523 | 148.6523 | 148.6523 | 148.6523 | 148.6523 | 148.6523 | 148.6523 | 148.6523 | 148.6523 | 148.6523 | 148.6523 | 148.6523 | 148.6523 | 148.6523 | 148.6523 | 148.6523 | 148.6523 | 148.6523 | 148.6523 | 148.6523 | 148.6523 | 148.6523 | 148.6523 | 148.6523 | 148.6523 | 148.6523 | 148.6523 | 148.6523 | 148.6523 | 148.6523 | 148.6523 | 148.6523 | 148.6523 | 148.6523 | 148.6523 | 148.6523 | 148.6523 | 148.6523 | 148.6523 | 148.6523 | 148.6523 | 148.6523 | 148.6523 | 148.6523 | 148.6523 | 148.6523 | 148.6523 | 148.6523 | 148.6523 | 148.6523 | 148.6523 | 148.6523 | 148.6523 | 148.6523 | 148.6523 | 148.6523 | 148.6523 | 148.6523 | 148.6523 | 148.6523 | 148.6523 | 148.6523 | 148.6523 | 148.6523 | 148.6523 | 148.6523 | 148.6523 | 148.6523 | 148.6523 | 148.6523 | 148.6523 | 148.6523 | 148.6523 | 148.6523 | 148.6523 | 148.6523 | 148.6523 | 148.6523 | 148.6523 | 148.6523 | 148.6523 | 148.6523 | 148.6523 | 148.6523 | 148.6523 | 148.6523 | 148.6523 | 148.6523 | 148.6523 | 148.6523 | 148.6523 | 148.6523 | 148.6523 | 148.6523 | 148.6523 | 148.6523 | 148.6523 | 148.6523 | 148.6523 | 148.6523 | 148.6523 | 148.6523 | 148.6523 | 148.6523 | 148.6523 | 148.6523 | 148.6523 | 148.6523 | 148.6523 | 148.6523 | 148.6523 | 148.6523 | 148.6523 | 148.6523 | 148.6523 | 148.6523 | 148.6523 | 148.6523 | 148.6523 | 148.6523 | 148.6523 | 148.6523 | 148.6523 | 148.6523 | 148.6523 | 148.6523 | 148.6523 | 148.6523 | 148.6523 | 148.6523 | 148.6523 | 148.6523 | 148.6523 | 148.6523 | 148.6523 | 148.6523 | 148.6523 | 148.6523 | 148.6523 | 148.6523 | 148.6523 | 148.6523 | 148.6523 | 148.6523 | 148.6523 | 148.6523 | 148.6523 | 148.6523 | 148.6523 | 148.6523 | 148.6523 | 148.6523 | 148.6523 | 148.6523 | 148.6523 | 148.6523 | 148.6523 | 148.6523 | 148.6523 | 148.6523 | 148.6523 | 148.6523 | 148.6523 | 148.6523 | 148.6523 | 148.6523 | 148.6523 | 148.6523 | 148.6523 | 148.6523 | 148.6523 | 148.6523 | 148.6523 | 148.6523 | 148.6523 | 148.6523 | 148.6523 | 148.6523 | 148.6523 | 148.6523 | 148.6523 | 148.6523 | 148.6523 | 148.6523 | 148.6523 | 148.6523 | 148.6523 | 148.6523 | 148.6523 | 148.6523 | 148.6523 | 148.6523 | 148.6523 | 148.6523 | 148.6523 | 148.6523 | 148.6523 | 148.6523 | 148.6523 | 148.6523 | 148.6523 | 148.6523 | 148.6523 | 148.6523 | 148.6523 | 148.6523 | 148.6523 | 148.6523 | 148.6523 | 148.6523 | 148.6523 | 148.6523 | 148.6523 | 148.6523 | 148.6523 | 148.6523 | 148.6523 | 148.6523 | 148.6523 | 148.6523 | 148.6523 | 148.6523 | 148.6523 | 148.6523 | 148.6523 | 148.6523 | 148.6523 | 148.6523 | 148.6523 | 148.6523 | 148.6523 | 148.6523 | 148.6523 | 148.6523 | 148.6523 | 148.6523 | 148.6523 | 148.6523 | 148.6523 | 148.6523 | 148.6523 | 148.6523 | 148.6523 | 148.6523 | 148.6523 | 148.6523 | 148.6523 | 148.6523 | 148.6523 | 148.6523 | 148.6523 | 148.6523 | 148.6523 | 148.6523 | 148.6523 | 148.6523 | 148.6523 | 148.6523 | 148.6523 | 148.6523 | 148.6523 | 148.6523 | 148.6523 | 148.6523 | 148.6523 | 148.6523 | 148.6523 | 148.6523 | 148.6523 | 148.6523 | 148.6523 | 148.6523 | 148.6523 | 148.6523 | 148.6523 | 148.6523 | 148.6523 | 148.6523 | 148.6523 | 148.6523 | 148.6523 | 148.6523 | 148.6523 | 148.6523 | 148.6523 | 148.6523 | 148.6523 | 148.6523 | 148.6523 | 148.6523 | 148.6523 | 148.6523 | 148.6523 | 148.6523 | 148.6523 | 148.6523 | 148.6523 | 148.6523 | 148.6523 | 148.6523 | 148.6523 | 148.6523 | 148.6523 | 148.6523 | 148.6523 | 148.6523 | 148.6523 | 148.6523 | 148.6523 | 148.6523 | 148.6523 | 148.6523 | 148.6523 | 148.6523 | 148.6523 | 148.6523 | 148.6523 | 148.6523 | 148.6523 | 148.6523 | 148.6523 | 148.6523 | 148.6523 | 148.6523 | 148.6523 | 148.6523 | 148.6523 | 148.6523 | 148.6523 | 148.6523 | 148.6523 | 148.6523 | 148.6523 | 148.6523 | 148.6523 | 148.6523 | 148.6523 | 148.6523 | 148.6523 | 148.6523 | 148.6523 | 148.6523 | 148.6523 | 148.6523 | 148.6523 | 148.6523 | 148.6523 | 148.6523 | 148.6523 | 148.6523 | 148.6523 | 148.6523 | 148.6523 | 148.6523 | 148.6523 | 148.6523 | 148.6523 | 148.6523 | 148.6523 | 148.6523 | 148.6523 | 148.6523 | 148.6523 | 148.6523 | 148.6523 | 148.6523 | 148.6523 | 148.6523 | 148.6523 | 148.6523 | 148.6523 | 148.6523 | 148.6523 | 148.6523 | 148.6523 | 148.6523 | 148.6523 | 148.6523 | 148.6523 | 148.6523 | 148.6523 | 148.6523 | 148.6523 | 148.6523 | 148.6523 | 148.6523 | 148.6523 | 148.6523 | 148.6523 | 148.6523 | 148.6523 | 148.6523 | 148.6523 | 148.6523 | 148.6523 | 148.6523 | 148.6523 | 148.6523 | 148.6523 | 148.6523 | 148.6523 | 148.6523 | 148.6523 | 148.6523 | 148.6523 | 148.6523 | 148.6523 | 148.6523 | 148.6523 | 148.6523 | 148.6523 | 148.6523 | 148.6523 | 148.6523 | 148.6523 | 148.6523 | 148.6523 | 148.6523 | 148.6523 | 148.6523 | 148.6523 | 148.6523 | 148.6523 | 148.6523 | 148.6523 | 148.6523 | 148.6523 | 148.6523 | 148.6523 | 148.6523 | 148.6523 | 148.6523 | 148.6523 | 148.6523 | 148.6523 | 148.6523 | 148.6523 | 148.6523 | 148.6523 | 148.6523 | 148.6523 | 148.6523 | 148.6523 | 148.6523 | 148.6523 | 148.6523 | 148.6523 | 148.6523 | 148.6523 | 148.6523 | 148.6523 | 148.6523 | 148.6523 | 148.6523 | 148.6523 | 148.6523 | 148.6523 | 148.6523 | 148.6523 | 148.6523 | 148.6523 | 148.6523 | 148.6523 | 148.6523 | 148.6523 | 148.6523 | 148.6523 | 148.6523 | 148.6523 | 148.6523 | 148.6523 | 148.6523 | 148.6523 | 148.6523 | 148.6523 | 148.6523 | 148.6523 | 148.6523 | 148.6523 | 148.6523 | 148.6523 | 148.6523 | 148.6523 | 148.6523 | 148.6523 | 148.6523 | 148.6523 | 148.6523 | 148.6523 | 148.6523 | 148.6523 | 148.6523 | 148.6523 | 148.6523 | 148.6523 | 148.6523 | 148.6523 | 148.6523 | 148.6523 | 148.6523 | 148.6523 | 148.6523 | 148.6523 | 148.6523 | 148.6523 | 148.6523 | 148.6523 | 148.6523 | 148.6523 | 148.6523 | 148.6523 | 148.6523 | 148.6523 | 148.6523 | 148.6523 | 148.6523 | 148.6523 | 148.6523 | 148.6523 | 148.6523 | 148.6523 | 148.6523 | 148.6523 | 148.6523 | 148.6523 | 148.6523 | 148.6523 | 148.6523 | 148.6523 | 148.6523 | 148.6523 | 148.6523 | 148.6523 | 148.6523 | 148.6523 | 148.6523 | 148.6523 | 148.6523 | 148.6523 | 148.6523 | 148.6523 | 148.6523 | 148.6523 | 148.6523 | 148.6523 | 148.6523 | 148.6523 | 148.6523 | 148.6523 | 148.6523 | 148.6523 | 148.6523 | 148.6523 | 148.6523 | 148.6523 | 148.6523 | 148.6523 | 148.6523 | 148.6523 | 148.6523 | 148.6523 | 148.6523 | 148.6523 | 148.6523 | 148.6523 | 148.6523 | 148.6523 | 148.6523 | 148.6523 | 148.6523 | 148.6523 | 148.6523 | 148.6523 | 148.6523 | 148.6523 | 148.6523 | 148.6523 | 148.6523 | 148.6523 | 148.6523 | 148.6523 | 148.6523 | 148.6523 | 148.6523 | 148.6523 | 148.6523 | 148.6523 | 148.6523 | 148.6523 | 148.6523 | 148.6523 | 148.6523 | 148.6523 | 148.6523 | 148.6523 | 148.6523 | 148.6523 | 148.6523 | 148.6523 | 148.6523 | 148.6523 | 148.6523 | 148.6523 | 148.6523 | 148.6523 | 148.6523 | 148.6523 | 148.6523 | 148.6523 | 148.6523 | 148.6523 | 148.6523 | 148.6523 | 148.6523 | 148.6523 | 148.6523 | 148.6523 | 148.6523 | 148.6523 | 148.6523 | 148.6523 | 148.6523 | 148.6523 | 148.6523 | 148.6523 | 148.6523 | 148.6523 | 148.6523 | 148.6523 | 148.6523 | 148.6523 | 148.6523 | 148.6523 | 148.6523 | 148.6523 | 148.6523 | 148.6523 | 148.6523 | 148.6523 | 148.6523 | 148.6523 | 148.6523 | 148.6523 | 148.6523 | 148.6523 | 148.6523 | 148.6523 | 148.6523 | 148.6523 | 148.6523 | 148.6523 | 148.6523 | 148.6523 | 148.6523 | 148.6523 | 148.6523 | 148.6523 | 148.6523 | 148.6523 | 148.6523 | 148.6523 | 148.6523 | 148.6523 | 148.6523 | 148.6523 | 148.6523 | 148.6523 | 148.6523 | 148.6523 | 148.6523 | 148.6523 | 148.6523 | 148.6523 | 148.6523 | 148.6523 | 148.6523 | 148.6523 | 148.6523 | 148.6523 | 148.6523 | 148.6523 | 148.6523 | 148.6523 | 148.6523 | 148.6523 | 148.6523 | 148.6523 | 148.6523 | 148.6523 | 148.6523 | 148.6523 | 148.6523 | 148.6523 | 148.6523 | 148.6523 | 148.6523 | 148.6523 | 148.6523 | 148.6523 | 148.6523 | 148.6523 | 148.6523 | 148.6523 | 148.6523 | 148.6523 | 148.6523 | 148.6523 | 148.6523 | 148.6523 | 148.6523 | 148.6523 | 148.6523 | 148.6523 | 148.6523 | 148.6523 | 148.6523 | 148.6523 | 148.6523 | 148.6523 | 148.6523 | 148.6523 | 148.6523 | 148.6523 | 148.6523 | 148.6523 | 148.6523 | 148.6523 | 148.6523 | 148.6523 | 148.6523 | 148.6523 | 148.6523 | 148.6523 | 148.6523 | 148.6523 | 148.6523 | 148.6523 | 148.6523 | 148.6523 | 148.6523 | 148.6523 | 148.6523 | 148.6523 | 148.6523 | 148.6523 | 148.6523 | 148.6523 | 148.6523 | 148.6523 | 148.6523 | 148.6523 | 148.6523 | 148.6523 | 148.6523 | 148.6523 | 148.6523 | 148.6523 | 148.6523 | 148.6523 | 148.6523 | 148.6523 | 148.6523 | 148.6523 | 148.6523 | 148.6523 | 148.6523 | 148.6523 | 148.6523 | 148.6523 | 148.6523 | 148.6523 | 148.6523 | 148.6523 | 148.6523 | 148.6523 | 148.6523 | 148.6523 | 148.6523 | 148.6523 | 148.6523 | 148.6523 | 148.6523 | 148.6523 | 148.6523 | 148.6523 | 148.6523 | 148.6523 | 148.6523 | 148.6523 | 148.6523 | 148.6523 | 148.6523 | 148.6523 | 148.6523 | 148.6523 | 148.6523 | 148.6523 | 148.6523 | 148.6523 | 148.6523 | 148.6523 | 148.6523 | 148.6523 | 148.6523 | 148.6523 | 148.6523 | 148.6523 | 148.6523 | 148.6523 | 148.6523 | 148.6523 | 148.6523 | 148.6523 | 148.6523 | 148.6523 | 148.6523 | 148.6523 | 148.6523 | 148.6523 | 148.6523 | 148.6523 | 148.6523 | 148.6523 | 148.6523 | 148.6523 | 148.6523 | 148.6523 | 148.6523 | 148.6523 | 148.6523 | 148.6523 | 148.6523 | 148.6523 | 148.6523 | 148.6523 | 148.6523 | 148.6523 | 148.6523 | 148.6523 | 148.6523 | 148.6523 | 148.6523 | 148.6523 | 148.6523 | 148.6523 | 148.6523 | 148.6523 | 148.6523 | 148.6523 | 148.6523 | 148.6523 | 148.6523 | 148.6523 | 148.6523 | 148.6523 | 148.6523 | 148.6523 | 148.6523 | 148.6523 | 148.6523 | 148.6523 | 148.6523 | 148.6523 | 148.6523 | 148.6523 | 148.6523 | 148.6523 | 148.6523 | 148.6523 | 148.6523 | 148.6523 | 148.6523 | 148.6523 | 148.6523 | 148.6523 | 148.6523 | 148.6523 | 148.6523 | 148.6523 | 148.6523 | 148.6523 | 148.6523 | 148.6523 | 148.6523 | 148.6523 | 148.6523 | 148.6523 | 148.6523 | 148.6523 | 148.6523 | 148.6523 | 148.6523 | 148.6523 | 148.6523 | 148.6523 | 148.6523 | 148.6523 | 148.6523 | 148.6523 | 148.6523 | 148.6523 | 148.6523 | 148.6523 | 148.6523 | 148.6523 | 148.6523 | 148.6523 | 148.6523 | 148.6523 | 148.6523 | 148.6523 | 148.6523 | 148.6523 | 148.6523 | 148.6523 | 148.6523 | 148.6523 | 148.6523 | 148.6523 | 148.6523 | 148.6523 | 148.6523 | 148.6523 | 148.6523 | 148.6523 | 148.6523 | 148.6523 | 148.6523 | 148.6523 | 148.6523 | 148.6523 | 148.6523 | 148.6523 | 148.6523 | 148.6523 | 148.6523 | 148.6523 | 148.6523 | 148.6523 | 148.6523 | 148.6523 | 148.6523 | 148.6523 | 148.6523 | 148.6523 | 148.6523 | 148.6523 | 148.6523 | 148.6523 | 148.6523 | 148.6523 | 148.6523 | 148.6523 | 148.6523 | 148.6523 | 148.6523 | 148.6523 | 148.6523 | 148.6523 | 148.6523 | 148.6523 | 148.6523 | 148.6523 | 148.6523 | 148.6523 | 148.6523 | 148.6523 | 148.6523 | 148.6523 | 148.6523 | 148.6523 | 148.6523 | 148.6523 | 148.6523 | 148.6523 | 148.6523 | 148.6523 | 148.6523 | 148.6523 | 148.6523 | 148.6523 | 148.6523 | 148.6523 | 148.6523 | 148.6523 | 148.6523 | 148.6523 | 148.6523 | 148.6523 | 148.6523 | 148.6523 | 148.6523 | 148.6523 | 148.6523 | 148.6523 | 148.6523 | 148.6523 | 148.6523 | 148.6523 | 148.6523 | 148.6523 | 148.6523 | 148.6523 | 148.6523 | 148.6523 | 148.6523 | 148.6523 | 148.6523 | 148.6523 | 148.6523 | 148.6523 | 148.6523 | 148.6523 | 148.6523 | 148.6523 | 148.6523 | 148.6523 | 148.6523 | 148.6523 | 148.6523 | 148.6523 | 148.6523 | 148.6523 | 148.6523 | 148.6523 | 148.6523 | 148.6523 | 148.6523 | 148.6523 | 148.6523 | 148.6523 | 148.6523 | 148.6523 | 148.6523 | 148.6523 | 148.6523 | 148.6523 | 148.6523 | 148.6523 | 148.6523 | 148.6523 | 148.6523 | 148.6523 | 148.6523 | 148.6523 | 148.6523 | 148.6523 | 148.6523 | 148.6523 | 148.6523 | 148.6523 | 148.6523 | 148.6523 | 148.6523 | 148.6523 | 148.6523 | 148.6523 | 148.6523 | 148.6523 | 148.6523 | 148.6523 | 148.6523 | 148.6523 | 148.6523 | 148.6523 | 148.6523 | 148.6523 | 148.6523 | 148.6523 | 148.6523 | 148.6523 | 148.6523 | 148.6523 | 148.6523 | 148.6523 | 148.6523 | 148.6523 | 148.6523 | 148.6523 | 148.6523 | 148.6523 | 148.6523 | 148.6523 | 148.6523 | 148.6523 | 148.6523 | 148.6523 | 148.6523 | 148.6523 | 148.6523 | 148.6523 | 148.6523 | 148.6523 | 148.6523 | 148.6523 | 148.6523 | 148.6523 | 148.6523 | 148.6523 | 148.6523 | 148.6523 | 148.6523 | 148.6523 | 148.6523 | 148.6523 | 148.6523 | 148.6523 | 148.6523 | 148.6523 | 148.6523 | 148.6523 | 148.6523 | 148.6523 | 148.6523 | 148.6523 | 148.6523 | 148.6523 | 148.6523 | 148.6523 | 148.6523 | 148.6523 | 148.6523 | 148.6523 | 148.6523 | 148.6523 | 148.6523 | 148.6523 | 148.6523 | 148.6523 | 148.6523 | 148.6523 | 148.6523 | 148.6523 | 148.6523 | 148.6523 | 148.6523 | 148.6523 | 148.6523 | 148.6523 | 148.6523 | 148.6523 | 148.6523 | 148.6523 | 148.6523 | 148.6523 | 148.6523 | 148.6523 | 148.6523 | 148.6523 | 148.6523 | 148.6523 | 148.6523 | 148.6523 | 148.6523 | 148.6523 | 148.6523 | 148.6523 | 148.6523 | 148.6523 | 148.6523 | 148.6523 | 148.6523 | 148.6523 | 148.6523 | 148.6523 | 148.6523 | 148.6523 | 148.6523 | 148.6523 | 148.6523 | 148.6523 | 148.6523 | 148.6523 | 148.6523 | 148.6523 | 148.6523 | 148.6523 | 148.6523 | 148.6523 | 148.6523 | 148.6523 | 148.6523 | 148.6523 | 148.6523 | 148.6523 | 148.6523 | 148.6523 | 148.6523 | 148.6523 | 148.6523 | 148.6523 | 148.6523 | 148.6523 | 148.6523 | 148.6523 | 148.6523 | 148.6523 | 148.6523 | 148.6523 | 148.6523 | 148.6523 | 148.6523 | 148.6523 | 148.6523 | 148.6523 | 148.6523 | 148.6523 | 148.6523 | 148.6523 | 148.6523 | 148.6523 | 148.6523 | 148.6523 | 148.6523 | 148.6523 | 148.6523 | 148.6523 | 148.6523 | 148.6523 | 148.6523 | 148.6523 | 148.6523 | 148.6523 | 148.6523 | 148.6523 | 148.6523 | 148.6523 | 148.6523 | 148.6523 | 148.6523 | 148.6523 | 148.6523 | 148.6523 | 148.6523 | 148.6523 | 148.6523 | 148.6523 | 148.6523 | 148.6523 | 148.6523 | 148.6523 | 148.6523 | 148.6523 | 148.6523 | 148.6523 | 148.6523 | 148.6523 | 148.6523 | 148.6523 | 148.6523 | 148.6523 | 148.6523 | 148.6523 | 148.6523 | 148.6523 | 148.6523 | 148.6523 | 148.6523 | 148.6523 | 148.6523 | 148.6523 | 148.6523 | 148.6523 | 148.6523 | 148.6523 | 148.6523 | 148.6523 | 148.6523 | 148.6523 | 148.6523 | 148.6523 | 148.6523 | 148.6523 | 148.6523 | 148.6523 | 148.6523 | 148.6523 | 148.6523 | 148.6523 | 148.6523 | 148.6523 | 148.6523 | 148.6523 | 148.6523 | 148.6523 | 148.6523 | 148.6523 | 148.6523 | 148.6523 | 148.6523 | 148.6523 | 148.6523 | 148.6523 | 148.6523 | 148.6523 | 148.6523 | 148.6523 | 148.6523 | 148.6523 | 148.6523 | 148.6523 | 148.6523 | 148.6523 | 148.6523 | 148.6523 | 148.6523 | 148.6523 | 148.6523 | 148.6523 | 148.6523 | 148.6523 | 148.6523 | 148.6523 | 148.6523 | 148.6523 | 148.6523 | 148.6523 | 148.6523 | 148.6523 | 148.6523 | 148.6523 | 148.6523 | 148.6523 | 148.6523 | 148.6523 | 148.6523 | 148.6523 | 148.6523 | 148.6523 | 148.6523 | 148.6523 | 148.6523 | 148.6523 | 148.6523 | 148.6523 | 148.6523 | 148.6523 | 148.6523 | 148.6523 | 148.6523 | 148.6523 | 148.6523 | 148.6523 | 148.6523 | 148.6523 | 148.6523 | 148.6523 | 148.6523 | 148.6523 | 148.6523 | 148.6523 | 148.6523 | 148.6523 | 148.6523 | 148.6523 | 148.6523 | 148.6523 | 148.6523 | 148.6523 | 148.6523 | 148.6523 | 148.6523 | 148.6523 | 148.6523 | 148.6523 | 148.6523 | 148.6523 | 148.6523 | 148.6523 | 148.6523 | 148.6523 | 148.6523 | 148.6523 | 148.6523 | 148.6523 | 148.6523 | 148.6523 | 148.6523 | 148.6523 | 148.6523 | 148.6523 | 148.6523 | 148.6523 | 148.6523 | 148.6523 | 148.6523 | 148.6523 | 148.6523 | 148.6523 | 148.6523 | 148.6523 | 148.6523 | 148.6523 | 148.6523 | 148.6523 | 148.6523 | 148.6523 | 148.6523 | 148.6523 | 148.6523 | 148.6523 | 148.6523 | 148.6523 | 148.6523 | 148.6523 | 148.6523 | 148.6523 | 148.6523 | 148.6523 | 148.6523 | 148.6523 | 148.6523 | 148.6523 | 148.6523 | 148.6523 | 148.6523 | 148.6523 | 148.6523 | 148.6523 | 148.6523 | 148.6523 | 148.6523 | 148.6523 | 148.6523 | 148.6523 | 148.6523 | 148.6523 | 148.6523 | 148.6523 | 148.6523 | 148.6523 | 148.6523 | 148.6523 | 148.6523 | 148.6523 | 148.6523 | 148.6523 | 148.6523 | 148.6523 | 148.6523 | 148.6523 | 148.6523 | 148.6523 | 148.6523 | 148.6523 | 148.6523 | 148.6523 | 148.6523 | 148.6523 | 148.6523 | 148.6523 | 148.6523 | 148.6523 | 148.6523 | 148.6523 | 148.6523 | 148.6523 | 148.6523 | 148.6523 | 148.6523 | 148.6523 | 148.6523 | 148.6523 | 148.6523 | 148.6523 | 148.6523 | 148.6523 | 148.6523 | 148.6523 | 148.6523 | 148.6523 | 148.6523 | 148.6523 | 148.6523 | 148.6523 | 148.6523 | 148.6523 | 148.6523 | 148.6523 | 148.6523 | 148.6523 | 148.6523 | 148.6523 | 148.6523 | 148.6523 | 148.6523 | 148.6523 | 148.6523 | 148.6523 | 148.6523 | 148.6523 | 148.6523 | 148.6523 | 148.6523 | 148.6523 | 148.6523 | 148.6523 | 148.6523 | 148.6523 | 148.6523 | 148.6523 | 148.6523 | 148.6523 | 148.6523 | 148.6523 | 148.6523 | 148.6523 | 148.6523 | 148.6523 | 148.6523 | 148.6523 | 148.6523 | 148.6523 | 148.6523 | 148.6523 | 148.6523 | 148.6523 | 148.6523 | 148.6523 | 148.6523 | 148.6523 | 148.6523 | 148.6523 | 148.6523 | 148.6523 | 148.6523 | 148.6523 | 148.6523 | 148.6523 | 148.6523 | 148.6523 | 148.6523 | 148.6523 | 148.6523 | 148.6523 | 148.6523 | 148.6523 | 148.6523 | 148.6523 | 148.6523 | 148.6523 | 148.6523 | 148.6523 | 148.6523 | 148.6523 | 148.6523 | 148.6523 | 148.6523 | 148.6523 | 148.6523 | 148.6523 | 148.6523 | 148.6523 | 148.6523 | 148.6523 | 148.6523 | 148.6523 | 148.6523 | 148.6523 | 148.6523 | 148.6523 | 148.6523 | 148.6523 | 148.6523 | 148.6523 | 148.6523 | 148.6523 | 148.6523 | 148.6523 | 148.6523 | 148.6523 | 148.6523 | 148.6523 | 148.6523 | 148.6523 | 148.6523 | 148.6523 | 148.6523 | 148.6523 | 148.6523 | 148.6523 | 148.6523 | 148.6523 | 148.6523 | 148.6523 | 148.6523 | 148.6523 | 148.6523 | 148.6523 | 148.6523 | 148.6523 | 148.6523 | 148.6523 | 148.6523 | 148.6523 | 148.6523 | 148.6523 | 148.6523 | 148.6523 | 148.6523 | 148.6523 | 148.6523 | 148.6523 | 148.6523 | 148.6523 | 148.6523 | 148.6523 | 148.6523 | 148.6523 | 148.6523 | 148.6523 | 148.6523 | 148.6523 | 148.6523 | 148.6523 | 148.6523 | 148.6523 | 148.6523 | 148.6523 | 148.6523 | 148.6523 | 148.6523 | 148.6523 | 148.6523 | 148.6523 | 148.6523 | 148.6523 | 148.6523 | 148.6523 | 148.6523 | 148.6523 | 148.6523 | 148.6523 | 148.6523 | 148.6523 | 148.6523 | 148.6523 | 148.6523 | 148.6523 | 148.6523 | 148.6523 | 148.6523 | 148.6523 | 148.6523 | 148.6523 | 148.6523 | 148.6523 | 148.6523 | 148.6523 | 148.6523 | 148.6523 | 148.6523 | 148.6523 | 148.6523 | 148.6523 | 148.6523 | 148.6523 | 148.6523 | 148.6523 | 148.6523 | 148.6523 | 148.6523 | 148.6523 | 148.6523 | 148.6523 | 148.6523 | 148.6523 | 148.6523 | 148.6523 | 148.6523 | 148.6523 | 148.6523 | 148.6523 | 148.6523 | 148.6523 | 148.6523 | 148.6523 | 148.6523 | 148.6523 | 148.6523 | 148.6523 | 148.6523 | 148.6523 | 148.6523 | 148.6523 | 148.6523 | 148.6523 | 148.6523 | 148.6523 | 148.6523 | 148.6523 | 148.6523 | 148.6523 | 148.6523 | 148.6523 | 148.6523 | 148.6523 | 148.6523 | 148.6523 | 148.6523 | 148.6523 | 148.6523 | 148.6523 | 148.6523 | 148.6523 | 148.6523 | 148.6523 | 148.6523 | 148.6523 | 148.6523 | 148.6523 | 148.6523 | 148.6523 | 148.6523 | 148.6523 | 148.6523 | 148.6523 | 148.6523 | 148.6523 | 148.6523 | 148.6523 | 148.6523 | 148.6523 | 148.6523 | 148.6523 | 148.6523 | 148.6523 | 148.6523 | 148.6523 | 148.6523 | 148.6523 | 148.6523 | 148.6523 | 148.6523 | 148.6523 | 148.6523 | 148.6523 | 148.6523 | 148.6523 | 148.6523 | 148.6523 | 148.6523 | 148.6523 | 148.6523 | 148.6523 | 148.6523 | 148.6523 | 148.6523 | 148.6523 | 148.6523 | 148.6523 | 148.6523 | 148.6523 | 148.6523 | 148.6523 | 148.6523 | 148.6523 | 148.6523 | 148.6523 | 148.6523 | 148.6523 | 148.6523 | 148.6523 | 148.6523 | 148.6523 | 148.6523 | 148.6523 | 148.6523 | 148.6523 | 148.6523 | 148.6523 | 148.6523 | 148.6523 | 148.6523 | 148.6523 | 148.6523 | 148.6523 | 148.6523 | 148.6523 | 148.6523 | 148.6523 | 148.6523 | 148.6523 | 148.6523 | 148.6523 | 148.6523 | 148.6523 | 148.6523 | 148.6523 | 148.6523 | 148.6523 | 148.6523 | 148.6523 | 148.6523 | 148.6523 | 148.6523 | 148.6523 | 148.6523 | 148.6523 | 148.6523 | 148.6523 | 148.6523 | 148.6523 | 148.6523 | 148.6523 | 148.6523 | 148.6523 | 148.6523 | 148.6523 | 148.6523 | 148.6523 | 148.6523 | 148.6523 | 148.6523 | 148.6523 | 148.6523 | 148.6523 | 148.6523 | 148.6523 | 148.6523 | 148.6523 | 148.6523 | 148.6523 | 148.6523 | 148.6523 | 148.6523 | 148.6523 | 148.6523 | 148.6523 | 148.6523 | 148.6523 | 148.6523 | 148.6523 | 148.6523 | 148.6523 | 148.6523 | 148.6523 | 148.6523 | 148.6523 | 148.6523 | 148.6523 | 148.6523 | 148.6523 | 148.6523 | 148.6523 | 148.6523 | 148.6523 | 148.6523 | 148.6523 | 148.6523 | 148.6523 | 148.6523 | 148.6523 | 148.6523 | 148.6523 | 148.6523 | 148.6523 | 148.6523 | 148.6523 | 148.6523 | 148.6523 | 148.6523 | 148.6523 | 148.6523 | 148.6523 | 148.6523 | 148.6523 | 148.6523 | 148.6523 | 148.6523 | 148.6523 | 148.6523 | 148.6523 | 148.6523 | 148.6523 | 148.6523 | 148.6523 | 148.6523 | 148.6523 | 148.6523 | 148.6523 | 148.6523 | 148.6523 | 148.6523 | 148.6523 | 148.6523 | 148.6523 | 148.6523 | 148.6523 | 148.6523 | 148.6523 | 148.6523 | 148.6523 | 148.6523 | 148.6523 | 148.6523 | 148.6523 | 148.6523 | 148.6523 | 148.6523 | 148.6523 | 148.6523 | 148.6523 | 148.6523 | 148.6523 | 148.6523 | 148.6523 | 148.6523 | 148.6523 | 148.6523 | 148.6523 | 148.6523 | 148.6523 | 148.6523 | 148.6523 | 148.6523 | 148.6523 | 148.6523 | 148.6523 | 148.6523 | 148.6523 | 148.6523 | 148.6523 | 148.6523 | 148.6523 | 148.6523 | 148.6523 | 148.6523 | 148.6523 | 148.6523 | 148.6523 | 148.6523 | 148.6523 | 148.6523 | 148.6523 | 148.6523 | 148.6523 | 148.6523 | 148.6523 | 148.6523 | 148.6523 | 148.6523 | 148.6523 | 148.6523 | 148.6523 | 148.6523 | 148.6523 | 148.6523 | 148.6523 | 148.6523 | 148.6523 | 148.6523 | 148.6523 | 148.6523 | 148.6523 | 148.6523 | 148.6523 | 148.6523 | 148.6523 | 148.6523 | 148.6523 | 148.6523 | 148.6523 | 148.6523 | 148.6523 | 148.6523 | 148.6523 | 148.6523 | 148.6523 | 148.6523 | 148.6523 | 148.6523 | 148.6523 | 148.6523 | 148.6523 | 148.6523 | 148.6523 | 148.6523 | 148.6523 | 148.6523 | 148.6523 | 148.6523 | 148.6523 | 148.6523 | 148.6523 | 148.6523 | 148.6523 | 148.6523 | 148.6523 | 148.6523 | 148.6523 | 148.6523 | 148.6523 | 148.6523 | 148.6523 | 148.6523 | 148.6523 | 148.6523 | 148.6523 | 148.6523 | 148.6523 | 148.6523 | 148.6523 | 148.6523 | 148.6523 | 148.6523 | 148.6523 | 148.6523 | 148.6523 | 148.6523 | 148.6523 | 148.6523 | 148.6523 | 148.6523 | 148.6523 | 148.6523 | 148.6523 | 148.6523 | 148.6523 | 148.6523 | 148.6523 | 148.6523 | 148.6523 | 148.6523 | 148.6523 | 148.6523 | 148.6523 | 148.6523 | 148.6523 | 148.6523 | 148.6523 | 148.6523 | 148.6523 | 148.6523 | 148.6523 | 148.6523 | 148.6523 | 148.6523 | 148.6523 | 148.6523 | 148.6523 | 148.6523 | 148.6523 | 148.6523 | 148.6523 | 148.6523 | 148.6523 | 148.6523 | 148.6523 | 148.6523 | 148.6523 | 148.6523 | 148.6523 | 148.6523 | 148.6523 | 148.6523 | 148.6523 | 148.6523 | 148.6523 | 148.6523 | 148.6523 | 148.6523 | 148.6523 | 148.6523 | 148.6523 | 148.6523 | 148.6523 | 148.6523 | 148.6523 | 148.6523 | 148.6523 | 148.6523 | 148.6523 | 148.6523 | 148.6523 | 148.6523 | 148.6523 | 148.6523 | 148.6523 | 148.6523 | 148.6523 | 148.6523 | 148.6523 | 148.6523 | 148.6523 | 148.6523 | 148.6523 | 148.6523 | 148.6523 | 148.6523 | 148.6523 | 148.6523 | 148.6523 | 148.6523 | 148.6523 | 148.6523 | 148.6523 | 148.6523 | 148.6523 | 148.6523 | 148.6523 | 148.6523 | 148.6523 | 148.6523 | 148.6523 | 148.6523 | 148.6523 | 148.6523 | 148.6523 | 148.6523 | 148.6523 | 148.6523 | 148.6523 | 148.6523 | 148.6523 | 148.6523 | 148.6523 | 148.6523 | 148.6523 | 148.6523 | 148.6523 | 148.6523 | 148.6523 | 148.6523 | 148.6523 | 148.6523 | 148.6523 | 148.6523 | 148.6523 | 148.6523 | 148.6523 | 148.6523 | 148.6523 | 148.6523 | 148.6523 | 148.6523 | 148.6523 | 148.6523 | 148.6523 | 148.6523 | 148.6523 | 148.6523 | 148.6523 | 148.6523 | 148.6523 | 148.6523 | 148.6523 | 148.6523 | 148.6523 | 148.6523 | 148.6523 | 148.6523 | 148.6523 | 148.6523 | 148.6523 | 148.6523 | 148.6523 | 148.6523 | 148.6523 | 148.6523 | 148.6523 | 148.6523 | 148.6523 | 148.6523 | 148.6523 | 148.6523 | 148.6523 | 148.6523 | 148.6523 | 148.6523 | 148.6523 | 148.6523 | 148.6523 | 148.6523 | 148.6523 | 148.6523 | 148.6523 | 148.6523 | 148.6523 | 148.6523 | 148.6523 | 148.6523 | 148.6523 | 148.6523 | 148.6523 | 148.6523 | 148.6523 | 148.6523 | 148.6523 | 148.6523 | 148.6523 | 148.6523 | 148.6523 | 148.6523 | 148.6523 | 148.6523 | 148.6523 | 148.6523 | 148.6523 | 148.6523 | 148.6523 | 148.6523 | 148.6523 | 148.6523 | 148.6523 | 148.6523 | 148.6523 | 148.6523 | 148.6523 | 148.6523 | 148.6523 | 148.6523 | 148.6523 | 148.6523 | 148.6523 | 148.6523 | 148.6523 | 148.6523 | 148.6523 | 148.6523 | 148.6523 | 148.6523 | 148.6523 | 148.6523 | 148.6523 | 148.6523 | 148.6523 | 148.6523 | 148.6523 | 148.6523 | 148.6523 | 148.6523 | 148.6523 | 148.6523 | 148.6523 | 148.6523 | 148.6523 | 148.6523 | 148.6523 | 148.6523 | 148.6523 | 148.6523 | 148.6523 | 148.6523 | 148.6523 | 148.6523 | 148.6523 | 148.6523 | 148.6523 | 148.6523 | 148.6523 | 148.6523 | 148.6523 | 148.6523 | 148.6523 | 148.6523 | 148.6523 | 148.6523 | 148.6523 | 148.6523 | 148.6523 | 148.6523 | 148.6523 | 148.6523 | 148.6523 | 148.6523 | 148.6523 | 148.6523 | 148.6523 | 148.6523 | 148.6523 | 148.6523 | 148.6523 | 148.6523 | 148.6523 | 148.6523 | 148.6523 | 148.6523 | 148.6523 | 148.6523 | 148.6523 | 148.6523 | 148.6523 | 148.6523 | 148.6523 | 148.6523 | 148.6523 | 148.6523 | 148.6523 | 148.6523 | 148.6523 | 148.6523 | 148.6523 | 148.6523 | 148.6523 | 148.6523 | 148.6523 | 148.6523 | 148.6523 | 148.6523 | 148.6523 | 148.6523 | 148.6523 | 148.6523 | 148.6523 | 148.6523 | 148.6523 | 148.6523 | 148.6523 | 148.6523 | 148.6523 | 148.6523 | 148.6523 | 148.6523 | 148.6523 | 148.6523 | 148.6523 | 148.6523 | 148.6523 | 148.6523 | 148.6523 | 148.6523 | 148.6523 | 148.6523 | 148.6523 | 148.6523 | 148.6523 | 148.6523 | 148.6523 | 148.6523 | 148.6523 | 148.6523 | 148.6523 | 148.6523 | 148.6523 | 148.6523 | 148.6523 | 148.6523 | 148.6523 | 148.6523 | 148.6523 | 148.6523 | 148.6523 | 148.6523 | 148.6523 | 148.6523 | 148.6523 | 148.6523 | 148.6523 | 148.6523 | 148.6523 | 148.6523 | 148.6523 | 148.6523 | 148.6523 | 148.6523 | 148.6523 | 148.6523 | 148.6523 | 148.6523 | 148.6523 | 148.6523 | 148.6523 | 148.6523 | 148.6523 | 148.6523 | 148.6523 | 148.6523 | 148.6523 | 148.6523 | 148.6523 | 148.6523 | 148.6523 | 148.6523 | 148.6523 | 148.6523 | 148.6523 | 148.6523 | 148.6523 | 148.6523 | 148.6523 | 148.6523 | 148.6523 | 148.6523 | 148.6523 | 148.6523 | 148.6523 | 148.6523 | 148.6523 | 148.6523 | 148.6523 | 148.6523 | 148.6523 | 148.6523 | 148.6523 | 148.6523 | 148.6523 | 148.6523 | 148.6523 | 148.6523 | 148.6523 | 148.6523 | 148.6523 | 148.6523 | 148.6523 | 148.6523 | 148.6523 | 148.6523 | 148.6523 | 148.6523 | 148.6523 | 148.6523 | 148.6523 | 148.6523 | 148.6523 | 148.6523 | 148.6523 | 148.6523 | 148.6523 | 148.6523 | 148.6523 | 148.6523 | 148.6523 | 148.6523 | 148.6523 | 148.6523 | 148.6523 | 148.6523 | 148.6523 | 148.6523 | 148.6523 | 148.6523 | 148.6523 | 148.6523 | 148.6523 | 148.6523 | 148.6523 | 148.6523 | 148.6523 | 148.6523 | 148.6523 | 148.6523 | 148.6523 | 148.6523 | 148.6523 | 148.6523 | 148.6523 | 148.6523 | 148.6523 | 148.6523 | 148.6523 | 148.6523 | 148.6523 | 148.6523 | 148.6523 | 148.6523 | 148.6523 | 148.6523 | 148.6523 | 148.6523 | 148.6523 | 148.6523 | 148.6523 | 148.6523 | 148.6523 | 148.6523 | 148.6523 | 148.6523 | 148.6523 | 148.6523 | 148.6523 | 148.6523 | 148.6523 | 148.6523 | 148.6523 | 148.6523 | 148.6523 | 148.6523 | 148.6523 | 148.6523 | 148.6523 | 148.6523 | 148.6523 | 148.6523 | 148.6523 | 148.6523 | 148.6523 | 148.6523 | 148.6523 | 148.6523 | 148.6523 | 148.6523 | 148.6523 | 148.6523 | 148.6523 | 148.6523 | 148.6523 | 148.6523 | 148.6523 | 148.6523 | 148.6523 | 148.6523 | 148.6523 | 148.6523 | 148.6523 | 148.6523 | 148.6523 | 148.6523 | 148.6523 | 148.6523 | 148.6523 | 148.6523 | 148.6523 | 148.6523 | 148.6523 | 148.6523 | 148.6523 | 148.6523 | 148.6523 | 148.6523 | 148.6523 | 148.6523 | 148.6523 | 148.6523 | 148.6523 | 148.6523 | 148.6523 | 148.6523 | 148.6523 | 148.6523 | 148.6523 | 148.6523 | 148.6523 | 148.6523 | 148.6523 | 148.6523 | 148.6523 | 148.6523 | 148.6523 | 148.6523 | 148.6523 | 148.6523 | 148.6523 | 148.6523 | 148.6523 | 148.6523 | 148.6523 | 148.6523 | 148.6523 | 148.6523 | 148.6523 | 148.6523 | 148.6523 | 148.6523 | 148.6523 | 148.6523 | 148.6523 | 148.6523 | 148.6523 | 148.6523 | 148.6523 | 148.6523 | 148.6523 | 148.6523 | 148.6523 | 148.6523 | 148.6523 | 148.6523 | 148.6523 | 148.6523 | 148.6523 | 148.6523 | 148.6523 | 148.6523 | 148.6523 | 148.6523 | 148.6523 | 148.6523 | 148.6523 | 148.6523 | 148.6523 | 148.6523 | 148.6523 | 148.6523 | 148.6523 | 148.6523 | 148.6523 | 148.6523 | 148.6523 | 148.6523 | 148.6523 | 148.6523 | 148.6523 | 148.6523 | 148.6523 | 148.6523 | 148.6523 | 148.6523 | 148.6523 | 148.6523 | 148.6523 | 148.6523 | 148.6523 | 148.6523 | 148.6523 | 148.6523 | 148.6523 | 148.6523 | 148.6523 | 148.6523 | 148.6523 | 148.6523 | 148.6523 | 148.6523 | 148.6523 | 148.6523 | 148.6523 | 148.6523 | 148.6523 | 148.6523 | 148.6523 | 148.6523 | 148.6523 | 148.6523 | 148.6523 | 148.6523 | 148.6523 | 148.6523 | 148.6523 | 148.6523 | 148.6523 | 148.6523 | 148.6523 | 148.6523 | 148.6523 | 148.6523 | 148.6523 | 148.6523 | 148.6523 | 148.6523 | 148.6523 | 148.6523 | 148.6523 | 148.6523 | 148.6523 | 148.6523 | 148.6523 | 148.6523 | 148.6523 | 148.6523 | 148.6523 | 148.6523 | 148.6523 | 148.6523 | 148.6523 | 148.6523 | 148.6523 | 148.6523 | 148.6523 | 148.6523 | 148.6523 | 148.6523 | 148.6523 | 148.6523 | 148.6523 | 148.6523 | 148.6523 | 148.6523 | 148.6523 | 148.6523 | 148.6523 | 148.6523 | 148.6523 | 148.6523 | 148.6523 | 148.6523 | 148.6523 | 148.6523 | 148.6523 | 148.6523 | 148.6523 | 148.6523 | 148.6523 | 148.6523 | 148.6523 | 148.6523 | 148.6523 | 148.6523 | 148.6523 | 148.6523 | 148.6523 | 148.6523 | 148.6523 | 148.6523 | 148.6523 | 148.6523 | 148.6523 | 148.6523 | 148.6523 | 148.6523 | 148.6523 | 148.6523 | 148.6523 | 148.6523 | 148.6523 | 148.6523 | 148.6523 | 148.6523 | 148.6523 | 148.6523 | 148.6523 | 148.6523 | 148.6523 | 148.6523 | 148.6523 | 148.6523 | 148.6523 | 148.6523 | 148.6523 | 148.6523 | 148.6523 | 148.6523 | 148.6523 | 148.6523 | 148.6523 | 148.6523 | 148.6523 | 148.6523 | 148.6523 | 148.6523 | 148.6523 | 148.6523 | 148.6523 | 148.6523 | 148.6523 | 148.6523 | 148.6523 | 148.6523 | 148.6523 | 148.6523 | 148.6523 | 148.6523 | 148.6523 | 148.6523 | 148.6523 | 148.6523 | 148.6523 | 148.6523 | 148.6523 | 148.6523 | 148.6523 | 148.6523 | 148.6523 | 148.6523 | 148.6523 | 148.6523 | 148.6523 | 148.6523 | 148.6523 | 148.6523 | 148.6523 | 148.6523 | 148.6523 | 148.6523 | 148.6523 | 148.6523 | 148.6523 | 148.6523 | 148.6523 | 148.6523 | 148.6523 | 148.6523 | 148.6523 | 148.6523 | 148.6523 | 148.6523 | 148.6523 | 148.6523 | 148.6523 | 148.6523 | 148.6523 | 148.6523 | 148.6523 | 148.6523 | 148.6523 | 148.6523 | 148.6523 | 148.6523 | 148.6523 | 148.6523 | 148.6523 | 148.6523 | 148.6523 | 148.6523 | 148.6523 | 148.6523 | 148.6523 | 148.6523 | 148.6523 | 148.6523 | 148.6523 | 148.6523 | 148.6523 | 148.6523 | 148.6523 | 148.6523 | 148.6523 | 148.6523 | 148.6523 | 148.6523 | 148.6523 | 148.6523 | 148.6523 | 148.6523 | 148.6523 | 148.6523 | 148.6523 | 148.6523 | 148.6523 | 148.6523 | 148.6523 | 148.6523 | 148.6523 | 148.6523 | 148.6523 | 148.6523 | 148.6523 | 148.6523 | 148.6523 | 148.6523 | 148.6523 | 148.6523 | 148.6523 | 148.6523 | 148.6523 | 148.6523 | 148.6523 | 148.6523 | 148.6523 | 148.6523 | 148.6523 | 148.6523 | 148.6523 | 148.6523 | 148.6523 | 148.6523 | 148.6523 | 148.6523 | 148.6523 | 148.6523 | 148.6523 | 148.6523 | 148.6523 | 148.6523 | 148.6523 | 148.6523 | 148.6523 | 148.6523 | 148.6523 | 148.6523 | 148.6523 | 148.6523 | 148.6523 | 148.6523 | 148.6523 | 148.6523 | 148.6523 | 148.6523 | 148.6523 | 148.6523 | 148.6523 | 148.6523 | 148.6523 | 148.6523 | 148.6523 | 148.6523 | 148.6523 | 148.6523 | 148.6523 | 148.6523 | 148.6523 | 148.6523 | 148.6523 | 148.6523 | 148.6523 | 148.6523 | 148.6523 | 148.6523 | 148.6523 | 148.6523 | 148.6523 | 148.6523 | 148.6523 | 148.6523 | 148.6523 | 148.6523 | 148.6523 | 148.6523 | 148.6523 | 148.6523 | 148.6523 | 148.6523 | 148.6523 | 148.6523 | 148.6523 | 148.6523 | 148.6523 | 148.6523 | 148.6523 | 148.6523 | 148.6523 | 148.6523 | 148.6523 | 148.6523 | 148.6523 | 148.6523 | 148.6523 | 148.6523 | 148.6523 | 148.6523 | 148.6523 | 148.6523 | 148.6523 | 148.6523 | 148.6523 | 148.6523 | 148.6523 | 148.6523 | 148.6523 | 148.6523 | 148.6523 | 148.6523 | 148.6523 | 148.6523 | 148.6523 | 148.6523 | 148.6523 | 148.6523 | 148.6523 | 148.6523 | 148.6523 | 148.6523 | 148.6523 | 148.6523 | 148.6523 | 148.6523 | 148.6523 | 148.6523 | 148.6523 | 148.6523 | 148.6523 | 148.6523 | 148.6523 | 148.6523 | 148.6523 | 148.6523 | 148.6523 | 148.6523 | 148.6523 | 148.6523 | 148.6523 | 148.6523 | 148.6523 | 148.6523 | 148.6523 | 148.6523 | 148.6523 | 148.6523 | 148.6523 | 148.6523 | 148.6523 | 148.6523 | 148.6523 | 148.6523 | 148.6523 | 148.6523 | 148.6523 | 148.6523 | 148.6523 | 148.6523 | 148.6523 | 148.6523 | 148.6523 | 148.6523 | 148.6523 | 148.6523 | 148.6523 | 148.6523 | 148.6523 | 148.6523 | 148.6523 | 148.6523 | 148.6523 | 148.6523 | 148.6523 | 148.6523 | 148.6523 | 148.6523 | 148.6523 | 148.6523 | 148.6523 | 148.6523 | 148.6523 | 148.6523 | 148.6523 | 148.6523 | 148.6523 | 148.6523 | 148.6523 | 148.6523 | 148.6523 | 148.6523 | 148.6523 | 148.6523 | 148.6523 | 148.6523 | 148.6523 | 148.6523 | 148.6523 | 148.6523 | 148.6523 | 148.6523 | 148.6523 | 148.6523 | 148.6523 | 148.6523 | 148.6523 | 148.6523 | 148.6523 | 148.6523 | 148.6523 | 148.6523 | 148.6523 | 148.6523 | 148.6523 | 148.6523 | 148.6523 | 148.6523 | 148.6523 | 148.6523 | 148.6523 | 148.6523 | 148.6523 | 148.6523 | 148.6523 | 148.6523 | 148.6523 | 148.6523 | 148.6523 | 148.6523 | 148.6523 | 148.6523 | 148.6523 | 148.6523 | 148.6523 | 148.6523 | 148.6523 | 148.6523 | 148.6523 | 148.6523 | 148.6523 | 148.6523 | 148.6523 | 148.6523 | 148.6523 | 148.6523 | 148.6523 | 148.6523 | 148.6523 | 148.6523 | 148.6523 | 148.6523 | 148.6523 | 148.6523 | 148.6523 | 148.6523 | 148.6523 | 148.6523 | 148.6523 | 148.6523 | 148.6523 | 148.6523 | 148.6523 | 148.6523 | 148.6523 | 148.6523 | 148.6523 | 148.6523 | 148.6523 | 148.6523 | 148.6523 | 148.6523 | 148.6523 | 148.6523 | 148.6523 | 148.6523 | 148.6523 | 148.6523 | 148.6523 | 148.6523 | 148.6523 | 148.6523 | 148.6523 | 148.6523 | 148.6523 | 148.6523 | 148.6523 | 148.6523 | 148.6523 | 148.6523 | 148.6523 | 148.6523 | 148.6523 | 148.6523 | 148.6523 | 148.6523 | 148.6523 | 148.6523 | 148.6523 | 148.6523 | 148.6523 | 148.6523 | 148.6523 | 148.6523 | 148.6523 | 148.6523 | 148.6523 | 148.6523 | 148.6523 | 148.6523 | 148.6523 | 148.6523 | 148.6523 | 148.6523 | 148.6523 | 148.6523 | 148.6523 | 148.6523 | 148.6523 | 148.6523 | 148.6523 | 148.6523 | 148.6523 | 148.6523 | 148.6523 | 148.6523 | 148.6523 | 148.6523 | 148.6523 | 148.6523 | 148.6523 | 148.6523 | 148.6523 | 148.6523 | 148.6523 | 148.6523 | 148.6523 | 148.6523 | 148.6523 | 148.6523 | 148.6523 | 148.6523 | 148.6523 | 148.6523 | 148.6523 | 148.6523 | 148.6523 | 148.6523 | 148.6523 | 148.6523 | 148.6523 | 148.6523 | 148.6523 | 148.6523 | 148.6523 | 148.6523 | 148.6523 | 148.6523 | 148.6523 | 148.6523 | 148.6523 | 148.6523 | 148.6523 | 148.6523 | 148.6523 | 148.6523 | 148.6523 | 148.6523 | 148.6523 | 148.6523 | 148.6523 | 148.6523 | 148.6523 | 148.6523 | 148.6523 | 148.6523 | 148.6523 | 148.6523 | 148.6523 | 148.6523 | 148.6523 | 148.6523 | 148.6523 | 148.6523 | 148.6523 | 148.6523 | 148.6523 | 148.6523 | 148.6523 | 148.6523 | 148.6523 | 148.6523 | 148.6523 | 148.6523 | 148.6523 | 148.6523 | 148.6523 | 148.6523 | 148.6523 | 148.6523 | 148.6523 | 148.6523 | 148.6523 | 148.6523 | 148.6523 | 148.6523 | 148.6523 | 148.6523 | 148.6523 | 148.6523 | 148.6523 | 148.6523 | 148.6523 | 148.6523 | 148.6523 | 148.6523 | 148.6523 | 148.6523 | 148.6523 | 148.6523 | 148.6523 | 148.6523 | 148.6523 | 148.6523 | 148.6523 | 148.6523 | 148.6523 | 148.6523 | 148.6523 | 148.6523 | 148.6523 | 148.6523 | 148.6523 | 148.6523 | 148.6523 | 148.6523 | 148.6523 | 148.6523 | 148.6523 | 148.6523 | 148.6523 | 148.6523 | 148.6523 | 148.6523 | 148.6523 | 148.6523 | 148.6523 | 148.6523 | 148.6523 | 148.6523 | 148.6523 | 148.6523 | 148.6523 | 148.6523 | 148.6523 | 148.6523 | 148.6523 | 148.6523 | 148.6523 | 148.6523 | 148.6523 | 148.6523 | 148.6523 | 148.6523 | 148.6523 | 148.6523 | 148.6523 | 148.6523 | 148.6523 | 148.6523 | 148.6523 | 148.6523 | 148.6523 | 148.6523 | 148.6523 | 148.6523 | 148.6523 | 148.6523 | 148.6523 | 148.6523 | 148.6523 | 148.6523 | 148.6523 | 148.6523 | 148.6523 | 148.6523 | 148.6523 | 148.6523 | 148.6523 | 148.6523 | 148.6523 | 148.6523 | 148.6523 | 148.6523 | 148.6523 | 148.6523 | 148.6523 | 148.6523 | 148.6523 | 148.6523 | 148.6523 | 148.6523 | 148.6523 | 148.6523 | 148.6523 | 148.6523 | 148.6523 | 148.6523 | 148.6523 | 148.6523 | 148.6523 | 148.6523 | 148.6523 | 148.6523 | 148.6523 | 148.6523 | 148.6523 | 148.6523 | 148.6523 | 148.6523 | 148.6523 | 148.6523 | 148.6523 | 148.6523 | 148.6523 | 148.6523 | 148.6523 | 148.6523 | 148.6523 | 148.6523 | 148.6523 | 148.6523 | 148.6523 | 148.6523 | 148.6523 | 148.6523 | 148.6523 | 148.6523 | 148.6523 | 148.6523 | 148.6523 | 148.6523 | 148.6523 | 148.6523 | 148.6523 | 148.6523 | 148.6523 | 148.6523 | 148.6523 | 148.6523 | 148.6523 | 148.6523 | 148.6523 | 148.6523 | 148.6523 | 148.6523 | 148.6523 | 148.6523 | 148.6523 | 148.6523 | 148.6523 | 148.6523 | 148.6523 | 148.6523 | 148.6523 | 148.6523 | 148.6523 | 148.6523 | 148.6523 | 148.6523 | 148.6523 | 148.6523 | 148.6523 | 148.6523 | 148.6523 | 148.6523 | 148.6523 | 148.6523 | 148.6523 | 148.6523 | 148.6523 | 148.6523 | 148.6523 | 148.6523 | 148.6523 | 148.6523 | 148.6523 | 148.6523 | 148.6523 | 148.6523 | 148.6523 | 148.6523 | 148.6523 | 148.6523 | 148.6523 | 148.6523 | 148.6523 | 148.6523 | 148.6523 | 148.6523 | 148.6523 | 148.6523 | 148.6523 | 148.6523 | 148.6523 | 148.6523 | 148.6523 | 148.6523 | 148.6523 | 148.6523 | 148.6523 | 148.6523 | 148.6523 | 148.6523 | 148.6523 | 148.6523 | 148.6523 | 148.6523 | 148.6523 | 148.6523 | 148.6523 | 148.6523 | 148.6523 | 148.6523 | 148.6523 | 148.6523 | 148.6523 | 148.6523 | 148.6523 | 148.6523 | 148.6523 | 148.6523 | 148.6523 | 148.6523 | 148.6523 | 148.6523 | 148.6523 | 148.6523 | 148.6523 | 148.6523 | 148.6523 | 148.6523 | 148.6523 | 148.6523 | 148.6523 | 148.6523 | 148.6523 | 148.6523 | 148.6523 | 148.6523 | 148.6523 | 148.6523 | 148.6523 | 148.6523 | 148.6523 | 148.6523 | 148.6523 | 148.6523 | 148.6523 | 148.6523 | 148.6523 | 148.6523 | 148.6523 | 148.6523 | 148.6523 | 148.6523 | 148.6523 | 148.6523 | 148.6523 | 148.6523 | 148.6523 | 148.6523 | 148.6523 | 148.6523 | 148.6523 | 148.6523 | 148.6523 | 148.6523 | 148.6523 | 148.6523 | 148.6523 | 148.6523 | 148.6523 | 148.6523 | 148.6523 | 148.6523 | 148.6523 | 148.6523 | 148.6523 | 148.6523 | 148.6523 | 148.6523 | 148.6523 | 148.6523 | 148.6523 | 148.6523 | 148.6523 | 148.6523 | 148.6523 | 148.6523 | 148.6523 | 148.6523 | 148.6523 | 148.6523 | 148.6523 | 148.6523 | 148.6523 | 148.6523 | 148.6523 | 148.6523 | 148.6523 | 148.6523 | 148.6523 | 148.6523 | 148.6523 | 148.6523 | 148.6523 | 148.6523 | 148.6523 | 148.6523 | 148.6523 | 148.6523 | 148.6523 | 148.6523 | 148.6523 | 148.6523 | 148.6523 | 148.6523 | 148.6523 | 148.6523 | 148.6523 | 148.6523 | 148.6523 | 148.6523 | 148.6523 | 148.6523 | 148.6523 | 148.6523 | 148.6523 | 148.6523 | 148.6523 | 148.6523 | 148.6523 | 148.6523 | 148.6523 | 148.6523 | 148.6523 | 148.6523 | 148.6523 | 148.6523 | 148.6523 | 148.6523 | 148.6523 | 148.6523 | 148.6523 | 148.6523 | 148.6523 | 148.6523 | 148.6523 | 148.6523 | 148.6523 | 148.6523 | 148.6523 | 148.6523 | 148.6523 | 148.6523 | 148.6523 | 148.6523 | 148.6523 | 148.6523 | 148.6523 | 148.6523 | 148.6523 | 148.6523 | 148.6523 | 148.6523 | 148.6523 | 148.6523 | 148.6523 | 148.6523 | 148.6523 | 148.6523 | 148.6523 | 148.6523 | 148.6523 | 148.6523 | 148.6523 | 148.6523 | 148.6523 | 148.6523 | 148.6523 | 148.6523 | 148.6523 | 148.6523 | 148.6523 | 148.6523 | 148.6523 | 148.6523 | 148.6523 | 148.6523 | 148.6523 | 148.6523 | 148.6523 | 148.6523 | 148.6523 | 148.6523 | 148.6523 | 148.6523 | 148.6523 | 148.6523 | 148.6523 | 148.6523 | 148.6523 | 148.6523 | 148.6523 | 148.6523 | 148.6523 | 148.6523 | 148.6523 | 148.6523 | 148.6523 | 148.6523 | 148.6523 | 148.6523 | 148.6523 | 148.6523 | 148.6523 | 148.6523 | 148.6523 | 148.6523 | 148.6523 | 148.6523 | 148.6523 | 148.6523 | 148.6523 | 148.6523 | 148.6523 | 148.6523 | 148.6523 | 148.6523 | 148.6523 | 148.6523 | 148.6523 | 148.6523 | 148.6523 | 148.6523 | 148.6523 | 148.6523 | 148.6523 | 148.6523 | 148.6523 | 148.6523 | 148.6523 | 148.6523 | 148.6523 | 148.6523 | 148.6523 | 148.6523 | 148.6523 | 148.6523 | 148.6523 | 148.6523 | 148.6523 | 148.6523 | 148.6523 | 148.6523 | 148.6523 | 148.6523 | 148.6523 | 148.6523 | 148.6523 | 148.6523 | 148.6523 | 148.6523 | 148.6523 | 148.6523 | 148.6523 | 148.6523 | 148.6523 | 148.6523 | 148.6523 | 148.6523 | 148.6523 | 148.6523 | 148.6523 | 148.6523 | 148.6523 | 148.6523 | 148.6523 | 148.6523 | 148.6523 | 148.6523 | 148.6523 | 148.6523 | 148.6523 | 148.6523 | 148.6523 | 148.6523 | 148.6523 | 148.6523 | 148.6523 | 148.6523 | 148.6523 | 148.6523 | 148.6523 | 148.6523 | 148.6523 | 148.6523 | 148.6523 | 148.6523 | 148.6523 | 148.6523 | 148.6523 | 148.6523 | 148.6523 | 148.6523 | 148.6523 | 148.6523 | 148.6523 | 148.6523 | 148.6523 | 148.6523 | 148.6523 | 148.6523 | 148.6523 | 148.6523 | 148.6523 | 148.6523 | 148.6523 | 148.6523 | 148.6523 | 148.6523 | 148.6523 | 148.6523 | 148.6523 | 148.6523 | 148.6523 | 148.6523 | 148.6523 | 148.6523 | 148.6523 | 148.6523 | 148.6523 | 148.6523 | 148.6523 | 148.6523 | 148.6523 | 148.6523 | 148.6523 | 148.6523 | 148.6523 | 148.6523 | 148.6523 | 148.6523 | 148.6523 | 148.6523 | 148.6523 | 148.6523 | 148.6523 | 148.6523 | 148.6523 | 148.6523 | 148.6523 | 148.6523 | 148.6523 | 148.6523 | 148.6523 | 148.6523 | 148.6523 | 148.6523 | 148.6523 | 148.6523 | 148.6523 | 148.6523 | 148.6523 | 148.6523 | 148.6523 | 148.6523 | 148.6523 | 148.6523 | 148.6523 | 148.6523 | 148.6523 | 148.6523 | 148.6523 | 148.6523 | 148.6523 | 148.6523 | 148.6523 | 148.6523 | 148.6523 | 148.6523 | 148.6523 | 148.6523 | 148.6523 | 148.6523 | 148.6523 | 148.6523 | 148.6523 | 148.6523 | 148.6523 | 148.6523 | 148.6523 | 148.6523 | 148.6523 | 148.6523 | 148.6523 | 148.6523 | 148.6523 | 148.6523 | 148.6523 | 148.6523 | 148.6523 | 148.6523 | 148.6523 | 148.6523 | 148.6523 | 148.6523 | 148.6523 | 148.6523 | 148.6523 | 148.6523 | 148.6523 | 148.6523 | 148.6523 | 148.6523 | 148.6523 | 148.6523 | 148.6523 | 148.6523 | 148.6523 | 148.6523 | 148.6523 | 148.6523 | 148.6523 | 148.6523 | 148.6523 | 148.6523 | 148.6523 | 148.6523 | 148.6523 | 148.6523 | 148.6523 | 148.6523 | 148.6523 | 148.6523 | 148.6523 | 148.6523 | 148.6523 | 148.6523 | 148.6523 | 148.6523 | 148.6523 | 148.6523 | 148.6523 | 148.6523 | 148.6523 | 148.6523 | 148.6523 | 148.6523 | 148.6523 | 148.6523 | 148.6523 | 148.6523 | 148.6523 | 148.6523 | 148.6523 | 148.6523 | 148.6523 | 148.6523 | 148.6523 | 148.6523 | 148.6523 | 148.6523 | 148.6523 | 148.6523 | 148.6523 | 148.6523 | 148.6523 | 148.6523 | 148.6523 | 148.6523 | 148.6523 | 148.6523 | 148.6523 | 148.6523 | 148.6523 | 148.6523 | 148.6523 | 148.6523 | 148.6523 | 148.6523 | 148.6523 | 148.6523 | 148.6523 | 148.6523 | 148.6523 | 148.6523 | 148.6523 | 148.6523 | 148.6523 | 148.6523 | 148.6523 | 148.6523 | 148.6523 | 148.6523 | 148.6523 | 148.6523 | 148.6523 | 148.6523 | 148.6523 | 148.6523 | 148.6523 | 148.6523 | 148.6523 | 148.6523 | 148.6523 | 148.6523 | 148.6523 | 148.6523 | 148.6523 | 148.6523 | 148.6523 | 148.6523 | 148.6523 | 148.6523 | 148.6523 | 148.6523 | 148.6523 | 148.6523 | 148.6523 | 148.6523 | 148.6523 | 148.6523 | 148.6523 | 148.6523 | 148.6523 | 148.6523 | 148.6523 | 148.6523 | 148.6523 | 148.6523 | 148.6523 | 148.6523 | 148.6523 | 148.6523 | 148.6523 | 148.6523 | 148.6523 | 148.6523 | 148.6523 | 148.6523 | 148.6523 | 148.6523 | 148.6523 | 148.6523 | 148.6523 | 148.6523 | 148.6523 | 148.6523 | 148.6523 | 148.6523 | 148.6523 | 148.6523 | 148.6523 | 148.6523 | 148.6523 | 148.6523 | 148.6523 | 148.6523 | 148.6523 | 148.6523 | 148.6523 | 148.6523 | 148.6523 | 148.6523 | 148.6523 | 148.6523 | 148.6523 | 148.6523 | 148.6523 | 148.6523 | 148.6523 | 148.6523 | 148.6523 | 148.6523 | 148.6523 | 148.6523 | 148.6523 | 148.6523 | 148.6523 | 148.6523 | 148.6523 | 148.6523 | 148.6523 | 148.6523 | 148.6523 | 148.6523 | 148.6523 | 148.6523 | 148.6523 | 148.6523 | 148.6523 | 148.6523 | 148.6523 | 148.6523 | 148.6523 | 148.6523 | 148.6523 | 148.6523 | 148.6523 | 148.6523 | 148.6523 | 148.6523 | 148.6523 | 148.6523 | 148.6523 | 148.6523 | 148.6523 | 148.6523 | 148.6523 | 148.6523 | 148.6523 | 148.6523 | 148.6523 | 148.6523 | 148.6523 | 148.6523 | 148.6523 | 148.6523 | 148.6523 | 148.6523 | 148.6523 | 148.6523 | 148.6523 | 148.6523 | 148.6523 | 148.6523 | 148.6523 | 148.6523 | 148.6523 | 148.6523 | 148.6523 | 148.6523 | 148.6523 | 148.6523 | 148.6523 | 148.6523 | 148.6523 | 148.6523 | 148.6523 | 148.6523 | 148.6523 | 148.6523 | 148.6523 | 148.6523 | 148.6523 | 148.6523 | 148.6523 | 148.6523 | 148.6523 | 148.6523 | 148.6523 | 148.6523 | 148.6523 | 148.6523 | 148.6523 | 148.6523 | 148.6523 | 148.6523 | 148.6523 | 148.6523 | 148.6523 | 148.6523 | 148.6523 | 148.6523 | 148.6523 | 148.6523 | 148.6523 | 148.6523 | 148.6523 | 148.6523 | 148.6523 | 148.6523 | 148.6523 | 148.6523 | 148.6523 | 148.6523 | 148.6523 | 148.6523 | 148.6523 | 148.6523 | 148.6523 | 148.6523 | 148.6523 | 148.6523 | 148.6523 | 148.6523 | 148.6523 | 148.6523 | 148.6523 | 148.6523 | 148.6523 | 148.6523 | 148.6523 | 148.6523 | 148.6523 | 148.6523 | 148.6523 | 148.6523 | 148.6523 | 148.6523 | 148.6523 | 148.6523 | 148.6523 | 148.6523 | 148.6523 | 148.6523 | 148.6523 | 148.6523 | 148.6523 | 148.6523 | 148.6523 | 148.6523 | 148.6523 | 148.6523 | 148.6523 | 148.6523 | 148.6523 | 148.6523 | 148.6523 | 148.6523 | 148.6523 | 148.6523 | 148.6523 | 148.6523 | 148.6523 | 148.6523 | 148.6523 | 148.6523 | 148.6523 | 148.6523 | 148.6523 | 148.6523 | 148.6523 | 148.6523 | 148.6523 | 148.6523 | 148.6523 | 148.6523 | 148.6523 | 148.6523 | 148.6523 | 148.6523 | 148.6523 | 148.6523 | 148.6523 | 148.6523 | 148.6523 | 148.6523 | 148.6523 | 148.6523 | 148.6523 | 148.6523 | 148.6523 | 148.6523 | 148.6523 | 148.6523 | 148.6523 | 148.6523 | 148.6523 | 148.6523 | 148.6523 | 148.6523 | 148.6523 | 148.6523 | 148.6523 | 148.6523 | 148.6523 | 148.6523 | 148.6523 | 148.6523 | 148.6523 | 148.6523 | 148.6523 | 148.6523 | 148.6523 | 148.6523 | 148.6523 | 148.6523 | 148.6523 | 148.6523 | 148.6523 | 148.6523 | 148.6523 | 148.6523 | 148.6523 | 148.6523 | 148.6523 | 148.6523 | 148.6523 | 148.6523 | 148.6523 | 148.6523 | 148.6523 | 148.6523 | 148.6523 | 148.6523 | 148.6523 | 148.6523 | 148.6523 | 148.6523 | 148.6523 | 148.6523 | 148.6523 | 148.6523 | 148.6523 | 148.6523 | 148.6523 | 148.6523 | 148.6523 | 148.6523 | 148.6523 | 148.6523 | 148.6523 | 148.6523 | 148.6523 | 148.6523 | 148.6523 | 148.6523 | 148.6523 | 148.6523 | 148.6523 | 148.6523 | 148.6523 | 148.6523 | 148.6523 | 148.6523 | 148.6523 | 148.6523 | 148.6523 | 148.6523 | 148.6523 | 148.6523 | 148.6523 | 148.6523 | 148.6523 | 148.6523 | 148.6523 | 148.6523 | 148.6523 | 148.6523 | 148.6523 | 148.6523 | 148.6523 | 148.6523 | 148.6523 | 148.6523 | 148.6523 | 148.6523 | 148.6523 | 148.6523 | 148.6523 | 148.6523 | 148.6523 | 148.6523 | 148.6523 | 148.6523 | 148.6523 | 148.6523 | 148.6523 | 148.6523 | 148.6523 | 148.6523 | 148.6523 | 148.6523 | 148.6523 | 148.6523 | 148.6523 | 148.6523 | 148.6523 | 148.6523 | 148.6523 | 148.6523 | 148.6523 | 148.6523 | 148.6523 | 148.6523 | 148.6523 | 148.6523 | 148.6523 | 148.6523 | 148.6523 | 148.6523 | 148.6523 | 148.6523 | 148.6523 | 148.6523 | 148.6523 | 148.6523 | 148.6523 | 148.6523 | 148.6523 | 148.6523 | 148.6523 | 148.6523 | 148.6523 | 148.6523 | 148.6523 | 148.6523 | 148.6523 | 148.6523 | 148.6523 | 148.6523 | 148.6523 | 148.6523 | 148.6523 | 148.6523 | 148.6523 | 148.6523 | 148.6523 | 148.6523 | 148.6523 | 148.6523 | 148.6523 | 148.6523 | 148.6523 | 148.6523 | 148.6523 | 148.6523 | 148.6523 | 148.6523 | 148.6523 | 148.6523 | 148.6523 | 148.6523 | 148.6523 | 148.6523 | 148.6523 | 148.6523 | 148.6523 | 148.6523 | 148.6523 | 148.6523 | 148.6523 | 148.6523 | 148.6523 | 148.6523 | 148.6523 | 148.6523 | 148.6523 | 148.6523 | 148.6523 | 148.6523 | 148.6523 | 148.6523 | 148.6523 | 148.6523 | 148.6523 | 148.6523 | 148.6523 | 148.6523 | 148.6523 | 148.6523 | 148.6523 | 148.6523 | 148.6523 | 148.6523 | 148.6523 | 148.6523 | 148.6523 | 148.6523 | 148.6523 | 148.6523 | 148.6523 | 148.6523 | 148.6523 | 148.6523 | 148.6523 | 148.6523 | 148.6523 | 148.6523 | 148.6523 | 148.6523 | 148.6523 | 148.6523 | 148.6523 | 148.6523 | 148.6523 | 148.6523 | 148.6523 | 148.6523 | 148.6523 | 148.6523 | 148.6523 | 148.6523 | 148.6523 | 148.6523 | 148.6523 | 148.6523 | 148.6523 | 148.6523 | 148.6523 | 148.6523 | 148.6523 | 148.6523 | 148.6523 | 148.6523 | 148.6523 | 148.6523 | 148.6523 | 148.6523 | 148.6523 | 148.6523 | 148.6523 | 148.6523 | 148.6523 | 148.6523 | 148.6523 | 148.6523 | 148.6523 | 148.6523 | 148.6523 | 148.6523 | 148.6523 | 148.6523 | 148.6523 | 148.6523 | 148.6523 | 148.6523 | 148.6523 | 148.6523 | 148.6523 | 148.6523 | 148.6523 | 148.6523 | 148.6523 | 148.6523 | 148.6523 | 148.6523 | 148.6523 | 148.6523 | 148.6523 | 148.6523 | 148.6523 | 148.6523 | 148.6523 | 148.6523 | 148.6523 | 148.6523 | 148.6523 | 148.6523 | 148.6523 | 148.6523 | 148.6523 | 148.6523 | 148.6523 | 148.6523 | 148.6523 | 148.6523 | 148.6523 | 148.6523 | 148.6523 | 148.6523 | 148.6523 | 148.6523 | 148.6523 | 148.6523 | 148.6523 | 148.6523 | 148.6523 | 148.6523 | 148.6523 | 148.6523 | 148.6523 | 148.6523 | 148.6523 | 148.6523 | 148.6523 | 148.6523 | 148.6523 | 148.6523 | 148.6523 | 148.6523 | 148.6523 | 148.6523 | 148.6523 | 148.6523 | 148.6523 | 148.6523 | 148.6523 | 148.6523 | 148.6523 | 148.6523 | 148.6523 | 148.6523 | 148.6523 | 148.6523 | 148.6523 | 148.6523 | 148.6523 | 148.6523 | 148.6523 | 148.6523 | 148.6523 | 148.6523 | 148.6523 | 148.6523 | 148.6523 | 148.6523 | 148.6523 | 148.6523 | 148.6523 | 148.6523 | 148.6523 | 148.6523 | 148.6523 | 148.6523 | 148.6523 | 148.6523 | 148.6523 | 148.6523 | 148.6523 | 148.6523 | 148.6523 | 148.6523 | 148.6523 | 148.6523 | 148.6523 | 148.6523 | 148.6523 | 148.6523 | 148.6523 | 148.6523 | 148.6523 | 148.6523 | 148.6523 | 148.6523 | 148.6523 | 148.6523 | 148.6523 | 148.6523 | 148.6523 | 148.6523 | 148.6523 | 148.6523 | 148.6523 | 148.6523 | 148.6523 | 148.6523 | 148.6523 | 148.6523 | 148.6523 | 148.6523 | 148.6523 | 148.6523 | 148.6523 | 148.6523 | 148.6523 | 148.6523 | 148.6523 | 148.6523 | 148.6523 | 148.6523 | 148.6523 | 148.6523 | 148.6523 | 148.6523 | 148.6523 | 148.6523 | 148.6523 | 148.6523 | 148.6523 | 148.6523 | 148.6523 | 148.6523 | 148.6523 | 148.6523 | 148.6523 | 148.6523 | 148.6523 | 148.6523 | 148.6523 | 148.6523 | 148.6523 | 148.6523 | 148.6523 | 148.6523 | 148.6523 | 148.6523 | 148.6523 | 148.6523 | 148.6523 | 148.6523 | 148.6523 | 148.6523 | 148.6523 | 148.6523 | 148.6523 | 148.6523 | 148.6523 | 148.6523 | 148.6523 | 148.6523 | 148.6523 | 148.6523 | 148.6523 | 148.6523 | 148.6523 | 148.6523 | 148.6523 | 148.6523 | 148.6523 | 148.6523 | 148.6523 | 148.6523 | 148.6523 | 148.6523 | 148.6523 | 148.6523 | 148.6523 | 148.6523 | 148.6523 | 148.6523 | 148.6523 | 148.6523 | 148.6523 | 148.6523 | 148.6523 | 148.6523 | 148.6523 | 148.6523 | 148.6523 | 148.6523 | 148.6523 | 148.6523 | 148.6523 | 148.6523 | 148.6523 | 148.6523 | 148.6523 | 148.6523 | 148.6523 | 148.6523 | 148.6523 | 148.6523 | 148.6523 | 148.6523 | 148.6523 | 148.6523 | 148.6523 | 148.6523 | 148.6523 | 148.6523 | 148.6523 | 148.6523 | 148.6523 | 148.6523 | 148.6523 | 148.6523 | 148.6523 | 148.6523 | 148.6523 | 148.6523 | 148.6523 | 148.6523 | 148.6523 | 148.6523 | 148.6523 | 148.6523 | 148.6523 | 148.6523 | 148.6523 | 148.6523 | 148.6523 | 148.6523 | 148.6523 | 148.6523 | 148.6523 | 148.6523 | 148.6523 | 148.6523 | 148.6523 | 148.6523 | 148.6523 | 148.6523 | 148.6523 | 148.6523 | 148.6523 | 148.6523 | 148.6523 | 148.6523 | 148.6523 | 148.6523 | 148.6523 | 148.6523 | 148.6523 | 148.6523 | 148.6523 | 148.6523 | 148.6523 | 148.6523 | 148.6523 | 148.6523 | 148.6523 | 148.6523 | 148.6523 | 148.6523 | 148.6523 | 148.6523 | 148.6523 | 148.6523 | 148.6523 | 148.6523 | 148.6523 | 148.6523 | 148.6523 | 148.6523 | 148.6523 | 148.6523 | 148.6523 | 148.6523 | 148.6523 | 148.6523 | 148.6523 | 148.6523 | 148.6523 | 148.6523 | 148.6523 | 148.6523 | 148.6523 | 148.6523 | 148.6523 | 148.6523 | 148.6523 | 148.6523 | 148.6523 | 148.6523 | 148.6523 | 148.6523 | 148.6523 | 148.6523 | 148.6523 | 148.6523 | 148.6523 | 148.6523 | 148.6523 | 148.6523 | 148.6523 | 148.6523 | 148.6523 | 148.6523 | 148.6523 | 148.6523 | 148.6523 | 148.6523 | 148.6523 | 148.6523 | 148.6523 | 148.6523 | 148.6523 | 148.6523 | 148.6523 | 148.6523 | 148.6523 | 148.6523 | 148.6523 | 148.6523 | 148.6523 | 148.6523 | 148.6523 | 148.6523 | 148.6523 | 148.6523 | 148.6523 | 148.6523 | 148.6523 | 148.6523 | 148.6523 | 148.6523 | 148.6523 | 148.6523 | 148.6523 | 148.6523 | 148.6523 | 148.6523 | 148.6523 | 148.6523 | 148.6523 | 148.6523 | 148.6523 | 148.6523 | 148.6523 | 148.6523 | 148.6523 | 148.6523 | 148.6523 | 148.6523 | 148.6523 | 148.6523 | 148.6523 | 148.6523 | 148.6523 | 148.6523 | 148.6523 | 148.6523 | 148.6523 | 148.6523 | 148.6523 | 148.6523 | 148.6523 | 148.6523 | 148.6523 | 148.6523 | 148.6523 | 148.6523 | 148.6523 | 148.6523 | 148.6523 | 148.6523 | 148.6523 | 148.6523 | 148.6523 | 148.6523 | 148.6523 | 148.6523 | 148.6523 | 148.6523 | 148.6523 | 148.6523 | 148.6523 | 148.6523 | 148.6523 | 148.6523 | 148.6523 | 148.6523 | 148.6523 | 148.6523 | 148.6523 | 148.6523 | 148.6523 | 148.6523 | 148.6523 | 148.6523 | 148.6523 | 148.6523 | 148.6523 | 148.6523 | 148.6523 | 148.6523 | 148.6523 | 148.6523 | 148.6523 | 148.6523 | 148.6523 | 148.6523 | 148.6523 | 148.6523 | 148.6523 | 148.6523 | 148.6523 | 148.6523 | 148.6523 | 148.6523 | 148.6523 | 148.6523 | 148.6523 | 148.6523 | 148.6523 | 148.6523 | 148.6523 | 148.6523 | 148.6523 | 148.6523 | 148.6523 | 148.6523 | 148.6523 | 148.6523 | 148.6523 | 148.6523 | 148.6523 | 148.6523 | 148.6523 | 148.6523 | 148.6523 | 148.6523 | 148.6523 | 148.6523 | 148.6523 | 148.6523 | 148.6523 | 148.6523 | 148.6523 | 148.6523 | 148.6523 | 148.6523 | 148.6523 | 148.6523 | 148.6523 | 148.6523 | 148.6523 | 148.6523 | 148.6523 | 148.6523 | 148.6523 | 148.6523 | 148.6523 | 148.6523 | 148.6523 | 148.6523 | 148.6523 | 148.6523 | 148.6523 | 148.6523 | 148.6523 | 148.6523 | 148.6523 | 148.6523 | 148.6523 | 148.6523 | 148.6523 | 148.6523 | 148.6523 | 148.6523 | 148.6523 | 148.6523 | 148.6523 | 148.6523 | 148.6523 | 148.6523 | 148.6523 | 148.6523 | 148.6523 | 148.6523 | 148.6523 | 148.6523 | 148.6523 | 148.6523 | 148.6523 | 148.6523 | 148.6523 | 148.6523 | 148.6523 | 148.6523 | 148.6523 | 148.6523 | 148.6523 | 148.6523 | 148.6523 | 148.6523 | 148.6523 | 148.6523 | 148.6523 | 148.6523 | 148.6523 | 148.6523 | 148.6523 | 148.6523 | 148.6523 | 148.6523 | 148.6523 | 148.6523 | 148.6523 | 148.6523 | 148.6523 | 148.6523 | 148.6523 | 148.6523 | 148.6523 | 148.6523 | 148.6523 | 148.6523 | 148.6523 | 148.6523 | 148.6523 | 148.6523 | 148.6523 | 148.6523 | 148.6523 | 148.6523 | 148.6523 | 148.6523 | 148.6523 | 148.6523 | 148.6523 | 148.6523 | 148.6523 | 148.6523 | 148.6523 | 148.6523 | 148.6523 | 148.6523 | 148.6523 | 148.6523 | 148.6523 | 148.6523 | 148.6523 | 148.6523 | 148.6523 | 148.6523 | 148.6523 | 148.6523 | 148.6523 | 148.6523 | 148.6523 | 148.6523 | 148.6523 | 148.6523 | 148.6523 | 148.6523 | 148.6523 | 148.6523 | 148.6523 | 148.6523 | 148.6523 | 148.6523 | 148.6523 | 148.6523 | 148.6523 | 148.6523 | 148.6523 | 148.6523 | 148.6523 | 148.6523 | 148.6523 | 148.6523 | 148.6523 | 148.6523 | 148.6523 | 148.6523 | 148.6523 | 148.6523 | 148.6523 | 148.6523 | 148.6523 | 148.6523 | 148.6523 | 148.6523 | 148.6523 | 148.6523 | 148.6523 | 148.6523 | 148.6523 | 148.6523 | 148.6523 | 148.6523 | 148.6523 | 148.6523 | 148.6523 | 148.6523 | 148.6523 | 148.6523 | 148.6523 | 148.6523 | 148.6523 | 148.6523 | 148.6523 | 148.6523 | 148.6523 | 148.6523 | 148.6523 | 148.6523 | 148.6523 | 148.6523 | 148.6523 | 148.6523 | 148.6523 | 148.6523 | 148.6523 | 148.6523 | 148.6523 | 148.6523 | 148.6523 | 148.6523 | 148.6523 | 148.6523 | 148.6523 | 148.6523 | 148.6523 | 148.6523 | 148.6523 | 148.6523 | 148.6523 | 148.6523 | 148.6523 | 148.6523 | 148.6523 | 148.6523 | 148.6523 | 148.6523 | 148.6523 | 148.6523 | 148.6523 | 148.6523 | 148.6523 | 148.6523 | 148.6523 | 148.6523 | 148.6523 | 148.6523 | 148.6523 | 148.6523 | 148.6523 | 148.6523 | 148.6523 | 148.6523 | 148.6523 | 148.6523 | 148.6523 | 148.6523 | 148.6523 | 148.6523 | 148.6523 | 148.6523 | 148.6523 | 148.6523 | 148.6523 | 148.6523 | 148.6523 | 148.6523 | 148.6523 | 148.6523 | 148.6523 | 148.6523 | 148.6523 | 148.6523 | 148.6523 | 148.6523 | 148.6523 | 148.6523 | 148.6523 | 148.6523 | 148.6523 | 148.6523 | 148.6523 | 148.6523 | 148.6523 | 148.6523 | 148.6523 | 148.6523 | 148.6523 | 148.6523 | 148.6523 | 148.6523 | 148.6523 | 148.6523 | 148.6523 | 148.6523 | 148.6523 | 148.6523 | 148.6523 | 148.6523 | 148.6523 | 148.6523 | 148.6523 | 148.6523 | 148.6523 | 148.6523 | 148.6523 | 148.6523 | 148.6523 | 148.6523 | 148.6523 | 148.6523 | 148.6523 | 148.6523 | 148.6523 | 148.6523 | 148.6523 | 148.6523 | 148.6523 | 148.6523 | 148.6523 | 148.6523 | 148.6523 | 148.6523 | 148.6523 | 148.6523 | 148.6523 | 148.6523 | 148.6523 | 148.6523 | 148.6523 | 148.6523 | 148.6523 | 148.6523 | 148.6523 | 148.6523 | 148.6523 | 148.6523 | 148.6523 | 148.6523 | 148.6523 | 148.6523 | 148.6523 | 148.6523 | 148.6523 | 148.6523 | 148.6523 | 148.6523 | 148.6523 | 148.6523 | 148.6523 | 148.6523 | 148.6523 | 148.6523 | 148.6523 | 148.6523 | 148.6523 | 148.6523 | 148.6523 | 148.6523 | 148.6523 | 148.6523 | 148.6523 | 148.6523 | 148.6523 | 148.6523 | 148.6523 | 148.6523 | 148.6523 | 148.6523 | 148.6523 | 148.6523 | 148.6523 | 148.6523 | 148.6523 | 148.6523 | 148.6523 | 148.6523 | 148.6523 | 148.6523 | 148.6523 | 148.6523 | 148.6523 | 148.6523 | 148.6523 | 148.6523 | 148.6523 | 148.6523 | 148.6523 | 148.6523 | 148.6523 | 148.6523 | 148.6523 | 148.6523 | 148.6523 | 148.6523 | 148.6523 | 148.6523 | 148.6523 | 148.6523 | 148.6523 | 148.6523 | 148.6523 | 148.6523 | 148.6523 | 148.6523 | 148.6523 | 148.6523 | 148.6523 | 148.6523 | 148.6523 | 148.6523 | 148.6523 | 148.6523 | 148.6523 | 148.6523 | 148.6523 | 148.6523 | 148.6523 | 148.6523 | 148.6523 | 148.6523 | 148.6523 | 148.6523 | 148.6523 | 148.6523 | 148.6523 | 148.6523 | 148.6523 | 148.6523 | 148.6523 | 148.6523 | 148.6523 | 148.6523 | 148.6523 | 148.6523 | 148.6523 | 148.6523 | 148.6523 | 148.6523 | 148.6523 | 148.6523 | 148.6523 | 148.6523 | 148.6523 | 148.6523 | 148.6523 | 148.6523 | 148.6523 | 148.6523 | 148.6523 | 148.6523 | 148.6523 | 148.6523 | 148.6523 | 148.6523 | 148.6523 | 148.6523 | 148.6523 | 148.6523 | 148.6523 | 148.6523 | 148.6523 | 148.6523 | 148.6523 | 148.6523 | 148.6523 | 148.6523 | 148.6523 | 148.6523 | 148.6523 | 148.6523 | 148.6523 | 148.6523 | 148.6523 | 148.6523 | 148.6523 | 148.6523 | 148.6523 | 148.6523 | 148.6523 | 148.6523 | 148.6523 | 148.6523 | 148.6523 | 148.6523 | 148.6523 | 148.6523 | 148.6523 | 148.6523 | 148.6523 | 148.6523 | 148.6523 | 148.6523 | 148.6523 | 148.6523 | 148.6523 | 148.6523 | 148.6523 | 148.6523 | 148.6523 | 148.6523 | 148.6523 | 148.6523 | 148.6523 | 148.6523 | 148.6523 | 148.6523 | 148.6523 | 148.6523 | 148.6523 | 148.6523 | 148.6523 | 148.6523 | 148.6523 | 148.6523 | 148.6523 | 148.6523 | 148.6523 | 148.6523 | 148.6523 | 148.6523 | 148.6523 | 148.6523 | 148.6523 | 148.6523 | 148.6523 | 148.6523 | 148.6523 | 148.6523 | 148.6523 | 148.6523 | 148.6523 | 148.6523 | 148.6523 | 148.6523 | 148.6523 | 148.6523 | 148.6523 | 148.6523 | 148.6523 | 148.6523 | 148.6523 | 148.6523 | 148.6523 | 148.6523 | 148.6523 | 148.6523 | 148.6523 | 148.6523 | 148.6523 | 148.6523 | 148.6523 | 148.6523 | 148.6523 | 148.6523 | 148.6523 | 148.6523 | 148.6523 | 148.6523 | 148.6523 | 148.6523 | 148.6523 | 148.6523 | 148.6523 | 148.6523 | 148.6523 | 148.6523 | 148.6523 | 148.6523 | 148.6523 | 148.6523 | 148.6523 | 148.6523 | 148.6523 | 148.6523 | 148.6523 | 148.6523 | 148.6523 | 148.6523 | 148.6523 | 148.6523 | 148.6523 | 148.6523 | 148.6523 | 148.6523 | 148.6523 | 148.6523 | 148.6523 | 148.6523 | 148.6523 | 148.6523 | 148.6523 | 148.6523 | 148.6523 | 148.6523 | 148.6523 | 148.6523 | 148.6523 | 148.6523 | 148.6523 | 148.6523 | 148.6523 | 148.6523 | 148.6523 | 148.6523 | 148.6523 | 148.6523 | 148.6523 | 148.6523 | 148.6523 | 148.6523 | 148.6523 | 148.6523 | 148.6523 | 148.6523 | 148.6523 | 148.6523 | 148.6523 | 148.6523 | 148.6523 | 148.6523 | 148.6523 | 148.6523 | 148.6523 | 148.6523 | 148.6523 | 148.6523 | 148.6523 | 148.6523 | 148.6523 | 148.6523 | 148.6523 | 148.6523 | 148.6523 | 148.6523 | 148.6523 | 148.6523 | 148.6523 | 148.6523 | 148.6523 | 148.6523 | 148.6523 | 148.6523 | 148.6523 | 148.6523 | 148.6523 | 148.6523 | 148.6523 | 148.6523 | 148.6523 | 148.6523 | 148.6523 | 148.6523 | 148.6523 | 148.6523 | 148.6523 | 148.6523 | 148.6523 | 148.6523 | 148.6523 | 148.6523 | 148.6523 | 148.6523 | 148.6523 | 148.6523 | 148.6523 | 148.6523 | 148.6523 | 148.6523 | 148.6523 | 148.6523 | 148.6523 | 148.6523 | 148.6523 | 148.6523 | 148.6523 | 148.6523 | 148.6523 | 148.6523 | 148.6523 | 148.6523 | 148.6523 | 148.6523 | 148.6523 | 148.6523 | 148.6523 | 148.6523 | 148.6523 | 148.6523 | 148.6523 | 148.6523 | 148.6523 | 148.6523 | 148.6523 | 148.6523 | 148.6523 | 148.6523 | 148.6523 | 148.6523 | 148.6523 | 148.6523 | 148.6523 | 148.6523 | 148.6523 | 148.6523 | 148.6523 | 148.6523 | 148.6523 | 148.6523 | 148.6523 | 148.6523 | 148.6523 | 148.6523 | 148.6523 | 148.6523 | 148.6523 | 148.6523 | 148.6523 | 148.6523 | 148.6523 | 148.6523 | 148.6523 | 148.6523 | 148.6523 | 148.6523 | 148.6523 | 148.6523 | 148.6523 | 148.6523 | 148.6523 | 148.6523 | 148.6523 | 148.6523 | 148.6523 | 148.6523 | 148.6523 | 148.6523 | 148.6523 | 148.6523 | 148.6523 | 148.6523 | 148.6523 | 148.6523 | 148.6523 | 148.6523 | 148.6523 | 148.6523 | 148.6523 | 148.6523 | 148.6523 | 148.6523 | 148.6523 | 148.6523 | 148.6523 | 148.6523 | 148.6523 | 148.6523 | 148.6523 | 148.6523 | 148.6523 | 148.6523 | 148.6523 | 148.6523 | 148.6523 | 148.6523 | 148.6523 | 148.6523 | 148.6523 | 148.6523 | 148.6523 | 148.6523 | 148.6523 | 148.6523 | 148.6523 | 148.6523 | 148.6523 | 148.6523 | 148.6523 | 148.6523 | 148.6523 | 148.6523 | 148.6523 | 148.6523 | 148.6523 | 148.6523 | 148.6523 | 148.6523 | 148.6523 | 148.6523 | 148.6523 | 148.6523 | 148.6523 | 148.6523 | 148.6523 | 148.6523 | 148.6523 | 148.6523 | 148.6523 | 148.6523 | 148.6523 | 148.6523 | 148.6523 | 148.6523 | 148.6523 | 148.6523 | 148.6523 | 148.6523 | 148.6523 | 148.6523 | 148.6523 | 148.6523 | 148.6523 | 148.6523 | 148.6523 | 148.6523 | 148.6523 | 148.6523 | 148.6523 | 148.6523 | 148.6523 | 148.6523 | 148.6523 | 148.6523 | 148.6523 | 148.6523 | 148.6523 | 148.6523 | 148.6523 | 148.6523 | 148.6523 | 148.6523 | 148.6523 | 148.6523 | 148.6523 | 148.6523 | 148.6523 | 148.6523 | 148.6523 | 148.6523 | 148.6523 | 148.6523 | 148.6523 | 148.6523 | 148.6523 | 148.6523 | 148.6523 | 148.6523 | 148.6523 | 148.6523 | 148.6523 | 148.6523 | 148.6523 | 148.6523 | 148.6523 | 148.6523 | 148.6523 | 148.6523 | 148.6523 | 148.6523 | 148.6523 | 148.6523 | 148.6523 | 148.6523 | 148.6523 | 148.6523 | 148.6523 | 148.6523 | 148.6523 | 148.6523 | 148.6523 | 148.6523 | 148.6523 | 148.6523 | 148.6523 | 148.6523 | 148.6523 | 148.6523 | 148.6523 | 148.6523 | 148.6523 | 148.6523 | 148.6523 | 148.6523 | 148.6523 | 148.6523 | 148.6523 | 148.6523 | 148.6523 | 148.6523 | 148.6523 | 148.6523 | 148.6523 | 148.6523 | 148.6523 | 148.6523 | 148.6523 | 148.6523 | 148.6523 | 148.6523 | 148.6523 | 148.6523 | 148.6523 | 148.6523 | 148.6523 | 148.6523 | 148.6523 | 148.6523 | 148.6523 | 148.6523 | 148.6523 | 148.6523 | 148.6523 | 148.6523 | 148.6523 | 148.6523 | 148.6523 | 148.6523 | 148.6523 | 148.6523 | 148.6523 | 148.6523 | 148.6523 | 148.6523 | 148.6523 | 148.6523 | 148.6523 | 148.6523 | 148.6523 | 148.6523 | 148.6523 | 148.6523 | 148.6523 | 148.6523 | 148.6523 | 148.6523 | 148.6523 | 148.6523 | 148.6523 | 148.6523 | 148.6523 | 148.6523 | 148.6523 | 148.6523 | 148.6523 | 148.6523 | 148.6523 | 148.6523 | 148.6523 | 148.6523 | 148.6523 | 148.6523 | 148.6523 | 148.6523 | 148.6523 | 148.6523 | 148.6523 | 148.6523 | 148.6523 | 148.6523 | 148.6523 | 148.6523 | 148.6523 | 148.6523 | 148.6523 | 148.6523 | 148.6523 | 148.6523 | 148.6523 | 148.6523 | 148.6523 | 148.6523 | 148.6523 | 148.6523 | 148.6523 | 148.6523 | 148.6523 | 148.6523 | 148.6523 | 148.6523 | 148.6523 | 148.6523 | 148.6523 | 148.6523 | 148.6523 | 148.6523 | 148.6523 | 148.6523 | 148.6523 | 148.6523 | 148.6523 | 148.6523 | 148.6523 | 148.6523 | 148.6523 | 148.6523 | 148.6523 | 148.6523 | 148.6523 | 148.6523 | 148.6523 | 148.6523 | 148.6523 | 148.6523 | 148.6523 | 148.6523 | 148.6523 | 148.6523 | 148.6523 | 148.6523 | 148.6523 | 148.6523 | 148.6523 | 148.6523 | 148.6523 | 148.6523 | 148.6523 | 148.6523 | 148.6523 | 148.6523 | 148.6523 | 148.6523 | 148.6523 | 148.6523 | 148.6523 | 148.6523 | 148.6523 | 148.6523 | 148.6523 | 148.6523 | 148.6523 | 148.6523 | 148.6523 | 148.6523 | 148.6523 | 148.6523 | 148.6523 | 148.6523 | 148.6523 | 148.6523 | 148.6523 | 148.6523 | 148.6523 | 148.6523 | 148.6523 | 148.6523 | 148.6523 | 148.6523 | 148.6523 | 148.6523 | 148.6523 | 148.6523 | 148.6523 | 148.6523 | 148.6523 | 148.6523 | 148.6523 | 148.6523 | 148.6523 | 148.6523 | 148.6523 | 148.6523 | 148.6523 | 148.6523 | 148.6523 | 148.6523 | 148.6523 | 148.6523 | 148.6523 | 148.6523 | 148.6523 | 148.6523 | 148.6523 | 148.6523 | 148.6523 | 148.6523 | 148.6523 | 148.6523 | 148.6523 | 148.6523 | 148.6523 | 148.6523 | 148.6523 | 148.6523 | 148.6523 | 148.6523 | 148.6523 | 148.6523 | 148.6523 | 148.6523 | 148.6523 | 148.6523 | 148.6523 | 148.6523 | 148.6523 | 148.6523 | 148.6523 | 148.6523 | 148.6523 | 148.6523 | 148.6523 | 148.6523 | 148.6523 | 148.6523 | 148.6523 | 148.6523 | 148.6523 | 148.6523 | 148.6523 | 148.6523 | 148.6523 | 148.6523 | 148.6523 | 148.6523 | 148.6523 | 148.6523 | 148.6523 | 148.6523 | 148.6523 | 148.6523 | 148.6523 | 148.6523 | 148.6523 | 148.6523 | 148.6523 | 148.6523 | 148.6523 | 148.6523 | 148.6523 | 148.6523 | 148.6523 | 148.6523 | 148.6523 | 148.6523 | 148.6523 | 148.6523 | 148.6523 | 148.6523 | 148.6523 | 148.6523 | 148.6523 | 148.6523 | 148.6523 | 148.6523 | 148.6523 | 148.6523 | 148.6523 | 148.6523 | 148.6523 | 148.6523 | 148.6523 | 148.6523 | 148.6523 | 148.6523 | 148.6523 | 148.6523 | 148.6523 | 148.6523 | 148.6523 | 148.6523 | 148.6523 | 148.6523 | 148.6523 | 148.6523 | 148.6523 | 148.6523 | 148.6523 | 148.6523 | 148.6523 | 148.6523 | 148.6523 | 148.6523 | 148.6523 | 148.6523 | 148.6523 | 148.6523 | 148.6523 | 148.6523 | 148.6523 | 148.6523 | 148.6523 | 148.6523 | 148.6523 | 148.6523 | 148.6523 | 148.6523 | 148.6523 | 148.6523 | 148.6523 | 148.6523 | 148.6523 | 148.6523 | 148.6523 | 148.6523 | 148.6523 | 148.6523 | 148.6523 | 148.6523 | 148.6523 | 148.6523 | 148.6523 | 148.6523 | 148.6523 | 148.6523 | 148.6523 | 148.6523 | 148.6523 | 148.6523 | 148.6523 | 148.6523 | 148.6523 | 148.6523 | 148.6523 | 148.6523 | 148.6523 | 148.6523 | 148.6523 | 148.6523 | 148.6523 | 148.6523 | 148.6523 | 148.6523 | 148.6523 | 148.6523 | 148.6523 | 148.6523 | 148.6523 | 148.6523 | 148.6523 | 148.6523 | 148.6523 | 148.6523 | 148.6523 | 148.6523 | 148.6523 | 148.6523 | 148.6523 | 148.6523 | 148.6523 | 148.6523 | 148.6523 | 148.6523 | 148.6523 | 148.6523 | 148.6523 | 148.6523 | 148.6523 | 148.6523 | 148.6523 | 148.6523 | 148.6523 | 148.6523 | 148.6523 | 148.6523 | 148.6523 | 148.6523 | 148.6523 | 148.6523 | 148.6523 | 148.6523 | 148.6523 | 148.6523 | 148.6523 | 148.6523 | 148.6523 | 148.6523 | 148.6523 | 148.6523 | 148.6523 | 148.6523 | 148.6523 | 148.6523 | 148.6523 | 148.6523 | 148.6523 | 148.6523 | 148.6523 | 148.6523 | 148.6523 | 148.6523 | 148.6523 | 148.6523 | 148.6523 | 148.6523 | 148.6523 | 148.6523 | 148.6523 | 148.6523 | 148.6523 | 148.6523 | 148.6523 | 148.6523 | 148.6523 | 148.6523 | 148.6523 | 148.6523 | 148.6523 | 148.6523 | 148.6523 | 148.6523 | 148.6523 | 148.6523 | 148.6523 | 148.6523 | 148.6523 | 148.6523 | 148.6523 | 148.6523 | 148.6523 | 148.6523 | 148.6523 | 148.6523 | 148.6523 | 148.6523 | 148.6523 | 148.6523 | 148.6523 | 148.6523 | 148.6523 | 148.6523 | 148.6523 | 148.6523 | 148.6523 | 148.6523 | 148.6523 | 148.6523 | 148.6523 | 148.6523 | 148.6523 | 148.6523 | 148.6523 | 148.6523 | 148.6523 | 148.6523 | 148.6523 | 148.6523 | 148.6523 | 148.6523 | 148.6523 | 148.6523 | 148.6523 | 148.6523 | 148.6523 | 148.6523 | 148.6523 | 148.6523 | 148.6523 | 148.6523 | 148.6523 | 148.6523 | 148.6523 | 148.6523 | 148.6523 | 148.6523 | 148.6523 | 148.6523 | 148.6523 | 148.6523 | 148.6523 | 148.6523 | 148.6523 | 148.6523 | 148.6523 | 148.6523 | 148.6523 | 148.6523 | 148.6523 | 148.6523 | 148.6523 | 148.6523 | 148.6523 | 148.6523 | 148.6523 | 148.6523 | 148.6523 | 148.6523 | 148.6523 | 148.6523 | 148.6523 | 148.6523 | 148.6523 | 148.6523 | 148.6523 | 148.6523 | 148.6523 | 148.6523 | 148.6523 | 148.6523 | 148.6523 | 148.6523 | 148.6523 | 148.6523 | 148.6523 | 148.6523 | 148.6523 | 148.6523 | 148.6523 | 148.6523 | 148.6523 | 148.6523 | 148.6523 | 148.6523 | 148.6523 | 148.6523 | 148.6523 | 148.6523 | 148.6523 | 148.6523 | 148.6523 | 148.6523 | 148.6523 | 148.6523 | 148.6523 | 148.6523 | 148.6523 | 148.6523 | 148.6523 | 148.6523 | 148.6523 | 148.6523 | 148.6523 | 148.6523 | 148.6523 | 148.6523 | 148.6523 | 148.6523 | 148.6523 | 148.6523 | 148.6523 | 148.6523 | 148.6523 | 148.6523 | 148.6523 | 148.6523 | 148.6523 | 148.6523 | 148.6523 | 148.6523 | 148.6523 | 148.6523 | 148.6523 | 148.6523 | 148.6523 | 148.6523 | 148.6523 | 148.6523 | 148.6523 | 148.6523 | 148.6523 | 148.6523 | 148.6523 | 148.6523 | 148.6523 | 148.6523 | 148.6523 | 148.6523 | 148.6523 | 148.6523 | 148.6523 | 148.6523 | 148.6523 | 148.6523 | 148.6523 | 148.6523 | 148.6523 | 148.6523 | 148.6523 | 148.6523 | 148.6523 | 148.6523 | 148.6523 | 148.6523 | 148.6523 | 148.6523 | 148.6523 | 148.6523 | 148.6523 | 148.6523 | 148.6523 | 148.6523 | 148.6523 | 148.6523 | 148.6523 | 148.6523 | 148.6523 | 148.6523 | 148.6523 | 148.6523 | 148.6523 | 148.6523 | 148.6523 | 148.6523 | 148.6523 | 148.6523 | 148.6523 | 148.6523 | 148.6523 | 148.6523 | 148.6523 | 148.6523 | 148.6523 | 148.6523 | 148.6523 | 148.6523 | 148.6523 | 148.6523 | 148.6523 | 148.6523 | 148.6523 | 148.6523 | 148.6523 | 148.6523 | 148.6523 | 148.6523 | 148.6523 | 148.6523 | 148.6523 | 148.6523 | 148.6523 | 148.6523 | 148.6523 | 148.6523 | 148.6523 | 148.6523 | 148.6523 | 148.6523 | 148.6523 | 148.6523 | 148.6523 | 148.6523 | 148.6523 | 148.6523 | 148.6523 | 148.6523 | 148.6523 | 148.6523 | 148.6523 | 148.6523 | 148.6523 | 148.6523 | 148.6523 | 148.6523 | 148.6523 | 148.6523 | 148.6523 | 148.6523 | 148.6523 | 148.6523 | 148.6523 | 148.6523 | 148.6523 | 148.6523 | 148.6523 | 148.6523 | 148.6523 | 148.6523 | 148.6523 | 148.6523 | 148.6523 | 148.6523 | 148.6523 | 148.6523 | 148.6523 | 148.6523 | 148.6523 | 148.6523 | 148.6523 | 148.6523 | 148.6523 | 148.6523 | 148.6523 | 148.6523 | 148.6523 | 148.6523 | 148.6523 | 148.6523 | 148.6523 | 148.6523 | 148.6523 | 148.6523 | 148.6523 | 148.6523 | 148.6523 | 148.6523 | 148.6523 | 148.6523 | 148.6523 | 148.6523 | 148.6523 | 148.6523 | 148.6523 | 148.6523 | 148.6523 | 148.6523 | 148.6523 | 148.6523 | 148.6523 | 148.6523 | 148.6523 | 148.6523 | 148.6523 | 148.6523 | 148.6523 | 148.6523 | 148.6523 | 148.6523 | 148.6523 | 148.6523 | 148.6523 | 148.6523 | 148.6523 | 148.6523 | 148.6523 | 148.6523 | 148.6523 | 148.6523 | 148.6523 | 148.6523 | 148.6523 | 148.6523 | 148.6523 | 148.6523 | 148.6523 | 148.6523 | 148.6523 | 148.6523 | 148.6523 | 148.6523 | 148.6523 | 148.6523 | 148.6523 | 148.6523 | 148.6523 | 148.6523 | 148.6523 | 148.6523 | 148.6523 | 148.6523 | 148.6523 | 148.6523 | 148.6523 | 148.6523 | 148.6523 | 148.6523 | 148.6523 | 148.6523 | 148.6523 | 148.6523 | 148.6523 | 148.6523 | 148.6523 | 148.6523 | 148.6523 | 148.6523 | 148.6523 | 148.6523 | 148.6523 | 148.6523 | 148.6523 | 148.6523 | 148.6523 | 148.6523 | 148.6523 | 148.6523 | 148.6523 | 148.6523 | 148.6523 | 148.6523 | 148.6523 | 148.6523 | 148.6523 | 148.6523 | 148.6523 | 148.6523 | 148.6523 | 148.6523 | 148.6523 | 148.6523 | 148.6523 | 148.6523 | 148.6523 | 148.6523 | 148.6523 | 148.6523 | 148.6523 | 148.6523 | 148.6523 | 148.6523 | 148.6523 | 148.6523 | 148.6523 | 148.6523 | 148.6523 | 148.6523 | 148.6523 | 148.6523 | 148.6523 | 148.6523 | 148.6523 | 148.6523 | 148.6523 | 148.6523 | 148.6523 | 148.6523 | 148.6523 | 148.6523 | 148.6523 | 148.6523 | 148.6523 | 148.6523 | 148.6523 | 148.6523 | 148.6523 | 148.6523 | 148.6523 | 148.6523 | 148.6523 | 148.6523 | 148.6523 | 148.6523 | 148.6523 | 148.6523 | 148.6523 | 148.6523 | 148.6523 | 148.6523 | 148.6523 | 148.6523 | 148.6523 | 148.6523 | 148.6523 | 148.6523 | 148.6523 | 148.6523 | 148.6523 | 148.6523 | 148.6523 | 148.6523 | 148.6523 | 148.6523 | 148.6523 | 148.6523 | 148.6523 | 148.6523 | 148.6523 | 148.6523 | 148.6523 | 148.6523 | 148.6523 | 148.6523 | 148.6523 | 148.6523 | 148.6523 | 148.6523 | 148.6523 | 148.6523 | 148.6523 | 148.6523 | 148.6523 | 148.6523 | 148.6523 | 148.6523 | 148.6523 | 148.6523 | 148.6523 | 148.6523 | 148.6523 | 148.6523 | 148.6523 | 148.6523 | 148.6523 | 148.6523 | 148.6523 | 148.6523 | 148.6523 | 148.6523 | 148.6523 | 148.6523 | 148.6523 | 148.6523 | 148.6523 | 148.6523 | 148.6523 | 148.6523 | 148.6523 | 148.6523 | 148.6523 | 148.6523 | 148.6523 | 148.6523 | 148.6523 | 148.6523 | 148.6523 | 148.6523 | 148.6523 | 148.6523 | 148.6523 | 148.6523 | 148.6523 | 148.6523 | 148.6523 | 148.6523 | 148.6523 | 148.6523 | 148.6523 | 148.6523 | 148.6523 | 148.6523 | 148.6523 | 148.6523 | 148.6523 | 148.6523 | 148.6523 | 148.6523 | 148.6523 | 148.6523 | 148.6523 | 148.6523 | 148.6523 | 148.6523 | 148.6523 | 148.6523 | 148.6523 | 148.6523 | 148.6523 | 148.6523 | 148.6523 | 148.6523 | 148.6523 | 148.6523 | 148.6523 | 148.6523 | 148.6523 | 148.6523 | 148.6523 | 148.6523 | 148.6523 | 148.6523 | 148.6523 | 148.6523 | 148.6523 | 148.6523 | 148.6523 | 148.6523 | 148.6523 | 148.6523 | 148.6523 | 148.6523 | 148.6523 | 148.6523 | 148.6523 | 148.6523 | 148.6523 | 148.6523 | 148.6523 | 148.6523 | 148.6523 | 148.6523 | 148.6523 | 148.6523 | 148.6523 | 148.6523 | 148.6523 | 148.6523 | 148.6523 | 148.6523 | 148.6523 | 148.6523 | 148.6523 | 148.6523 | 148.6523 | 148.6523 | 148.6523 | 148.6523 | 148.6523 | 148.6523 | 148.6523 | 148.6523 | 148.6523 | 148.6523 | 148.6523 | 148.6523 | 148.6523 | 148.6523 | 148.6523 | 148.6523 | 148.6523 | 148.6523 | 148.6523 | 148.6523 | 148.6523 | 148.6523 | 148.6523 | 148.6523 | 148.6523 | 148.6523 | 148.6523 | 148.6523 | 148.6523 | 148.6523 | 148.6523 | 148.6523 | 148.6523 | 148.6523 | 148.6523 | 148.6523 | 148.6523 | 148.6523 | 148.6523 | 148.6523 | 148.6523 | 148.6523 | 148.6523 | 148.6523 | 148.6523 | 148.6523 | 148.6523 | 148.6523 | 148.6523 | 148.6523 | 148.6523 | 148.6523 | 148.6523 | 148.6523 | 148.6523 | 148.6523 | 148.6523 | 148.6523 | 148.6523 | 148.6523 | 148.6523 | 148.6523 | 148.6523 | 148.6523 | 148.6523 | 148.6523 | 148.6523 | 148.6523 | 148.6523 | 148.6523 | 148.6523 | 148.6523 | 148.6523 | 148.6523 | 148.6523 | 148.6523 | 148.6523 | 148.6523 | 148.6523 | 148.6523 | 148.6523 | 148.6523 | 148.6523 | 148.6523 | 148.6523 | 148.6523 | 148.6523 | 148.6523 | 148.6523 | 148.6523 | 148.6523 | 148.6523 | 148.6523 | 148.6523 | 148.6523 | 148.6523 | 148.6523 | 148.6523 | 148.6523 | 148.6523 | 148.6523 | 148.6523 | 148.6523 | 148.6523 | 148.6523 | 148.6523 | 148.6523 | 148.6523 | 148.6523 | 148.6523 | 148.6523 | 148.6523 | 148.6523 | 148.6523 | 148.6523 | 148.6523 | 148.6523 | 148.6523 | 148.6523 | 148.6523 | 148.6523 | 148.6523 | 148.6523 | 148.6523 | 148.6523 | 148.6523 | 148.6523 | 148.6523 | 148.6523 | 148.6523 | 148.6523 | 148.6523 | 148.6523 | 148.6523 | 148.6523 | 148.6523 | 148.6523 | 148.6523 | 148.6523 | 148.6523 | 148.6523 | 148.6523 | 148.6523 | 148.6523 | 148.6523 | 148.6523 | 148.6523 | 148.6523 | 148.6523 | 148.6523 | 148.6523 | 148.6523 | 148.6523 | 148.6523 | 148.6523 | 148.6523 | 148.6523 | 148.6523 | 148.6523 | 148.6523 | 148.6523 | 148.6523 | 148.6523 | 148.6523 | 148.6523 | 148.6523 | 148.6523 | 148.6523 | 148.6523 | 148.6523 | 148.6523 | 148.6523 | 148.6523 | 148.6523 | 148.6523 | 148.6523 | 148.6523 | 148.6523 | 148.6523 | 148.6523 | 148.6523 | 148.6523 | 148.6523 | 148.6523 | 148.6523 | 148.6523 | 148.6523 | 148.6523 | 148.6523 | 148.6523 | 148.6523 | 148.6523 | 148.6523 | 148.6523 | 148.6523 | 148.6523 | 148.6523 | 148.6523 | 148.6523 | 148.6523 | 148.6523 | 148.6523 | 148.6523 | 148.6523 | 148.6523 | 148.6523 | 148.6523 | 148.6523 | 148.6523 | 148.6523 | 148.6523 | 148.6523 | 148.6523 | 148.6523 | 148.6523 | 148.6523 | 148.6523 | 148.6523 | 148.6523 | 148.6523 | 148.6523 | 148.6523 | 148.6523 | 148.6523 | 148.6523 | 148.6523 | 148.6523 | 148.6523 | 148.6523 | 148.6523 | 148.6523 | 148.6523 | 148.6523 | 148.6523 | 148.6523 | 148.6523 | 148.6523 | 148.6523 | 148.6523 | 148.6523 | 148.6523 | 148.6523 | 148.6523 | 148.6523 | 148.6523 | 148.6523 | 148.6523 | 148.6523 | 148.6523 | 148.6523 | 148.6523 | 148.6523 | 148.6523 | 148.6523 | 148.6523 | 148.6523 | 148.6523 | 148.6523 | 148.6523 | 148.6523 | 148.6523 | 148.6523 | 148.6523 | 148.6523 | 148.6523 | 148.6523 | 148.6523 | 148.6523 | 148.6523 | 148.6523 | 148.6523 | 148.6523 | 148.6523 | 148.6523 | 148.6523 | 148.6523 | 148.6523 | 148.6523 | 148.6523 | 148.6523 | 148.6523 | 148.6523 | 148.6523 | 148.6523 | 148.6523 | 148.6523 | 148.6523 | 148.6523 | 148.6523 | 148.6523 | 148.6523 | 148.6523 | 148.6523 | 148.6523 | 148.6523 | 148.6523 | 148.6523 | 148.6523 | 148.6523 | 148.6523 | 148.6523 | 148.6523 | 148.6523 | 148.6523 | 148.6523 | 148.6523 | 148.6523 | 148.6523 | 148.6523 | 148.6523 | 148.6523 | 148.6523 | 148.6523 | 148.6523 | 148.6523 | 148.6523 | 148.6523 | 148.6523 | 148.6523 | 148.6523 | 148.6523 | 148.6523 | 148.6523 | 148.6523 | 148.6523 | 148.6523 | 148.6523 | 148.6523 | 148.6523 | 148.6523 | 148.6523 | 148.6523 | 148.6523 | 148.6523 | 148.6523 | 148.6523 | 148.6523 | 148.6523 | 148.6523 | 148.6523 | 148.6523 | 148.6523 | 148.6523 | 148.6523 | 148.6523 | 148.6523 | 148.6523 | 148.6523 | 148.6523 | 148.6523 | 148.6523 | 148.6523 | 148.6523 | 148.6523 | 148.6523 | 148.6523 | 148.6523 | 148.6523 | 148.6523 | 148.6523 | 148.6523 | 148.6523 | 148.6523 | 148.6523 | 148.6523 | 148.6523 | 148.6523 | 148.6523 | 148.6523 | 148.6523 | 148.6523 | 148.6523 | 148.6523 | 148.6523 | 148.6523 | 148.6523 | 148.6523 | 148.6523 | 148.6523 | 148.6523 | 148.6523 | 148.6523 | 148.6523 | 148.6523 | 148.6523 | 148.6523 | 148.6523 | 148.6523 | 148.6523 | 148.6523 | 148.6523 | 148.6523 | 148.6523 | 148.6523 | 148.6523 | 148.6523 | 148.6523 | 148.6523 | 148.6523 | 148.6523 | 148.6523 | 148.6523 | 148.6523 | 148.6523 | 148.6523 | 148.6523 | 148.6523 | 148.6523 | 148.6523 | 148.6523 | 148.6523 | 148.6523 | 148.6523 | 148.6523 | 148.6523 | 148.6523 | 148.6523 | 148.6523 | 148.6523 | 148.6523 | 148.6523 | 148.6523 | 148.6523 | 148.6523 | 148.6523 | 148.6523 | 148.6523 | 148.6523 | 148.6523 | 148.6523 | 148.6523 | 148.6523 | 148.6523 | 148.6523 | 148.6523 | 148.6523 | 148.6523 | 148.6523 | 148.6523 | 148.6523 | 148.6523 | 148.6523 | 148.6523 | 148.6523 | 148.6523 | 148.6523 | 148.6523 | 148.6523 | 148.6523 | 148.6523 | 148.6523 | 148.6523 | 148.6523 | 148.6523 | 148.6523 | 148.6523 | 148.6523 | 148.6523 | 148.6523 | 148.6523 | 148.6523 | 148.6523 | 148.6523 | 148.6523 | 148.6523 | 148.6523 | 148.6523 | 148.6523 | 148.6523 | 148.6523 | 148.6523 | 148.6523 | 148.6523 | 148.6523 | 148.6523 | 148.6523 | 148.6523 | 148.6523 | 148.6523 | 148.6523 | 148.6523 | 148.6523 | 148.6523 | 148.6523 | 148.6523 | 148.6523 | 148.6523 | 148.6523 | 148.6523 | 148.6523 | 148.6523 | 148.6523 | 148.6523 | 148.6523 | 148.6523 | 148.6523 | 148.6523 | 148.6523 | 148.6523 | 148.6523 | 148.6523 | 148.6523 | 148.6523 | 148.6523 | 148.6523 | 148.6523 | 148.6523 | 148.6523 | 148.6523 | 148.6523 | 148.6523 | 148.6523 | 148.6523 | 148.6523 | 148.6523 | 148.6523 | 148.6523 | 148.6523 | 148.6523 | 148.6523 | 148.6523 | 148.6523 | 148.6523 | 148.6523 | 148.6523 | 148.6523 | 148.6523 | 148.6523 | 148.6523 | 148.6523 | 148.6523 | 148.6523 | 148.6523 | 148.6523 | 148.6523 | 148.6523 | 148.6523 | 148.6523 | 148.6523 | 148.6523 | 148.6523 | 148.6523 | 148.6523 | 148.6523 | 148.6523 | 148.6523 | 148.6523 | 148.6523 | 148.6523 | 148.6523 | 148.6523 | 148.6523 | 148.6523 | 148.6523 | 148.6523 | 148.6523 | 148.6523 | 148.6523 | 148.6523 | 148.6523 | 148.6523 | 148.6523 | 148.6523 | 148.6523 | 148.6523 | 148.6523 | 148.6523 | 148.6523 | 148.6523 | 148.6523 | 148.6523 | 148.6523 | 148.6523 | 148.6523 | 148.6523 | 148.6523 | 148.6523 | 148.6523 | 148.6523 | 148.6523 | 148.6523 | 148.6523 | 148.6523 | 148.6523 | 148.6523 | 148.6523 | 148.6523 | 148.6523 | 148.6523 | 148.6523 | 148.6523 | 148.6523 | 148.6523 | 148.6523 | 148.6523 | 148.6523 | 148.6523 | 148.6523 | 148.6523 | 148.6523 | 148.6523 | 148.6523 | 148.6523 | 148.6523 | 148.6523 | 148.6523 | 148.6523 | 148.6523 | 148.6523 | 148.6523 | 148.6523 | 148.6523 | 148.6523 | 148.6523 | 148.6523 | 148.6523 | 148.6523 | 148.6523 | 148.6523 | 148.6523 | 148.6523 | 148.6523 | 148.6523 | 148.6523 | 148.6523 | 148.6523 | 148.6523 | 148.6523 | 148.6523 | 148.6523 | 148.6523 | 148.6523 | 148.6523 | 148.6523 | 148.6523 | 148.6523 | 148.6523 | 148.6523 | 148.6523 | 148.6523 | 148.6523 | 148.6523 | 148.6523 | 148.6523
Number of infected individuals | N_inf | constant | 1 |  | - | Number of infected people in the space | N_inf | [9999 empty] | 1 | bar: 1 to 9999
Total number of occupants | N | constant | 32 |  | - | Total number of occupants in the space | N | 32 | 32 | 32 | 32 | 32 | 32 | 32 | 32 | 32 | 32 | 32 | 32 | 32 | 32 | 32 | 32 | 32 | 32 | 32 | 32 | 32 | 32 | 32 | 32 | 32 | 32 | 32 | 32 | 32 | 32 | 32 | 32 | 32 | 32 | 32 | 32 | 32 | 32 | 32 | 32 | 32 | 32 | 32 | 32 | 32 | 32 | 32 | 32 | 32 | 32 | 32 | 32 | 32 | 32 | 32 | 32 | 32 | 32 | 32 | 32 | 32 | 32 | 32 | 32 | 32 | 32 | 32 | 32 | 32 | 32 | 32 | 32 | 32 | 32 | 32 | 32 | 32 | 32 | 32 | 32 | 32 | 32 | 32 | 32 | 32 | 32 | 32 | 32 | 32 | 32 | 32 | 32 | 32 | 32 | 32 | 32 | 32 | 32 | 32 | 32 | 32 | 32 | 32 | 32 | 32 | 32 | 32 | 32 | 32 | 32 | 32 | 32 | 32 | 32 | 32 | 32 | 32 | 32 | 32 | 32 | 32 | 32 | 32 | 32 | 32 | 32 | 32 | 32 | 32 | 32 | 32 | 32 | 32 | 32 | 32 | 32 | 32 | 32 | 32 | 32 | 32 | 32 | 32 | 32 | 32 | 32 | 32 | 32 | 32 | 32 | 32 | 32 | 32 | 32 | 32 | 32 | 32 | 32 | 32 | 32 | 32 | 32 | 32 | 32 | 32 | 32 | 32 | 32 | 32 | 32 | 32 | 32 | 32 | 32 | 32 | 32 | 32 | 32 | 32 | 32 | 32 | 32 | 32 | 32 | 32 | 32 | 32 | 32 | 32 | 32 | 32 | 32 | 32 | 32 | 32 | 32 | 32 | 32 | 32 | 32 | 32 | 32 | 32 | 32 | 32 | 32 | 32 | 32 | 32 | 32 | 32 | 32 | 32 | 32 | 32 | 32 | 32 | 32 | 32 | 32 | 32 | 32 | 32 | 32 | 32 | 32 | 32 | 32 | 32 | 32 | 32 | 32 | 32 | 32 | 32 | 32 | 32 | 32 | 32 | 32 | 32 | 32 | 32 | 32 | 32 | 32 | 32 | 32 | 32 | 32 | 32 | 32 | 32 | 32 | 32 | 32 | 32 | 32 | 32 | 32 | 32 | 32 | 32 | 32 | 32 | 32 | 32 | 32 | 32 | 32 | 32 | 32 | 32 | 32 | 32 | 32 | 32 | 32 | 32 | 32 | 32 | 32 | 32 | 32 | 32 | 32 | 32 | 32 | 32 | 32 | 32 | 32 | 32 | 32 | 32 | 32 | 32 | 32 | 32 | 32 | 32 | 32 | 32 | 32 | 32 | 32 | 32 | 32 | 32 | 32 | 32 | 32 | 32 | 32 | 32 | 32 | 32 | 32 | 32 | 32 | 32 | 32 | 32 | 32 | 32 | 32 | 32 | 32 | 32 | 32 | 32 | 32 | 32 | 32 | 32 | 32 | 32 | 32 | 32 | 32 | 32 | 32 | 32 | 32 | 32 | 32 | 32 | 32 | 32 | 32 | 32 | 32 | 32 | 32 | 32 | 32 | 32 | 32 | 32 | 32 | 32 | 32 | 32 | 32 | 32 | 32 | 32 | 32 | 32 | 32 | 32 | 32 | 32 | 32 | 32 | 32 | 32 | 32 | 32 | 32 | 32 | 32 | 32 | 32 | 32 | 32 | 32 | 32 | 32 | 32 | 32 | 32 | 32 | 32 | 32 | 32 | 32 | 32 | 32 | 32 | 32 | 32 | 32 | 32 | 32 | 32 | 32 | 32 | 32 | 32 | 32 | 32 | 32 | 32 | 32 | 32 | 32 | 32 | 32 | 32 | 32 | 32 | 32 | 32 | 32 | 32 | 32 | 32 | 32 | 32 | 32 | 32 | 32 | 32 | 32 | 32 | 32 | 32 | 32 | 32 | 32 | 32 | 32 | 32 | 32 | 32 | 32 | 32 | 32 | 32 | 32 | 32 | 32 | 32 | 32 | 32 | 32 | 32 | 32 | 32 | 32 | 32 | 32 | 32 | 32 | 32 | 32 | 32 | 32 | 32 | 32 | 32 | 32 | 32 | 32 | 32 | 32 | 32 | 32 | 32 | 32 | 32 | 32 | 32 | 32 | 32 | 32 | 32 | 32 | 32 | 32 | 32 | 32 | 32 | 32 | 32 | 32 | 32 | 32 | 32 | 32 | 32 | 32 | 32 | 32 | 32 | 32 | 32 | 32 | 32 | 32 | 32 | 32 | 32 | 32 | 32 | 32 | 32 | 32 | 32 | 32 | 32 | 32 | 32 | 32 | 32 | 32 | 32 | 32 | 32 | 32 | 32 | 32 | 32 | 32 | 32 | 32 | 32 | 32 | 32 | 32 | 32 | 32 | 32 | 32 | 32 | 32 | 32 | 32 | 32 | 32 | 32 | 32 | 32 | 32 | 32 | 32 | 32 | 32 | 32 | 32 | 32 | 32 | 32 | 32 | 32 | 32 | 32 | 32 | 32 | 32 | 32 | 32 | 32 | 32 | 32 | 32 | 32 | 32 | 32 | 32 | 32 | 32 | 32 | 32 | 32 | 32 | 32 | 32 | 32 | 32 | 32 | 32 | 32 | 32 | 32 | 32 | 32 | 32 | 32 | 32 | 32 | 32 | 32 | 32 | 32 | 32 | 32 | 32 | 32 | 32 | 32 | 32 | 32 | 32 | 32 | 32 | 32 | 32 | 32 | 32 | 32 | 32 | 32 | 32 | 32 | 32 | 32 | 32 | 32 | 32 | 32 | 32 | 32 | 32 | 32 | 32 | 32 | 32 | 32 | 32 | 32 | 32 | 32 | 32 | 32 | 32 | 32 | 32 | 32 | 32 | 32 | 32 | 32 | 32 | 32 | 32 | 32 | 32 | 32 | 32 | 32 | 32 | 32 | 32 | 32 | 32 | 32 | 32 | 32 | 32 | 32 | 32 | 32 | 32 | 32 | 32 | 32 | 32 | 32 | 32 | 32 | 32 | 32 | 32 | 32 | 32 | 32 | 32 | 32 | 32 | 32 | 32 | 32 | 32 | 32 | 32 | 32 | 32 | 32 | 32 | 32 | 32 | 32 | 32 | 32 | 32 | 32 | 32 | 32 | 32 | 32 | 32 | 32 | 32 | 32 | 32 | 32 | 32 | 32 | 32 | 32 | 32 | 32 | 32 | 32 | 32 | 32 | 32 | 32 | 32 | 32 | 32 | 32 | 32 | 32 | 32 | 32 | 32 | 32 | 32 | 32 | 32 | 32 | 32 | 32 | 32 | 32 | 32 | 32 | 32 | 32 | 32 | 32 | 32 | 32 | 32 | 32 | 32 | 32 | 32 | 32 | 32 | 32 | 32 | 32 | 32 | 32 | 32 | 32 | 32 | 32 | 32 | 32 | 32 | 32 | 32 | 32 | 32 | 32 | 32 | 32 | 32 | 32 | 32 | 32 | 32 | 32 | 32 | 32 | 32 | 32 | 32 | 32 | 32 | 32 | 32 | 32 | 32 | 32 | 32 | 32 | 32 | 32 | 32 | 32 | 32 | 32 | 32 | 32 | 32 | 32 | 32 | 32 | 32 | 32 | 32 | 32 | 32 | 32 | 32 | 32 | 32 | 32 | 32 | 32 | 32 | 32 | 32 | 32 | 32 | 32 | 32 | 32 | 32 | 32 | 32 | 32 | 32 | 32 | 32 | 32 | 32 | 32 | 32 | 32 | 32 | 32 | 32 | 32 | 32 | 32 | 32 | 32 | 32 | 32 | 32 | 32 | 32 | 32 | 32 | 32 | 32 | 32 | 32 | 32 | 32 | 32 | 32 | 32 | 32 | 32 | 32 | 32 | 32 | 32 | 32 | 32 | 32 | 32 | 32 | 32 | 32 | 32 | 32 | 32 | 32 | 32 | 32 | 32 | 32 | 32 | 32 | 32 | 32 | 32 | 32 | 32 | 32 | 32 | 32 | 32 | 32 | 32 | 32 | 32 | 32 | 32 | 32 | 32 | 32 | 32 | 32 | 32 | 32 | 32 | 32 | 32 | 32 | 32 | 32 | 32 | 32 | 32 | 32 | 32 | 32 | 32 | 32 | 32 | 32 | 32 | 32 | 32 | 32 | 32 | 32 | 32 | 32 | 32 | 32 | 32 | 32 | 32 | 32 | 32 | 32 | 32 | 32 | 32 | 32 | 32 | 32 | 32 | 32 | 32 | 32 | 32 | 32 | 32 | 32 | 32 | 32 | 32 | 32 | 32 | 32 | 32 | 32 | 32 | 32 | 32 | 32 | 32 | 32 | 32 | 32 | 32 | 32 | 32 | 32 | 32 | 32 | 32 | 32 | 32 | 32 | 32 | 32 | 32 | 32 | 32 | 32 | 32 | 32 | 32 | 32 | 32 | 32 | 32 | 32 | 32 | 32 | 32 | 32 | 32 | 32 | 32 | 32 | 32 | 32 | 32 | 32 | 32 | 32 | 32 | 32 | 32 | 32 | 32 | 32 | 32 | 32 | 32 | 32 | 32 | 32 | 32 | 32 | 32 | 32 | 32 | 32 | 32 | 32 | 32 | 32 | 32 | 32 | 32 | 32 | 32 | 32 | 32 | 32 | 32 | 32 | 32 | 32 | 32 | 32 | 32 | 32 | 32 | 32 | 32 | 32 | 32 | 32 | 32 | 32 | 32 | 32 | 32 | 32 | 32 | 32 | 32 | 32 | 32 | 32 | 32 | 32 | 32 | 32 | 32 | 32 | 32 | 32 | 32 | 32 | 32 | 32 | 32 | 32 | 32 | 32 | 32 | 32 | 32 | 32 | 32 | 32 | 32 | 32 | 32 | 32 | 32 | 32 | 32 | 32 | 32 | 32 | 32 | 32 | 32 | 32 | 32 | 32 | 32 | 32 | 32 | 32 | 32 | 32 | 32 | 32 | 32 | 32 | 32 | 32 | 32 | 32 | 32 | 32 | 32 | 32 | 32 | 32 | 32 | 32 | 32 | 32 | 32 | 32 | 32 | 32 | 32 | 32 | 32 | 32 | 32 | 32 | 32 | 32 | 32 | 32 | 32 | 32 | 32 | 32 | 32 | 32 | 32 | 32 | 32 | 32 | 32 | 32 | 32 | 32 | 32 | 32 | 32 | 32 | 32 | 32 | 32 | 32 | 32 | 32 | 32 | 32 | 32 | 32 | 32 | 32 | 32 | 32 | 32 | 32 | 32 | 32 | 32 | 32 | 32 | 32 | 32 | 32 | 32 | 32 | 32 | 32 | 32 | 32 | 32 | 32 | 32 | 32 | 32 | 32 | 32 | 32 | 32 | 32 | 32 | 32 | 32 | 32 | 32 | 32 | 32 | 32 | 32 | 32 | 32 | 32 | 32 | 32 | 32 | 32 | 32 | 32 | 32 | 32 | 32 | 32 | 32 | 32 | 32 | 32 | 32 | 32 | 32 | 32 | 32 | 32 | 32 | 32 | 32 | 32 | 32 | 32 | 32 | 32 | 32 | 32 | 32 | 32 | 32 | 32 | 32 | 32 | 32 | 32 | 32 | 32 | 32 | 32 | 32 | 32 | 32 | 32 | 32 | 32 | 32 | 32 | 32 | 32 | 32 | 32 | 32 | 32 | 32 | 32 | 32 | 32 | 32 | 32 | 32 | 32 | 32 | 32 | 32 | 32 | 32 | 32 | 32 | 32 | 32 | 32 | 32 | 32 | 32 | 32 | 32 | 32 | 32 | 32 | 32 | 32 | 32 | 32 | 32 | 32 | 32 | 32 | 32 | 32 | 32 | 32 | 32 | 32 | 32 | 32 | 32 | 32 | 32 | 32 | 32 | 32 | 32 | 32 | 32 | 32 | 32 | 32 | 32 | 32 | 32 | 32 | 32 | 32 | 32 | 32 | 32 | 32 | 32 | 32 | 32 | 32 | 32 | 32 | 32 | 32 | 32 | 32 | 32 | 32 | 32 | 32 | 32 | 32 | 32 | 32 | 32 | 32 | 32 | 32 | 32 | 32 | 32 | 32 | 32 | 32 | 32 | 32 | 32 | 32 | 32 | 32 | 32 | 32 | 32 | 32 | 32 | 32 | 32 | 32 | 32 | 32 | 32 | 32 | 32 | 32 | 32 | 32 | 32 | 32 | 32 | 32 | 32 | 32 | 32 | 32 | 32 | 32 | 32 | 32 | 32 | 32 | 32 | 32 | 32 | 32 | 32 | 32 | 32 | 32 | 32 | 32 | 32 | 32 | 32 | 32 | 32 | 32 | 32 | 32 | 32 | 32 | 32 | 32 | 32 | 32 | 32 | 32 | 32 | 32 | 32 | 32 | 32 | 32 | 32 | 32 | 32 | 32 | 32 | 32 | 32 | 32 | 32 | 32 | 32 | 32 | 32 | 32 | 32 | 32 | 32 | 32 | 32 | 32 | 32 | 32 | 32 | 32 | 32 | 32 | 32 | 32 | 32 | 32 | 32 | 32 | 32 | 32 | 32 | 32 | 32 | 32 | 32 | 32 | 32 | 32 | 32 | 32 | 32 | 32 | 32 | 32 | 32 | 32 | 32 | 32 | 32 | 32 | 32 | 32 | 32 | 32 | 32 | 32 | 32 | 32 | 32 | 32 | 32 | 32 | 32 | 32 | 32 | 32 | 32 | 32 | 32 | 32 | 32 | 32 | 32 | 32 | 32 | 32 | 32 | 32 | 32 | 32 | 32 | 32 | 32 | 32 | 32 | 32 | 32 | 32 | 32 | 32 | 32 | 32 | 32 | 32 | 32 | 32 | 32 | 32 | 32 | 32 | 32 | 32 | 32 | 32 | 32 | 32 | 32 | 32 | 32 | 32 | 32 | 32 | 32 | 32 | 32 | 32 | 32 | 32 | 32 | 32 | 32 | 32 | 32 | 32 | 32 | 32 | 32 | 32 | 32 | 32 | 32 | 32 | 32 | 32 | 32 | 32 | 32 | 32 | 32 | 32 | 32 | 32 | 32 | 32 | 32 | 32 | 32 | 32 | 32 | 32 | 32 | 32 | 32 | 32 | 32 | 32 | 32 | 32 | 32 | 32 | 32 | 32 | 32 | 32 | 32 | 32 | 32 | 32 | 32 | 32 | 32 | 32 | 32 | 32 | 32 | 32 | 32 | 32 | 32 | 32 | 32 | 32 | 32 | 32 | 32 | 32 | 32 | 32 | 32 | 32 | 32 | 32 | 32 | 32 | 32 | 32 | 32 | 32 | 32 | 32 | 32 | 32 | 32 | 32 | 32 | 32 | 32 | 32 | 32 | 32 | 32 | 32 | 32 | 32 | 32 | 32 | 32 | 32 | 32 | 32 | 32 | 32 | 32 | 32 | 32 | 32 | 32 | 32 | 32 | 32 | 32 | 32 | 32 | 32 | 32 | 32 | 32 | 32 | 32 | 32 | 32 | 32 | 32 | 32 | 32 | 32 | 32 | 32 | 32 | 32 | 32 | 32 | 32 | 32 | 32 | 32 | 32 | 32 | 32 | 32 | 32 | 32 | 32 | 32 | 32 | 32 | 32 | 32 | 32 | 32 | 32 | 32 | 32 | 32 | 32 | 32 | 32 | 32 | 32 | 32 | 32 | 32 | 32 | 32 | 32 | 32 | 32 | 32 | 32 | 32 | 32 | 32 | 32 | 32 | 32 | 32 | 32 | 32 | 32 | 32 | 32 | 32 | 32 | 32 | 32 | 32 | 32 | 32 | 32 | 32 | 32 | 32 | 32 | 32 | 32 | 32 | 32 | 32 | 32 | 32 | 32 | 32 | 32 | 32 | 32 | 32 | 32 | 32 | 32 | 32 | 32 | 32 | 32 | 32 | 32 | 32 | 32 | 32 | 32 | 32 | 32 | 32 | 32 | 32 | 32 | 32 | 32 | 32 | 32 | 32 | 32 | 32 | 32 | 32 | 32 | 32 | 32 | 32 | 32 | 32 | 32 | 32 | 32 | 32 | 32 | 32 | 32 | 32 | 32 | 32 | 32 | 32 | 32 | 32 | 32 | 32 | 32 | 32 | 32 | 32 | 32 | 32 | 32 | 32 | 32 | 32 | 32 | 32 | 32 | 32 | 32 | 32 | 32 | 32 | 32 | 32 | 32 | 32 | 32 | 32 | 32 | 32 | 32 | 32 | 32 | 32 | 32 | 32 | 32 | 32 | 32 | 32 | 32 | 32 | 32 | 32 | 32 | 32 | 32 | 32 | 32 | 32 | 32 | 32 | 32 | 32 | 32 | 32 | 32 | 32 | 32 | 32 | 32 | 32 | 32 | 32 | 32 | 32 | 32 | 32 | 32 | 32 | 32 | 32 | 32 | 32 | 32 | 32 | 32 | 32 | 32 | 32 | 32 | 32 | 32 | 32 | 32 | 32 | 32 | 32 | 32 | 32 | 32 | 32 | 32 | 32 | 32 | 32 | 32 | 32 | 32 | 32 | 32 | 32 | 32 | 32 | 32 | 32 | 32 | 32 | 32 | 32 | 32 | 32 | 32 | 32 | 32 | 32 | 32 | 32 | 32 | 32 | 32 | 32 | 32 | 32 | 32 | 32 | 32 | 32 | 32 | 32 | 32 | 32 | 32 | 32 | 32 | 32 | 32 | 32 | 32 | 32 | 32 | 32 | 32 | 32 | 32 | 32 | 32 | 32 | 32 | 32 | 32 | 32 | 32 | 32 | 32 | 32 | 32 | 32 | 32 | 32 | 32 | 32 | 32 | 32 | 32 | 32 | 32 | 32 | 32 | 32 | 32 | 32 | 32 | 32 | 32 | 32 | 32 | 32 | 32 | 32 | 32 | 32 | 32 | 32 | 32 | 32 | 32 | 32 | 32 | 32 | 32 | 32 | 32 | 32 | 32 | 32 | 32 | 32 | 32 | 32 | 32 | 32 | 32 | 32 | 32 | 32 | 32 | 32 | 32 | 32 | 32 | 32 | 32 | 32 | 32 | 32 | 32 | 32 | 32 | 32 | 32 | 32 | 32 | 32 | 32 | 32 | 32 | 32 | 32 | 32 | 32 | 32 | 32 | 32 | 32 | 32 | 32 | 32 | 32 | 32 | 32 | 32 | 32 | 32 | 32 | 32 | 32 | 32 | 32 | 32 | 32 | 32 | 32 | 32 | 32 | 32 | 32 | 32 | 32 | 32 | 32 | 32 | 32 | 32 | 32 | 32 | 32 | 32 | 32 | 32 | 32 | 32 | 32 | 32 | 32 | 32 | 32 | 32 | 32 | 32 | 32 | 32 | 32 | 32 | 32 | 32 | 32 | 32 | 32 | 32 | 32 | 32 | 32 | 32 | 32 | 32 | 32 | 32 | 32 | 32 | 32 | 32 | 32 | 32 | 32 | 32 | 32 | 32 | 32 | 32 | 32 | 32 | 32 | 32 | 32 | 32 | 32 | 32 | 32 | 32 | 32 | 32 | 32 | 32 | 32 | 32 | 32 | 32 | 32 | 32 | 32 | 32 | 32 | 32 | 32 | 32 | 32 | 32 | 32 | 32 | 32 | 32 | 32 | 32 | 32 | 32 | 32 | 32 | 32 | 32 | 32 | 32 | 32 | 32 | 32 | 32 | 32 | 32 | 32 | 32 | 32 | 32 | 32 | 32 | 32 | 32 | 32 | 32 | 32 | 32 | 32 | 32 | 32 | 32 | 32 | 32 | 32 | 32 | 32 | 32 | 32 | 32 | 32 | 32 | 32 | 32 | 32 | 32 | 32 | 32 | 32 | 32 | 32 | 32 | 32 | 32 | 32 | 32 | 32 | 32 | 32 | 32 | 32 | 32 | 32 | 32 | 32 | 32 | 32 | 32 | 32 | 32 | 32 | 32 | 32 | 32 | 32 | 32 | 32 | 32 | 32 | 32 | 32 | 32 | 32 | 32 | 32 | 32 | 32 | 32 | 32 | 32 | 32 | 32 | 32 | 32 | 32 | 32 | 32 | 32 | 32 | 32 | 32 | 32 | 32 | 32 | 32 | 32 | 32 | 32 | 32 | 32 | 32 | 32 | 32 | 32 | 32 | 32 | 32 | 32 | 32 | 32 | 32 | 32 | 32 | 32 | 32 | 32 | 32 | 32 | 32 | 32 | 32 | 32 | 32 | 32 | 32 | 32 | 32 | 32 | 32 | 32 | 32 | 32 | 32 | 32 | 32 | 32 | 32 | 32 | 32 | 32 | 32 | 32 | 32 | 32 | 32 | 32 | 32 | 32 | 32 | 32 | 32 | 32 | 32 | 32 | 32 | 32 | 32 | 32 | 32 | 32 | 32 | 32 | 32 | 32 | 32 | 32 | 32 | 32 | 32 | 32 | 32 | 32 | 32 | 32 | 32 | 32 | 32 | 32 | 32 | 32 | 32 | 32 | 32 | 32 | 32 | 32 | 32 | 32 | 32 | 32 | 32 | 32 | 32 | 32 | 32 | 32 | 32 | 32 | 32 | 32 | 32 | 32 | 32 | 32 | 32 | 32 | 32 | 32 | 32 | 32 | 32 | 32 | 32 | 32 | 32 | 32 | 32 | 32 | 32 | 32 | 32 | 32 | 32 | 32 | 32 | 32 | 32 | 32 | 32 | 32 | 32 | 32 | 32 | 32 | 32 | 32 | 32 | 32 | 32 | 32 | 32 | 32 | 32 | 32 | 32 | 32 | 32 | 32 | 32 | 32 | 32 | 32 | 32 | 32 | 32 | 32 | 32 | 32 | 32 | 32 | 32 | 32 | 32 | 32 | 32 | 32 | 32 | 32 | 32 | 32 | 32 | 32 | 32 | 32 | 32 | 32 | 32 | 32 | 32 | 32 | 32 | 32 | 32 | 32 | 32 | 32 | 32 | 32 | 32 | 32 | 32 | 32 | 32 | 32 | 32 | 32 | 32 | 32 | 32 | 32 | 32 | 32 | 32 | 32 | 32 | 32 | 32 | 32 | 32 | 32 | 32 | 32 | 32 | 32 | 32 | 32 | 32 | 32 | 32 | 32 | 32 | 32 | 32 | 32 | 32 | 32 | 32 | 32 | 32 | 32 | 32 | 32 | 32 | 32 | 32 | 32 | 32 | 32 | 32 | 32 | 32 | 32 | 32 | 32 | 32 | 32 | 32 | 32 | 32 | 32 | 32 | 32 | 32 | 32 | 32 | 32 | 32 | 32 | 32 | 32 | 32 | 32 | 32 | 32 | 32 | 32 | 32 | 32 | 32 | 32 | 32 | 32 | 32 | 32 | 32 | 32 | 32 | 32 | 32 | 32 | 32 | 32 | 32 | 32 | 32 | 32 | 32 | 32 | 32 | 32 | 32 | 32 | 32 | 32 | 32 | 32 | 32 | 32 | 32 | 32 | 32 | 32 | 32 | 32 | 32 | 32 | 32 | 32 | 32 | 32 | 32 | 32 | 32 | 32 | 32 | 32 | 32 | 32 | 32 | 32 | 32 | 32 | 32 | 32 | 32 | 32 | 32 | 32 | 32 | 32 | 32 | 32 | 32 | 32 | 32 | 32 | 32 | 32 | 32 | 32 | 32 | 32 | 32 | 32 | 32 | 32 | 32 | 32 | 32 | 32 | 32 | 32 | 32 | 32 | 32 | 32 | 32 | 32 | 32 | 32 | 32 | 32 | 32 | 32 | 32 | 32 | 32 | 32 | 32 | 32 | 32 | 32 | 32 | 32 | 32 | 32 | 32 | 32 | 32 | 32 | 32 | 32 | 32 | 32 | 32 | 32 | 32 | 32 | 32 | 32 | 32 | 32 | 32 | 32 | 32 | 32 | 32 | 32 | 32 | 32 | 32 | 32 | 32 | 32 | 32 | 32 | 32 | 32 | 32 | 32 | 32 | 32 | 32 | 32 | 32 | 32 | 32 | 32 | 32 | 32 | 32 | 32 | 32 | 32 | 32 | 32 | 32 | 32 | 32 | 32 | 32 | 32 | 32 | 32 | 32 | 32 | 32 | 32 | 32 | 32 | 32 | 32 | 32 | 32 | 32 | 32 | 32 | 32 | 32 | 32 | 32 | 32 | 32 | 32 | 32 | 32 | 32 | 32 | 32 | 32 | 32 | 32 | 32 | 32 | 32 | 32 | 32 | 32 | 32 | 32 | 32 | 32 | 32 | 32 | 32 | 32 | 32 | 32 | 32 | 32 | 32 | 32 | 32 | 32 | 32 | 32 | 32 | 32 | 32 | 32 | 32 | 32 | 32 | 32 | 32 | 32 | 32 | 32 | 32 | 32 | 32 | 32 | 32 | 32 | 32 | 32 | 32 | 32 | 32 | 32 | 32 | 32 | 32 | 32 | 32 | 32 | 32 | 32 | 32 | 32 | 32 | 32 | 32 | 32 | 32 | 32 | 32 | 32 | 32 | 32 | 32 | 32 | 32 | 32 | 32 | 32 | 32 | 32 | 32 | 32 | 32 | 32 | 32 | 32 | 32 | 32 | 32 | 32 | 32 | 32 | 32 | 32 | 32 | 32 | 32 | 32 | 32 | 32 | 32 | 32 | 32 | 32 | 32 | 32 | 32 | 32 | 32 | 32 | 32 | 32 | 32 | 32 | 32 | 32 | 32 | 32 | 32 | 32 | 32 | 32 | 32 | 32 | 32 | 32 | 32 | 32 | 32 | 32 | 32 | 32 | 32 | 32 | 32 | 32 | 32 | 32 | 32 | 32 | 32 | 32 | 32 | 32 | 32 | 32 | 32 | 32 | 32 | 32 | 32 | 32 | 32 | 32 | 32 | 32 | 32 | 32 | 32 | 32 | 32 | 32 | 32 | 32 | 32 | 32 | 32 | 32 | 32 | 32 | 32 | 32 | 32 | 32 | 32 | 32 | 32 | 32 | 32 | 32 | 32 | 32 | 32 | 32 | 32 | 32 | 32 | 32 | 32 | 32 | 32 | 32 | 32 | 32 | 32 | 32 | 32 | 32 | 32 | 32 | 32 | 32 | 32 | 32 | 32 | 32 | 32 | 32 | 32 | 32 | 32 | 32 | 32 | 32 | 32 | 32 | 32 | 32 | 32 | 32 | 32 | 32 | 32 | 32 | 32 | 32 | 32 | 32 | 32 | 32 | 32 | 32 | 32 | 32 | 32 | 32 | 32 | 32 | 32 | 32 | 32 | 32 | 32 | 32 | 32 | 32 | 32 | 32 | 32 | 32 | 32 | 32 | 32 | 32 | 32 | 32 | 32 | 32 | 32 | 32 | 32 | 32 | 32 | 32 | 32 | 32 | 32 | 32 | 32 | 32 | 32 | 32 | 32 | 32 | 32 | 32 | 32 | 32 | 32 | 32 | 32 | 32 | 32 | 32 | 32 | 32 | 32 | 32 | 32 | 32 | 32 | 32 | 32 | 32 | 32 | 32 | 32 | 32 | 32 | 32 | 32 | 32 | 32 | 32 | 32 | 32 | 32 | 32 | 32 | 32 | 32 | 32 | 32 | 32 | 32 | 32 | 32 | 32 | 32 | 32 | 32 | 32 | 32 | 32 | 32 | 32 | 32 | 32 | 32 | 32 | 32 | 32 | 32 | 32 | 32 | 32 | 32 | 32 | 32 | 32 | 32 | 32 | 32 | 32 | 32 | 32 | 32 | 32 | 32 | 32 | 32 | 32 | 32 | 32 | 32 | 32 | 32 | 32 | 32 | 32 | 32 | 32 | 32 | 32 | 32 | 32 | 32 | 32 | 32 | 32 | 32 | 32 | 32 | 32 | 32 | 32 | 32 | 32 | 32 | 32 | 32 | 32 | 32 | 32 | 32 | 32 | 32 | 32 | 32 | 32 | 32 | 32 | 32 | 32 | 32 | 32 | 32 | 32 | 32 | 32 | 32 | 32 | 32 | 32 | 32 | 32 | 32 | 32 | 32 | 32 | 32 | 32 | 32 | 32 | 32 | 32 | 32 | 32 | 32 | 32 | 32 | 32 | 32 | 32 | 32 | 32 | 32 | 32 | 32 | 32 | 32 | 32 | 32 | 32 | 32 | 32 | 32 | 32 | 32 | 32 | 32 | 32 | 32 | 32 | 32 | 32 | 32 | 32 | 32 | 32 | 32 | 32 | 32 | 32 | 32 | 32 | 32 | 32 | 32 | 32 | 32 | 32 | 32 | 32 | 32 | 32 | 32 | 32 | 32 | 32 | 32 | 32 | 32 | 32 | 32 | 32 | 32 | 32 | 32 | 32 | 32 | 32 | 32 | 32 | 32 | 32 | 32 | 32 | 32 | 32 | 32 | 32 | 32 | 32 | 32 | 32 | 32 | 32 | 32 | 32 | 32 | 32 | 32 | 32 | 32 | 32 | 32 | 32 | 32 | 32 | 32 | 32 | 32 | 32 | 32 | 32 | 32 | 32 | 32 | 32 | 32 | 32 | 32 | 32 | 32 | 32 | 32 | 32 | 32 | 32 | 32 | 32 | 32 | 32 | 32 | 32 | 32 | 32 | 32 | 32 | 32 | 32 | 32 | 32 | 32 | 32 | 32 | 32 | 32 | 32 | 32 | 32 | 32 | 32 | 32 | 32 | 32 | 32 | 32 | 32 | 32 | 32 | 32 | 32 | 32 | 32 | 32 | 32 | 32 | 32 | 32 | 32 | 32 | 32 | 32 | 32 | 32 | 32 | 32 | 32 | 32 | 32 | 32 | 32 | 32 | 32 | 32 | 32 | 32 | 32 | 32 | 32 | 32 | 32 | 32 | 32 | 32 | 32 | 32 | 32 | 32 | 32 | 32 | 32 | 32 | 32 | 32 | 32 | 32 | 32 | 32 | 32 | 32 | 32 | 32 | 32 | 32 | 32 | 32 | 32 | 32 | 32 | 32 | 32 | 32 | 32 | 32 | 32 | 32 | 32 | 32 | 32 | 32 | 32 | 32 | 32 | 32 | 32 | 32 | 32 | 32 | 32 | 32 | 32 | 32 | 32 | 32 | 32 | 32 | 32 | 32 | 32 | 32 | 32 | 32 | 32 | 32 | 32 | 32 | 32 | 32 | 32 | 32 | 32 | 32 | 32 | 32 | 32 | 32 | 32 | 32 | 32 | 32 | 32 | 32 | 32 | 32 | 32 | 32 | 32 | 32 | 32 | 32 | 32 | 32 | 32 | 32 | 32 | 32 | 32 | 32 | 32 | 32 | 32 | 32 | 32 | 32 | 32 | 32 | 32 | 32 | 32 | 32 | 32 | 32 | 32 | 32 | 32 | 32 | 32 | 32 | 32 | 32 | 32 | 32 | 32 | 32 | 32 | 32 | 32 | 32 | 32 | 32 | 32 | 32 | 32 | 32 | 32 | 32 | 32 | 32 | 32 | 32 | 32 | 32 | 32 | 32 | 32 | 32 | 32 | 32 | 32 | 32 | 32 | 32 | 32 | 32 | 32 | 32 | 32 | 32 | 32 | 32 | 32 | 32 | 32 | 32 | 32 | 32 | 32 | 32 | 32 | 32 | 32 | 32 | 32 | 32 | 32 | 32 | 32 | 32 | 32 | 32 | 32 | 32 | 32 | 32 | 32 | 32 | 32 | 32 | 32 | 32 | 32 | 32 | 32 | 32 | 32 | 32 | 32 | 32 | 32 | 32 | 32 | 32 | 32 | 32 | 32 | 32 | 32 | 32 | 32 | 32 | 32 | 32 | 32 | 32 | 32 | 32 | 32 | 32 | 32 | 32 | 32 | 32 | 32 | 32 | 32 | 32 | 32 | 32 | 32 | 32 | 32 | 32 | 32 | 32 | 32 | 32 | 32 | 32 | 32 | 32 | 32 | 32 | 32 | 32 | 32 | 32 | 32 | 32 | 32 | 32 | 32 | 32 | 32 | 32 | 32 | 32 | 32 | 32 | 32 | 32 | 32 | 32 | 32 | 32 | 32 | 32 | 32 | 32 | 32 | 32 | 32 | 32 | 32 | 32 | 32 | 32 | 32 | 32 | 32 | 32 | 32 | 32 | 32 | 32 | 32 | 32 | 32 | 32 | 32 | 32 | 32 | 32 | 32 | 32 | 32 | 32 | 32 | 32 | 32 | 32 | 32 | 32 | 32 | 32 | 32 | 32 | 32 | 32 | 32 | 32 | 32 | 32 | 32 | 32 | 32 | 32 | 32 | 32 | 32 | 32 | 32 | 32 | 32 | 32 | 32 | 32 | 32 | 32 | 32 | 32 | 32 | 32 | 32 | 32 | 32 | 32 | 32 | 32 | 32 | 32 | 32 | 32 | 32 | 32 | 32 | 32 | 32 | 32 | 32 | 32 | 32 | 32 | 32 | 32 | 32 | 32 | 32 | 32 | 32 | 32 | 32 | 32 | 32 | 32 | 32 | 32 | 32 | 32 | 32 | 32 | 32 | 32 | 32 | 32 | 32 | 32 | 32 | 32 | 32 | 32 | 32 | 32 | 32 | 32 | 32 | 32 | 32 | 32 | 32 | 32 | 32 | 32 | 32 | 32 | 32 | 32 | 32 | 32 | 32 | 32 | 32 | 32 | 32 | 32 | 32 | 32 | 32 | 32 | 32 | 32 | 32 | 32 | 32 | 32 | 32 | 32 | 32 | 32 | 32 | 32 | 32 | 32 | 32 | 32 | 32 | 32 | 32 | 32 | 32 | 32 | 32 | 32 | 32 | 32 | 32 | 32 | 32 | 32 | 32 | 32 | 32 | 32 | 32 | 32 | 32 | 32 | 32 | 32 | 32 | 32 | 32 | 32 | 32 | 32 | 32 | 32 | 32 | 32 | 32 | 32 | 32 | 32 | 32 | 32 | 32 | 32 | 32 | 32 | 32 | 32 | 32 | 32 | 32 | 32 | 32 | 32 | 32 | 32 | 32 | 32 | 32 | 32 | 32 | 32 | 32 | 32 | 32 | 32 | 32 | 32 | 32 | 32 | 32 | 32 | 32 | 32 | 32 | 32 | 32 | 32 | 32 | 32 | 32 | 32 | 32 | 32 | 32 | 32 | 32 | 32 | 32 | 32 | 32 | 32 | 32 | 32 | 32 | 32 | 32 | 32 | 32 | 32 | 32 | 32 | 32 | 32 | 32 | 32 | 32 | 32 | 32 | 32 | 32 | 32 | 32 | 32 | 32 | 32 | 32 | 32 | 32 | 32 | 32 | 32 | 32 | 32 | 32 | 32 | 32 | 32 | 32 | 32 | 32 | 32 | 32 | 32 | 32 | 32 | 32 | 32 | 32 | 32 | 32 | 32 | 32 | 32 | 32 | 32 | 32 | 32 | 32 | 32 | 32 | 32 | 32 | 32 | 32 | 32 | 32 | 32 | 32 | 32 | 32 | 32 | 32 | 32 | 32 | 32 | 32 | 32 | 32 | 32 | 32 | 32 | 32 | 32 | 32 | 32 | 32 | 32 | 32 | 32 | 32 | 32 | 32 | 32 | 32 | 32 | 32 | 32 | 32 | 32 | 32 | 32 | 32 | 32 | 32 | 32 | 32 | 32 | 32 | 32 | 32 | 32 | 32 | 32 | 32 | 32 | 32 | 32 | 32 | 32 | 32 | 32 | 32 | 32 | 32 | 32 | 32 | 32 | 32 | 32 | 32 | 32 | 32 | 32 | 32 | 32 | 32 | 32 | 32 | 32 | 32 | 32 | 32 | 32 | 32 | 32 | 32 | 32 | 32 | 32 | 32 | 32 | 32 | 32 | 32 | 32 | 32 | 32 | 32 | 32 | 32 | 32 | 32 | 32 | 32 | 32 | 32 | 32 | 32 | 32 | 32 | 32 | 32 | 32 | 32 | 32 | 32 | 32 | 32 | 32 | 32 | 32 | 32 | 32 | 32 | 32 | 32 | 32 | 32 | 32 | 32 | 32 | 32 | 32 | 32 | 32 | 32 | 32 | 32 | 32 | 32 | 32 | 32 | 32 | 32 | 32 | 32 | 32 | 32 | 32 | 32 | 32 | 32 | 32 | 32 | 32 | 32 | 32 | 32 | 32 | 32 | 32 | 32 | 32 | 32 | 32 | 32 | 32 | 32 | 32 | 32 | 32 | 32 | 32 | 32 | 32 | 32 | 32 | 32 | 32 | 32 | 32 | 32 | 32 | 32 | 32 | 32 | 32 | 32 | 32 | 32 | 32 | 32 | 32 | 32 | 32 | 32 | 32 | 32 | 32 | 32 | 32 | 32 | 32 | 32 | 32 | 32 | 32 | 32 | 32 | 32 | 32 | 32 | 32 | 32 | 32 | 32 | 32 | 32 | 32 | 32 | 32 | 32 | 32 | 32 | 32 | 32 | 32 | 32 | 32 | 32 | 32 | 32 | 32 | 32 | 32 | 32 | 32 | 32 | 32 | 32 | 32 | 32 | 32 | 32 | 32 | 32 | 32 | 32 | 32 | 32 | 32 | 32 | 32 | 32 | 32 | 32 | 32 | 32 | 32 | 32 | 32 | 32 | 32 | 32 | 32 | 32 | 32 | 32 | 32 | 32 | 32 | 32 | 32 | 32 | 32 | 32 | 32 | 32 | 32 | 32 | 32 | 32 | 32 | 32 | 32 | 32 | 32 | 32 | 32 | 32 | 32 | 32 | 32 | 32 | 32 | 32 | 32 | 32 | 32 | 32 | 32 | 32 | 32 | 32 | 32 | 32 | 32 | 32 | 32 | 32 | 32 | 32 | 32 | 32 | 32 | 32 | 32 | 32 | 32 | 32 | 32 | 32 | 32 | 32 | 32 | 32 | 32 | 32 | 32 | 32 | 32 | 32 | 32 | 32 | 32 | 32 | 32 | 32 | 32 | 32 | 32 | 32 | 32 | 32 | 32 | 32 | 32 | 32 | 32 | 32 | 32 | 32 | 32 | 32 | 32 | 32 | 32 | 32 | 32 | 32 | 32 | 32 | 32 | 32 | 32 | 32 | 32 | 32 | 32 | 32 | 32 | 32 | 32 | 32 | 32 | 32 | 32 | 32 | 32 | 32 | 32 | 32 | 32 | 32 | 32 | 32 | 32 | 32 | 32 | 32 | 32 | 32 | 32 | 32 | 32 | 32 | 32 | 32 | 32 | 32 | 32 | 32 | 32 | 32 | 32 | 32 | 32 | 32 | 32 | 32 | 32 | 32 | 32 | 32 | 32 | 32 | 32 | 32 | 32 | 32 | 32 | 32 | 32 | 32 | 32 | 32 | 32 | 32 | 32 | 32 | 32 | 32 | 32 | 32 | 32 | 32 | 32 | 32 | 32 | 32 | 32 | 32 | 32 | 32 | 32 | 32 | 32 | 32 | 32 | 32 | 32 | 32 | 32 | 32 | 32 | 32 | 32 | 32 | 32 | 32 | 32 | 32 | 32 | 32 | 32 | 32 | 32 | 32 | 32 | 32 | 32 | 32 | 32 | 32 | 32 | 32 | 32 | 32 | 32 | 32 | 32 | 32 | 32 | 32 | 32 | 32 | 32 | 32 | 32 | 32 | 32 | 32 | 32 | 32 | 32 | 32 | 32 | 32 | 32 | 32 | 32 | 32 | 32 | 32 | 32 | 32 | 32 | 32 | 32 | 32 | 32 | 32 | 32 | 32 | 32 | 32 | 32 | 32 | 32 | 32 | 32 | 32 | 32 | 32 | 32 | 32 | 32 | 32 | 32 | 32 | 32 | 32 | 32 | 32 | 32 | 32 | 32 | 32 | 32 | 32 | 32 | 32 | 32 | 32 | 32 | 32 | 32 | 32 | 32 | 32 | 32 | 32 | 32 | 32 | 32 | 32 | 32 | 32 | 32 | 32 | 32 | 32 | 32 | 32 | 32 | 32 | 32 | 32 | 32 | 32 | 32 | 32 | 32 | 32 | 32 | 32 | 32 | 32 | 32 | 32 | 32 | 32 | 32 | 32 | 32 | 32 | 32 | 32 | 32 | 32 | 32 | 32 | 32 | 32 | 32 | 32 | 32 | 32 | 32 | 32 | 32 | 32 | 32 | 32 | 32 | 32 | 32 | 32 | 32 | 32 | 32 | 32 | 32 | 32 | 32 | 32 | 32 | 32 | 32 | 32 | 32 | 32 | 32 | 32 | 32 | 32 | 32 | 32 | 32 | 32 | 32 | 32 | 32 | 32 | 32 | 32 | 32 | 32 | 32 | 32 | 32 | 32 | 32 | 32 | 32 | 32 | 32 | 32 | 32 | 32 | 32 | 32 | 32 | 32 | 32 | 32 | 32 | 32 | 32 | 32 | 32 | 32 | 32 | 32 | 32 | 32 | 32 | 32 | 32 | 32 | 32 | 32 | 32 | 32 | 32 | 32 | 32 | 32 | 32 | 32 | 32 | 32 | 32 | 32 | 32 | 32 | 32 | 32 | 32 | 32 | 32 | 32 | 32 | 32 | 32 | 32 | 32 | 32 | 32 | 32 | 32 | 32 | 32 | 32 | 32 | 32 | 32 | 32 | 32 | 32 | 32 | 32 | 32 | 32 | 32 | 32 | 32 | 32 | 32 | 32 | 32 | 32 | 32 | 32 | 32 | 32 | 32 | 32 | 32 | 32 | 32 | 32 | 32 | 32 | 32 | 32 | 32 | 32 | 32 | 32 | 32 | 32 | 32 | 32 | 32 | 32 | 32 | 32 | 32 | 32 | 32 | 32 | 32 | 32 | 32 | 32 | 32 | 32 | 32 | 32 | 32 | 32 | 32 | 32 | 32 | 32 | 32 | 32 | 32 | 32 | 32 | 32 | 32 | 32 | 32 | 32 | 32 | 32 | 32 | 32 | 32 | 32 | 32 | 32 | 32 | 32 | 32 | 32 | 32 | 32 | 32 | 32 | 32 | 32 | 32 | 32 | 32 | 32 | 32 | 32 | 32 | 32 | 32 | 32 | 32 | 32 | 32 | 32 | 32 | 32 | 32 | 32 | 32 | 32 | 32 | 32 | 32 | 32 | 32 | 32 | 32 | 32 | 32 | 32 | 32 | 32 | 32 | 32 | 32 | 32 | 32 | 32 | 32 | 32 | 32 | 32 | 32 | 32 | 32 | 32 | 32 | 32 | 32 | 32 | 32 | 32 | 32 | 32 | 32 | 32 | 32 | 32 | 32 | 32 | 32 | 32 | 32 | 32 | 32 | 32 | 32 | 32 | 32 | 32 | 32 | 32 | 32 | 32 | 32 | 32 | 32 | 32 | 32 | 32 | 32 | 32 | 32 | 32 | 32 | 32 | 32 | 32 | 32 | 32 | 32 | 32 | 32 | 32 | 32 | 32 | 32 | 32 | 32 | 32 | 32 | 32 | 32 | 32 | 32 | 32 | 32 | 32 | 32 | 32 | 32 | 32 | 32 | 32 | 32 | 32 | 32 | 32 | 32 | 32 | 32 | 32 | 32 | 32 | 32 | 32 | 32 | 32 | 32 | 32 | 32 | 32 | 32 | 32 | 32 | 32 | 32 | 32 | 32 | 32 | 32 | 32 | 32 | 32 | 32 | 32 | 32 | 32 | 32 | 32 | 32 | 32 | 32 | 32 | 32 | 32 | 32 | 32 | 32 | 32 | 32 | 32 | 32 | 32 | 32 | 32 | 32 | 32 | 32 | 32 | 32 | 32 | 32 | 32 | 32 | 32 | 32 | 32 | 32 | 32 | 32 | 32 | 32 | 32 | 32 | 32 | 32 | 32 | 32 | 32 | 32 | 32 | 32 | 32 | 32 | 32 | 32 | 32 | 32 | 32 | 32 | 32 | 32 | 32 | 32 | 32 | 32 | 32 | 32 | 32 | 32 | 32 | 32 | 32 | 32 | 32 | 32 | 32 | 32 | 32 | 32 | 32 | 32 | 32 | 32 | 32 | 32 | 32 | 32 | 32 | 32 | 32 | 32 | 32 | 32 | 32 | 32 | 32 | 32 | 32 | 32 | 32 | 32 | 32 | 32 | 32 | 32 | 32 | 32 | 32 | 32 | 32 | 32 | 32 | 32 | 32 | 32 | 32 | 32 | 32 | 32 | 32 | 32 | 32 | 32 | 32 | 32 | 32 | 32 | 32 | 32 | 32 | 32 | 32 | 32 | 32 | 32 | 32 | 32 | 32 | 32 | 32 | 32 | 32 | 32 | 32 | 32 | 32 | 32 | 32 | 32 | 32 | 32 | 32 | 32 | 32 | 32 | 32 | 32 | 32 | 32 | 32 | 32 | 32 | 32 | 32 | 32 | 32 | 32 | 32 | 32 | 32 | 32 | 32 | 32 | 32 | 32 | 32 | 32 | 32 | 32 | 32 | 32 | 32 | 32 | 32 | 32 | 32 | 32 | 32 | 32 | 32 | 32 | 32 | 32 | 32 | 32 | 32 | 32 | 32 | 32 | 32 | 32 | 32 | 32 | 32 | 32 | 32 | 32 | 32 | 32 | 32 | 32 | 32 | 32 | 32 | 32 | 32 | 32 | 32 | 32 | 32 | 32 | 32 | 32 | 32 | 32 | 32 | 32 | 32 | 32 | 32 | 32 | 32 | 32 | 32 | 32 | 32 | 32 | 32 | 32 | 32 | 32 | 32 | 32 | 32 | 32 | 32 | 32 | 32 | 32 | 32 | 32 | 32 | 32 | 32 | 32 | 32 | 32 | 32 | 32 | 32 | 32 | 32 | 32 | 32 | 32 | 32 | 32 | 32 | 32 | 32 | 32 | 32 | 32 | 32 | 32 | 32 | 32 | 32 | 32 | 32 | 32 | 32 | 32 | 32 | 32 | 32 | 32 | 32 | 32 | 32 | 32 | 32 | 32 | 32 | 32 | 32 | 32 | 32 | 32 | 32 | 32 | 32 | 32 | 32 | 32 | 32 | 32 | 32 | 32 | 32 | 32 | 32 | 32 | 32 | 32 | 32 | 32 | 32 | 32 | 32 | 32 | 32 | 32 | 32 | 32 | 32 | 32 | 32 | 32 | 32 | 32 | 32 | 32 | 32 | 32 | 32 | 32 | 32 | 32 | 32 | 32 | 32 | 32 | 32 | 32 | 32 | 32 | 32 | 32 | 32 | 32 | 32 | 32 | 32 | 32 | 32 | 32 | 32 | 32 | 32 | 32 | 32 | 32 | 32 | 32 | 32 | 32 | 32 | 32 | 32 | 32 | 32 | 32 | 32 | 32 | 32 | 32 | 32 | 32 | 32 | 32 | 32 | 32 | 32 | 32 | 32 | 32 | 32 | 32 | 32 | 32 | 32 | 32 | 32 | 32 | 32 | 32 | 32 | 32 | 32 | 32 | 32 | 32 | 32 | 32 | 32 | 32 | 32 | 32 | 32 | 32 | 32 | 32 | 32 | 32 | 32 | 32 | 32 | 32 | 32 | 32 | 32 | 32 | 32 | 32 | 32 | 32 | 32 | 32 | 32 | 32 | 32 | 32 | 32 | 32 | 32 | 32 | 32 | 32 | 32 | 32 | 32 | 32 | 32 | 32 | 32 | 32 | 32 | 32 | 32 | 32 | 32 | 32 | 32 | 32 | 32 | 32 | 32 | 32 | 32 | 32 | 32 | 32 | 32 | 32 | 32 | 32 | 32 | 32 | 32 | 32 | 32 | 32 | 32 | 32 | 32 | 32 | 32 | 32 | 32 | 32 | 32 | 32 | 32 | 32 | 32 | 32 | 32 | 32 | 32 | 32 | 32 | 32 | 32 | 32 | 32 | 32 | 32 | 32 | 32 | 32 | 32 | 32 | 32 | 32 | 32 | 32 | 32 | 32 | 32 | 32 | 32 | 32 | 32 | 32 | 32 | 32 | 32 | 32 | 32 | 32 | 32 | 32 | 32 | 32 | 32 | 32 | 32 | 32 | 32 | 32 | 32 | 32 | 32 | 32 | 32 | 32 | 32 | 32 | 32 | 32 | 32 | 32 | 32 | 32 | 32 | 32 | 32 | 32 | 32 | 32 | 32 | 32 | 32 | 32 | 32 | 32 | 32 | 32 | 32 | 32 | 32 | 32 | 32 | 32 | 32 | 32 | 32 | 32 | 32 | 32 | 32 | 32 | 32 | 32 | 32 | 32 | 32 | 32 | 32 | 32 | 32 | 32 | 32 | 32 | 32 | 32 | 32 | 32 | 32 | 32 | 32 | 32 | 32 | 32 | 32 | 32 | 32 | 32 | 32 | 32 | 32 | 32 | 32 | 32 | 32 | 32 | 32 | 32 | 32 | 32 | 32 | 32 | 32 | 32 | 32 | 32 | 32 | 32 | 32 | 32 | 32 | 32 | 32 | 32 | 32 | 32 | 32 | 32 | 32 | 32 | 32 | 32 | 32 | 32 | 32 | 32 | 32 | 32 | 32 | 32 | 32 | 32 | 32 | 32 | 32 | 32 | 32 | 32 | 32 | 32 | 32 | 32 | 32 | 32 | 32 | 32 | 32 | 32 | 32 | 32 | 32 | 32 | 32 | 32 | 32 | 32 | 32 | 32 | 32 | 32 | 32 | 32 | 32 | 32 | 32 | 32 | 32 | 32 | 32 | 32 | 32 | 32 | 32 | 32 | 32 | 32 | 32 | 32 | 32 | 32 | 32 | 32 | 32 | 32 | 32 | 32 | 32 | 32 | 32 | 32 | 32 | 32 | 32 | 32 | 32 | 32 | 32 | 32 | 32 | 32 | 32 | 32 | 32 | 32 | 32 | 32 | 32 | 32 | 32 | 32 | 32 | 32 | 32 | 32 | 32 | 32 | 32 | 32 | 32 | 32 | 32 | 32 | 32 | 32 | 32 | 32 | 32 | 32 | 32 | 32 | 32 | 32 | 32 | 32 | 32 | 32 | 32 | 32 | 32 | 32 | 32 | 32 | 32 | 32 | 32 | 32 | 32 | 32 | 32 | 32 | 32 | 32 | 32 | 32 | 32 | 32 | 32 | 32 | 32 | 32 | 32 | 32 | 32 | 32 | 32 | 32 | 32 | 32 | 32 | 32 | 32 | 32 | 32 | 32 | 32 | 32 | 32 | 32 | 32 | 32 | 32 | 32 | 32 | 32 | 32 | 32 | 32 | 32 | 32 | 32 | 32 | 32 | 32 | 32 | 32 | 32 | 32 | 32 | 32 | 32 | 32 | 32 | 32 | 32 | 32 | 32 | 32 | 32 | 32 | 32 | 32 | 32 | 32 | 32 | 32 | 32 | 32 | 32 | 32 | 32 | 32 | 32 | 32 | 32 | 32 | 32 | 32 | 32 | 32 | 32 | 32 | 32 | 32 | 32 | 32 | 32 | 32 | 32 | 32 | 32 | 32 | 32 | 32 | 32 | 32 | 32 | 32 | 32 | 32 | 32 | 32 | 32 | 32 | 32 | 32 | 32 | 32 | 32 | 32 | 32 | 32 | 32 | 32 | 32 | 32 | 32 | 32 | 32 | 32 | 32 | 32 | 32 | 32 | 32 | 32 | 32 | 32 | 32 | 32 | 32 | 32 | 32 | 32 | 32 | 32 | 32 | 32 | 32 | 32 | 32 | 32 | 32 | 32 | 32 | 32 | 32 | 32 | 32 | 32 | 32 | 32 | 32 | 32 | 32 | 32 | 32 | 32 | 32 | 32 | 32 | 32 | 32 | 32 | 32 | 32 | 32 | 32 | 32 | 32 | 32 | 32 | 32 | 32 | 32 | 32 | 32 | 32 | 32 | 32 | 32 | 32 | 32 | 32 | 32 | 32 | 32 | 32 | 32 | 32 | 32 | 32 | 32 | 32 | 32 | 32 | 32 | 32 | 32 | 32 | 32 | 32 | 32 | 32 | 32 | 32 | 32 | 32 | 32 | 32 | 32 | 32 | 32 | 32 | 32 | 32 | 32 | 32 | 32 | 32 | 32 | 32 | 32 | 32 | 32 | 32 | 32 | 32 | 32 | 32 | 32 | 32 | 32 | 32 | 32 | 32 | 32 | 32 | 32 | 32 | 32 | 32 | 32 | 32 | 32 | 32 | 32 | 32 | 32 | 32 | 32 | 32 | 32 | 32 | 32 | 32 | 32 | 32 | 32 | 32 | 32 | 32 | 32 | 32 | 32 | 32 | 32 | 32 | 32 | 32 | 32 | 32 | 32 | 32 | 32 | 32 | 32 | 32 | 32 | 32 | 32 | 32 | 32 | 32 | 32 | 32 | 32 | 32 | 32 | 32 | 32 | 32 | 32 | 32 | 32 | 32 | 32 | 32 | 32 | 32 | 32 | 32 | 32 | 32 | 32 | 32 | 32 | 32 | 32 | 32 | 32 | 32 | 32 | 32 | 32 | 32 | 32 | 32 | 32 | 32 | 32 | 32 | 32 | 32 | 32 | 32 | 32 | 32 | 32 | 32 | 32 | 32 | 32 | 32 | 32 | 32 | 32 | 32 | 32 | 32 | 32 | 32 | 32 | 32 | 32 | 32 | 32 | 32 | 32 | 32 | 32 | 32 | 32 | 32 | 32 | 32 | 32 | 32 | 32 | 32 | 32 | 32 | 32 | 32 | 32 | 32 | 32 | 32 | 32 | 32 | 32 | 32 | 32 | 32 | 32 | 32 | 32 | 32 | 32 | 32 | 32 | 32 | 32 | 32 | 32 | 32 | 32 | 32 | 32 | 32 | 32 | 32 | 32 | 32 | 32 | 32 | 32 | 32 | 32 | 32 | 32 | 32 | 32 | 32 | 32 | 32 | 32 | 32 | 32 | 32 | 32 | 32 | 32 | 32 | 32 | 32 | 32 | 32 | 32 | 32 | 32 | 32 | 32 | 32 | 32 | 32 | 32 | 32 | 32 | 32 | 32 | 32 | 32 | 32 | 32 | 32 | 32 | 32 | 32 | 32 | 32 | 32 | 32 | 32 | 32 | 32 | 32 | 32 | 32 | 32 | 32 | 32 | 32 | 32 | 32 | 32 | 32 | 32 | 32 | 32 | 32 | 32 | 32 | 32 | 32 | 32 | 32 | 32 | 32 | 32 | 32 | 32 | 32 | 32 | 32 | 32 | 32 | 32 | 32 | 32 | 32 | 32 | 32 | 32 | 32 | 32 | 32 | 32 | 32 | 32 | 32 | 32 | 32 | 32 | 32 | 32 | 32 | 32 | 32 | 32 | 32 | 32 | 32 | 32 | 32 | 32 | 32 | 32 | 32 | 32 | 32 | 32 | 32 | 32 | 32 | 32 | 32 | 32 | 32 | 32 | 32 | 32 | 32 | 32 | 32 | 32 | 32 | 32 | 32 | 32 | 32 | 32 | 32 | 32 | 32 | 32 | 32 | 32 | 32 | 32 | 32 | 32 | 32 | 32 | 32 | 32 | 32 | 32 | 32 | 32 | 32 | 32 | 32 | 32 | 32 | 32 | 32 | 32 | 32 | 32 | 32 | 32 | 32 | 32 | 32 | 32 | 32 | 32 | 32 | 32 | 32 | 32 | 32 | 32 | 32 | 32 | 32 | 32 | 32 | 32 | 32 | 32 | 32 | 32 | 32 | 32 | 32 | 32 | 32 | 32 | 32 | 32 | 32 | 32 | 32 | 32 | 32 | 32 | 32 | 32 | 32 | 32 | 32 | 32 | 32 | 32 | 32 | 32 | 32 | 32 | 32 | 32 | 32 | 32 | 32 | 32 | 32 | 32 | 32 | 32 | 32 | 32 | 32 | 32 | 32 | 32 | 32 | 32 | 32 | 32 | 32 | 32 | 32 | 32 | 32 | 32 | 32 | 32 | 32 | 32 | 32 | 32 | 32 | 32 | 32 | 32 | 32 | 32 | 32 | 32 | 32 | 32 | 32 | 32 | 32 | 32 | 32 | 32 | 32 | 32 | 32 | 32 | 32 | 32 | 32 | 32 | 32 | 32 | 32 | 32 | 32 | 32 | 32 | 32 | 32 | 32 | 32 | 32 | 32 | 32 | 32 | 32 | 32 | 32 | 32 | 32 | 32 | 32 | 32 | 32 | 32 | 32 | 32 | 32 | 32 | 32 | 32 | 32 | 32 | 32 | 32 | 32 | 32 | 32 | 32 | 32 | 32 | 32 | 32 | 32 | 32 | 32 | 32 | 32 | 32 | 32 | 32 | 32 | 32 | 32 | 32 | 32 | 32 | 32 | 32 | 32 | 32 | 32 | 32 | 32 | 32 | 32 | 32 | 32 | 32 | 32 | 32 | 32 | 32 | 32 | 32 | 32 | 32 | 32 | 32 | 32 | 32 | 32 | 32 | 32 | 32 | 32 | 32 | 32 | 32 | 32 | 32 | 32 | 32 | 32 | 32 | 32 | 32 | 32 | 32 | 32 | 32 | 32 | 32 | 32 | 32 | 32 | 32 | 32 | 32 | 32 | 32 | 32 | 32 | 32 | 32 | 32 | 32 | 32 | 32 | 32 | 32 | 32 | 32 | 32 | 32 | 32 | 32 | 32 | 32 | 32 | 32 | 32 | 32 | 32 | 32 | 32 | 32 | 32 | 32 | 32 | 32 | 32 | 32 | 32 | 32 | 32 | 32 | 32 | 32 | 32 | 32 | 32 | 32 | 32 | 32 | 32 | 32 | 32 | 32 | 32 | 32 | 32 | 32 | 32 | 32 | 32 | 32 | 32 | 32 | 32 | 32 | 32 | 32 | 32 | 32 | 32 | 32 | 32 | 32 | 32 | 32 | 32 | 32 | 32 | 32 | 32 | 32 | 32 | 32 | 32 | 32 | 32 | 32 | 32 | 32 | 32 | 32 | 32 | 32 | 32 | 32 | 32 | 32 | 32 | 32 | 32 | 32 | 32 | 32 | 32 | 32 | 32 | 32 | 32 | 32 | 32 | 32 | 32 | 32 | 32 | 32 | 32 | 32 | 32 | 32 | 32 | 32 | 32 | 32 | 32 | 32 | 32 | 32 | 32 | 32 | 32 | 32 | 32 | 32 | 32 | 32 | 32 | 32 | 32 | 32 | 32 | 32 | 32 | 32 | 32 | 32 | 32 | 32 | 32 | 32 | 32 | 32 | 32 | 32 | 32 | 32 | 32 | 32 | 32 | 32 | 32 | 32 | 32 | 32 | 32 | 32 | 32 | 32 | 32 | 32 | 32 | 32 | 32 | 32 | 32 | 32 | 32 | 32 | 32 | 32 | 32 | 32 | 32 | 32 | 32 | 32 | 32 | 32 | 32 | 32 | 32 | 32 | 32 | 32 | 32 | 32 | 32 | 32 | 32 | 32 | 32 | 32 | 32 | 32 | 32 | 32 | 32 | 32 | 32 | 32 | 32 | 32 | 32 | 32 | 32 | 32 | 32 | 32 | 32 | 32 | 32 | 32 | 32 | 32 | 32 | 32 | 32 | 32 | 32 | 32 | 32 | 32 | 32 | 32 | 32 | 32 | 32 | 32 | 32 | 32 | 32 | 32 | 32 | 32 | 32 | 32 | 32 | 32 | 32 | 32 | 32 | 32 | 32 | 32 | 32 | 32 | 32 | 32 | 32 | 32 | 32 | 32 | 32 | 32 | 32 | 32 | 32 | 32 | 32 | 32 | 32 | 32 | 32 | 32 | 32 | 32 | 32 | 32 | 32 | 32 | 32 | 32 | 32 | 32 | 32 | 32 | 32 | 32 | 32 | 32 | 32 | 32 | 32 | 32 | 32 | 32 | 32 | 32 | 32 | 32 | 32 | 32 | 32 | 32 | 32 | 32 | 32 | 32 | 32 | 32 | 32 | 32 | 32 | 32 | 32 | 32 | 32 | 32 | 32 | 32 | 32 | 32 | 32 | 32 | 32 | 32 | 32 | 32 | 32 | 32 | 32 | 32 | 32 | 32 | 32 | 32 | 32 | 32 | 32 | 32 | 32 | 32 | 32 | 32 | 32 | 32 | 32 | 32 | 32 | 32 | 32 | 32 | 32 | 32 | 32 | 32 | 32 | 32 | 32 | 32 | 32 | 32 | 32 | 32 | 32 | 32 | 32 | 32 | 32 | 32 | 32 | 32 | 32 | 32 | 32 | 32 | 32 | 32 | 32 | 32 | 32 | 32 | 32 | 32 | 32 | 32 | 32 | 32 | 32 | 32 | 32 | 32 | 32 | 32 | 32 | 32 | 32 | 32 | 32 | 32 | 32 | 32 | 32 | 32 | 32 | 32 | 32 | 32 | 32 | 32 | 32 | 32 | 32 | 32 | 32 | 32 | 32 | 32 | 32 | 32 | 32 | 32 | 32 | 32 | 32 | 32 | 32 | 32 | 32 | 32 | 32 | 32 | 32 | 32 | 32 | 32 | 32 | 32 | 32 | 32 | 32 | 32 | 32 | 32 | 32 | 32 | 32 | 32 | 32 | 32 | 32 | 32 | 32 | 32 | 32 | 32 | 32 | 32 | 32 | 32 | 32 | 32 | 32 | 32 | 32 | 32 | 32 | 32 | 32 | 32 | 32 | 32 | 32 | 32 | 32 | 32 | 32 | 32 | 32 | 32 | 32 | 32 | 32 | 32 | 32 | 32 | 32 | 32 | 32 | 32 | 32 | 32 | 32 | 32 | 32 | 32 | 32 | 32 | 32 | 32 | 32 | 32 | 32 | 32 | 32 | 32 | 32 | 32 | 32 | 32 | 32 | 32 | 32 | 32 | 32 | 32 | 32 | 32 | 32 | 32 | 32 | 32 | 32 | 32 | 32 | 32 | 32 | 32 | 32 | 32 | 32 | 32 | 32 | 32 | 32 | 32 | 32 | 32 | 32 | 32 | 32 | 32 | 32 | 32 | 32 | 32 | 32 | 32 | 32 | 32 | 32 | 32 | 32 | 32 | 32 | 32 | 32 | 32 | 32 | 32 | 32 | 32 | 32 | 32 | 32 | 32 | 32 | 32 | 32 | 32 | 32 | 32 | 32 | 32 | 32 | 32 | 32 | 32 | 32 | 32 | 32 | 32 | 32 | 32 | 32 | 32 | 32 | 32 | 32 | 32 | 32 | 32 | 32 | 32 | 32 | 32 | 32 | 32 | 32 | 32 | 32 | 32 | 32 | 32 | 32 | 32 | 32 | 32 | 32 | 32 | 32 | 32 | 32 | 32 | 32 | 32 | 32 | 32 | 32 | 32 | 32 | 32 | 32 | 32 | 32 | 32 | 32 | 32 | 32 | 32 | 32 | 32 | 32 | 32 | 32 | 32 | 32 | 32 | 32 | 32 | 32 | 32 | 32 | 32 | 32 | 32 | 32 | 32 | 32 | 32 | 32 | 32 | 32 | 32 | 32 | 32 | 32 | 32 | 32 | 32 | 32 | 32 | 32 | 32 | 32 | 32 | 32 | 32 | 32 | 32 | 32 | 32 | 32 | 32 | 32 | 32 | 32 | 32 | 32 | 32 | 32 | 32 | 32 | 32 | 32 | 32 | 32 | 32 | 32 | 32 | 32 | 32 | 32 | 32 | 32 | 32 | 32 | 32 | 32 | 32 | 32 | 32 | 32 | 32 | 32 | 32 | 32 | 32 | 32 | 32 | 32 | 32 | 32 | 32 | 32 | 32 | 32 | 32 | 32 | 32 | 32 | 32 | 32 | 32 | 32 | 32 | 32 | 32 | 32 | 32 | 32 | 32 | 32 | 32 | 32 | 32 | 32 | 32 | 32 | 32 | 32 | 32 | 32 | 32 | 32 | 32 | 32 | 32 | 32 | 32 | 32 | 32 | 32 | 32 | 32 | 32 | 32 | 32 | 32 | 32 | 32 | 32 | 32 | 32 | 32 | 32 | 32 | 32 | 32 | 32 | 32 | 32 | 32 | 32 | 32 | 32 | 32 | 32 | 32 | 32 | 32 | 32 | 32 | 32 | 32 | 32 | 32 | 32 | 32 | 32 | 32 | 32 | 32 | 32 | 32 | 32 | 32 | 32 | 32 | 32 | 32 | 32 | 32 | 32 | 32 | 32 | 32 | 32 | 32 | 32 | 32 | 32 | 32 | 32 | 32 | 32 | 32 | 32 | 32 | 32 | 32 | 32 | 32 | 32 | 32 | 32 | 32 | 32 | 32 | 32 | 32 | 32 | 32 | 32 | 32 | 32 | 32 | 32 | 32 | 32 | 32 | 32 | 32 | 32 | 32 | 32 | 32 | 32 | 32 | 32 | 32 | 32 | 32 | 32 | 32 | 32 | 32 | 32 | 32 | 32 | 32 | 32 | 32 | 32 | 32 | 32 | 32 | 32 | 32 | 32 | 32 | 32 | 32 | 32 | 32 | 32 | 32 | 32 | 32 | 32 | 32 | 32 | 32 | 32 | 32 | 32 | 32 | 32 | 32 | 32 | 32 | 32 | 32 | 32 | 32 | 32 | 32 | 32 | 32 | 32 | 32 | 32 | 32 | 32 | 32 | 32 | 32 | 32 | 32 | 32 | 32 | 32 | 32 | 32 | 32 | 32 | 32 | 32 | 32 | 32 | 32 | 32 | 32 | 32 | 32 | 32 | 32 | 32 | 32 | 32 | 32 | 32 | 32 | 32 | 32 | 32 | 32 | 32 | 32 | 32 | 32 | 32 | 32 | 32 | 32 | 32 | 32 | 32 | 32 | 32 | 32 | 32 | 32 | 32 | 32 | 32 | 32 | 32 | 32 | 32 | 32 | 32 | 32 | 32 | 32 | 32 | 32 | 32 | 32 | 32 | 32 | 32 | 32 | 32 | 32 | 32 | 32 | 32 | 32 | 32 | 32 | 32 | 32 | 32 | 32 | 32 | 32 | 32 | 32 | 32 | 32 | 32 | 32 | 32 | 32 | 32 | 32 | 32 | 32 | 32 | 32 | 32 | 32 | 32 | 32 | 32 | 32 | 32 | 32 | 32 | 32 | 32 | 32 | 32 | 32 | 32 | 32 | 32 | 32 | 32 | 32 | 32 | 32 | 32 | 32 | 32 | 32 | 32 | 32 | 32 | 32 | 32 | 32 | 32 | 32 | 32 | 32 | 32 | 32 | 32 | 32 | 32 | 32 | 32 | 32 | 32 | 32 | 32 | 32 | 32 | 32 | 32 | 32 | 32 | 32 | 32 | 32 | 32 | 32 | 32 | 32 | 32 | 32 | 32 | 32 | 32 | 32 | 32 | 32 | 32 | 32 | 32 | 32 | 32 | 32 | 32 | 32 | 32 | 32 | 32 | 32 | 32 | 32 | 32 | 32 | 32 | 32 | 32 | 32 | 32 | 32 | 32 | 32 | 32 | 32 | 32 | 32 | 32 | 32 | 32 | 32 | 32 | 32 | 32 | 32 | 32 | 32 | 32 | 32 | 32 | 32 | 32 | 32 | 32 | 32 | 32 | 32 | 32 | 32 | 32 | 32 | 32 | 32 | 32 | 32 | 32 | 32 | 32 | 32 | 32 | 32 | 32 | 32 | 32 | 32 | 32 | 32 | 32 | 32 | 32 | 32 | 32 | 32 | 32 | 32 | 32 | 32 | 32 | 32 | 32 | 32 | 32 | 32 | 32 | 32 | 32 | 32 | 32 | 32 | 32 | 32 | 32 | 32 | 32 | 32 | 32 | 32 | 32 | 32 | 32 | 32 | 32 | 32 | 32 | 32 | 32 | 32 | 32 | 32 | 32 | 32 | 32 | 32 | 32 | 32 | 32 | 32 | 32 | 32 | 32 | 32 | 32 | 32 | 32 | 32 | 32 | 32 | 32 | 32 | 32 | 32 | 32 | 32 | 32 | 32 | 32 | 32 | 32 | 32 | 32 | 32 | 32 | 32 | 32 | 32 | 32 | 32 | 32 | 32 | 32 | 32 | 32 | 32 | 32 | 32 | 32 | 32 | 32 | 32 | 32 | 32 | 32 | 32 | 32 | 32 | 32 | 32 | 32 | 32 | 32 | 32 | 32 | 32 | 32 | 32 | 32 | 32 | 32 | 32 | 32 | 32 | 32 | 32 | 32 | 32 | 32 | 32 | 32 | 32 | 32 | 32 | 32 | 32 | 32 | 32 | 32 | 32 | 32 | 32 | 32 | 32 | 32 | 32 | 32 | 32 | 32 | 32 | 32 | 32 | 32 | 32 | 32 | 32 | 32 | 32 | 32 | 32 | 32 | 32 | 32 | 32 | 32 | 32 | 32 | 32 | 32 | 32 | 32 | 32 | 32 | 32 | 32 | 32 | 32 | 32 | 32 | 32 | 32 | 32 | 32 | 32 | 32 | 32 | 32 | 32 | 32 | 32 | 32 | 32 | 32 | 32 | 32 | 32 | 32 | 32 | 32 | 32 | 32 | 32 | 32 | 32 | 32 | 32 | 32 | 32 | 32 | 32 | 32 | 32 | 32 | 32 | 32 | 32 | 32 | 32 | 32 | 32 | 32 | 32 | 32 | 32 | 32 | 32 | 32 | 32 | 32 | 32 | 32 | 32 | 32 | 32 | 32 | 32 | 32 | 32 | 32 | 32 | 32 | 32 | 32 | 32 | 32 | 32 | 32 | 32 | 32 | 32 | 32 | 32 | 32 | 32 | 32 | 32 | 32 | 32 | 32 | 32 | 32 | 32 | 32 | 32 | 32 | 32 | 32 | 32 | 32 | 32 | 32 | 32 | 32 | 32 | 32 | 32 | 32 | 32 | 32 | 32 | 32 | 32 | 32 | 32 | 32 | 32 | 32 | 32 | 32 | 32 | 32 | 32 | 32 | 32 | 32 | 32 | 32 | 32 | 32 | 32 | 32 | 32 | 32 | 32 | 32 | 32 | 32 | 32 | 32 | 32 | 32 | 32 | 32 | 32 | 32 | 32 | 32 | 32 | 32 | 32 | 32 | 32 | 32 | 32 | 32 | 32 | 32 | 32 | 32 | 32 | 32 | 32 | 32 | 32 | 32 | 32 | 32 | 32 | 32 | 32 | 32 | 32 | 32 | 32 | 32 | 32 | 32 | 32 | 32 | 32 | 32 | 32 | 32 | 32 | 32 | 32 | 32 | 32 | 32 | 32 | 32 | 32 | 32 | 32 | 32 | 32 | 32 | 32 | 32 | 32 | 32 | 32 | 32 | 32 | 32 | 32 | 32 | 32 | 32 | 32 | 32 | 32 | 32 | 32 | 32 | 32 | 32 | 32 | 32 | 32 | 32 | 32 | 32 | 32 | 32 | 32 | 32 | 32 | 32 | 32 | 32 | 32 | 32 | 32 | 32 | 32 | 32 | 32 | 32 | 32 | 32 | 32 | 32 | 32 | 32 | 32 | 32 | 32 | 32 | 32 | 32 | 32 | 32 | 32 | 32 | 32 | 32 | 32 | 32 | 32 | 32 | 32 | 32 | 32 | 32 | 32 | 32 | 32 | 32 | 32 | 32 | 32 | 32 | 32 | 32 | 32 | 32 | 32 | 32 | 32 | 32 | 32 | 32 | 32 | 32 | 32 | 32 | 32 | 32 | 32 | 32 | 32 | 32 | 32 | 32 | 32 | 32 | 32 | 32 | 32 | 32 | 32 | 32 | 32 | 32 | 32 | 32 | 32 | 32 | 32 | 32 | 32 | 32 | 32 | 32 | 32 | 32 | 32 | 32 | 32 | 32 | 32 | 32 | 32 | 32 | 32 | 32 | 32 | 32 | 32 | 32 | 32 | 32 | 32 | 32 | 32 | 32 | 32 | 32 | 32 | 32 | 32 | 32 | 32 | 32 | 32 | 32 | 32 | 32 | 32 | 32 | 32 | 32 | 32 | 32 | 32 | 32 | 32 | 32 | 32 | 32 | 32 | 32 | 32 | 32 | 32 | 32 | 32 | 32 | 32 | 32 | 32 | 32 | 32 | 32 | 32 | 32 | 32 | 32 | 32 | 32 | 32 | 32 | 32 | 32 | 32 | 32 | 32 | 32 | 32 | 32 | 32 | 32 | 32 | 32 | 32 | 32 | 32 | 32 | 32 | 32 | 32 | 32 | 32 | 32 | 32 | 32 | 32 | 32 | 32 | 32 | 32 | 32 | 32 | 32 | 32 | 32 | 32 | 32 | 32 | 32 | 32 | 32 | 32 | 32 | 32 | 32 | 32 | 32 | 32 | 32 | 32 | 32 | 32 | 32 | 32 | 32 | 32 | 32 | 32 | 32 | 32 | 32 | 32 | 32 | 32 | 32 | 32 | 32 | 32 | 32 | 32 | 32 | 32 | 32 | 32 | 32 | 32 | 32 | 32 | 32 | 32 | 32 | 32 | 32 | 32 | 32 | 32 | 32 | 32 | 32 | 32 | 32 | 32 | 32 | 32 | 32 | 32 | 32 | 32 | 32 | 32 | 32 | 32 | 32 | 32 | 32 | 32 | 32 | 32 | 32 | 32 | 32 | 32 | 32 | 32 | 32 | 32 | 32 | 32 | 32 | 32 | 32 | 32 | 32 | 32 | 32 | 32 | 32 | 32 | 32 | 32 | 32 | 32 | 32 | 32 | 32 | 32 | 32 | 32 | 32 | 32 | 32 | 32 | 32 | 32 | 32 | 32 | 32 | 32 | 32 | 32 | 32 | 32 | 32 | 32 | 32 | 32 | 32 | 32 | 32 | 32 | 32 | 32 | 32 | 32 | 32 | 32 | 32 | 32 | 32 | 32 | 32 | 32 | 32 | 32 | 32 | 32 | 32 | 32 | 32 | 32 | 32 | 32 | 32 | 32 | 32 | 32 | 32 | 32 | 32 | 32 | 32 | 32 | 32 | 32 | 32 | 32 | 32 | 32 | 32 | 32 | 32 | 32 | 32 | 32 | 32 | 32 | 32 | 32 | 32 | 32 | 32 | 32 | 32 | 32 | 32 | 32 | 32 | 32 | 32 | 32 | 32 | 32 | 32 | 32 | 32 | 32 | 32 | 32 | 32 | 32 | 32 | 32 | 32 | 32 | 32 | 32 | 32 | 32 | 32 | 32 | 32 | 32 | 32 | 32 | 32 | 32 | 32 | 32 | 32 | 32 | 32 | 32 | 32 | 32 | 32 | 32 | 32 | 32 | 32 | 32 | 32 | 32 | 32 | 32 | 32 | 32 | 32 | 32 | 32 | 32 | 32 | 32 | 32 | 32 | 32 | 32 | 32 | 32 | 32 | 32 | 32 | 32 | 32 | 32 | 32 | 32 | 32 | 32 | 32 | 32 | 32 | 32 | 32 | 32 | 32 | 32 | 32 | 32 | 32 | 32 | 32 | 32 | 32 | 32 | 32 | 32 | 32 | 32 | 32 | 32 | 32 | 32 | 32 | 32 | 32 | 32 | 32 | 32 | 32 | 32 | 32 | 32 | 32 | 32 | 32 | 32 | 32 | 32 | 32 | 32 | 32 | 32 | 32 | 32 | 32 | 32 | 32 | 32 | 32 | 32 | 32 | 32 | 32 | 32 | 32 | 32 | 32 | 32 | 32 | 32 | 32 | 32 | 32 | 32 | 32 | 32 | 32 | 32 | 32 | 32 | 32 | 32 | 32 | 32 | 32 | 32 | 32 | 32 | 32 | 32 | 32 | 32 | 32 | 32 | 32 | 32 | 32 | 32 | 32 | 32 | 32 | 32 | 32 | 32 | 32 | 32 | 32 | 32 | 32 | 32 | 32 | 32 | 32 | 32 | 32 | 32 | 32 | 32 | 32 | 32 | 32 | 32 | 32 | 32 | 32 | 32 | 32 | 32 | 32 | 32 | 32 | 32 | 32 | 32 | 32 | 32 | 32 | 32 | 32 | 32 | 32 | 32 | 32 | 32 | 32 | 32 | 32 | 32 | 32 | 32 | 32 | 32 | 32 | 32 | 32 | 32 | 32 | 32 | 32 | 32 | 32 | 32 | 32 | 32 | 32 | 32 | 32 | 32 | 32 | 32 | 32 | 32 | 32 | 32 | 32 | 32 | 32 | 32 | 32 | 32 | 32 | 32 | 32 | 32 | 32 | 32 | 32 | 32 | 32 | 32 | 32 | 32 | 32 | 32 | 32 | 32 | 32 | 32 | 32 | 32 | 32 | 32 | 32 | 32 | 32 | 32 | 32 | 32 | 32 | 32 | 32 | 32 | 32 | 32 | 32 | 32 | 32 | 32 | 32 | 32 | 32 | 32 | 32 | 32 | 32 | 32 | 32 | 32 | 32 | 32 | 32 | 32 | 32 | 32 | 32 | 32 | 32 | 32 | 32 | 32 | 32 | 32 | 32 | 32 | 32 | 32 | 32 | 32 | 32 | 32 | 32 | 32 | 32 | 32 | 32 | 32 | 32 | 32 | 32 | 32 | 32 | 32 | 32 | 32 | 32 | 32 | 32 | 32 | 32 | 32 | 32 | 32 | 32 | 32 | 32 | 32 | 32 | 32 | 32 | 32 | 32 | 32 | 32 | 32 | 32 | 32 | 32 | 32 | 32 | 32 | 32 | 32 | 32 | 32 | 32 | 32 | 32 | 32 | 32 | 32 | 32 | 32 | 32 | 32 | 32 | 32 | 32 | 32 | 32 | 32 | 32 | 32 | 32 | 32 | 32 | 32 | 32 | 32 | 32 | 32 | 32 | 32 | 32 | 32 | 32 | 32 | 32 | 32 | 32 | 32 | 32 | 32 | 32 | 32 | 32 | 32 | 32 | 32 | 32 | 32 | 32 | 32 | 32 | 32 | 32 | 32 | 32 | 32 | 32 | 32 | 32 | 32 | 32 | 32 | 32 | 32 | 32 | 32 | 32 | 32 | 32 | 32 | 32 | 32 | 32 | 32 | 32 | 32 | 32 | 32 | 32 | 32 | 32 | 32 | 32 | 32 | 32 | 32 | 32 | 32 | 32 | 32 | 32 | 32 | 32 | 32 | 32 | 32 | 32 | 32 | 32 | 32 | 32 | 32 | 32 | 32 | 32 | 32 | 32 | 32 | 32 | 32 | 32 | 32 | 32 | 32 | 32 | 32 | 32 | 32 | 32 | 32 | 32 | 32 | 32 | 32 | 32 | 32 | 32 | 32 | 32 | 32 | 32 | 32 | 32 | 32 | 32 | 32 | 32 | 32 | 32 | 32 | 32 | 32 | 32 | 32 | 32 | 32 | 32 | 32 | 32 | 32 | 32 | 32 | 32 | 32 | 32 | 32 | 32 | 32 | 32 | 32 | 32 | 32 | 32 | 32 | 32 | 32 | 32 | 32 | 32 | 32 | 32 | 32 | 32 | 32 | 32 | 32 | 32 | 32 | 32 | 32 | 32 | 32 | 32 | 32 | 32 | 32 | 32 | 32 | 32 | 32 | 32 | 32 | 32 | 32 | 32 | 32 | 32 | 32 | 32 | 32 | 32 | 32 | 32 | 32 | 32 | 32 | 32 | 32 | 32 | 32 | 32 | 32 | 32 | 32 | 32 | 32 | 32 | 32 | 32 | 32 | 32 | 32 | 32 | 32 | 32 | 32 | 32 | 32 | 32 | 32 | 32 | 32 | 32 | 32 | 32 | 32 | 32 | 32 | 32 | 32 | 32 | 32 | 32 | 32 | 32 | 32 | 32 | 32 | 32 | 32 | 32 | 32 | 32 | 32 | 32 | 32 | 32 | 32 | 32 | 32 | 32 | 32 | 32 | 32 | 32 | 32 | 32 | 32 | 32 | 32 | 32 | 32 | 32 | 32 | 32 | 32 | 32 | 32 | 32 | 32 | 32 | 32 | 32 | 32 | 32 | 32 | 32 | 32 | 32 | 32 | 32 | 32 | 32 | 32 | 32 | 32 | 32 | 32 | 32 | 32 | 32 | 32 | 32 | 32 | 32 | 32 | 32 | 32 | 32 | 32 | 32 | 32 | 32 | 32 | 32 | 32 | 32 | 32 | 32 | 32 | 32 | 32 | 32 | 32 | 32 | 32 | 32 | 32 | 32 | 32 | 32 | 32 | 32 | 32 | 32 | 32 | 32 | 32 | 32 | 32 | 32 | 32 | 32 | 32 | 32 | 32 | 32 | 32 | 32 | 32 | 32 | 32 | 32 | 32 | 32 | 32 | 32 | 32 | 32 | 32 | 32 | 32 | 32 | 32 | 32 | 32 | 32 | 32 | 32 | 32 | 32 | 32 | 32 | 32 | 32 | 32 | 32 | 32 | 32 | 32 | 32 | 32 | 32 | 32 | 32 | 32 | 32 | 32 | 32 | 32 | 32 | 32 | 32 | 32 | 32 | 32 | 32 | 32 | 32 | 32 | 32 | 32 | 32 | 32 | 32 | 32 | 32 | 32 | 32 | 32 | 32 | 32 | 32 | 32 | 32 | 32 | 32 | 32 | 32 | 32 | 32 | 32 | 32 | 32 | 32 | 32 | 32 | 32 | 32 | 32 | 32 | 32 | 32 | 32 | 32 | 32 | 32 | 32 | 32 | 32 | 32 | 32 | 32 | 32 | 32 | 32 | 32 | 32 | 32 | 32 | 32 | 32 | 32 | 32 | 32 | 32 | 32 | 32 | 32 | 32 | 32 | 32 | 32 | 32 | 32 | 32 | 32 | 32 | 32 | 32 | 32 | 32 | 32 | 32 | 32 | 32 | 32 | 32 | 32 | 32 | 32 | 32 | 32 | 32 | 32 | 32 | 32 | 32 | 32 | 32 | 32 | 32 | 32 | 32 | 32 | 32 | 32 | 32 | 32 | 32 | 32 | 32 | 32 | 32 | 32 | 32 | 32 | 32 | 32 | 32 | 32 | 32 | 32 | 32 | 32 | 32 | 32 | 32 | 32 | 32 | 32 | 32 | 32 | 32 | 32 | 32 | 32 | 32 | 32 | 32 | 32 | 32 | 32 | 32 | 32 | 32 | 32 | 32 | 32 | 32 | 32 | 32 | 32 | 32 | 32 | 32 | 32 | 32 | 32 | 32 | 32 | 32 | 32 | 32 | 32 | 32 | 32 | 32 | 32 | 32 | 32 | 32 | 32 | 32 | 32 | 32 | 32 | 32 | 32 | 32 | 32 | 32 | 32 | 32 | 32 | 32 | 32 | 32 | 32 | 32 | 32 | 32 | 32 | 32 | 32 | 32 | 32 | 32 | 32 | 32 | 32 | 32 | 32 | 32 | 32 | 32 | 32 | 32 | 32 | 32 | 32 | 32 | 32 | 32 | 32 | 32 | 32 | 32 | 32 | 32 | 32 | 32 | 32 | 32 | 32 | 32 | 32 | 32 | 32 | 32 | 32 | 32 | 32 | 32 | 32 | 32 | 32 | 32 | 32 | 32 | 32 | 32 | 32 | 32 | 32 | 32 | 32 | 32 | 32 | 32 | 32 | 32 | 32 | 32 | 32 | 32 | 32 | 32 | 32 | 32 | 32 | 32 | 32 | 32 | 32 | 32 | 32 | 32 | 32 | 32 | 32 | 32 | 32 | 32 | 32 | 32 | 32 | 32 | 32 | 32 | 32 | 32 | 32 | 32 | 32 | 32 | 32 | 32 | 32 | 32 | 32 | 32 | 32 | 32 | 32 | 32 | 32 | 32 | 32 | 32 | 32 | 32 | 32 | 32 | 32 | 32 | 32 | 32 | 32 | 32 | 32 | 32 | 32 | 32 | 32 | 32 | 32 | 32 | 32 | 32 | 32 | 32 | 32 | 32 | 32 | 32 | 32 | 32 | 32 | 32 | 32 | 32 | 32 | 32 | 32 | 32 | 32 | 32 | 32 | 32 | 32 | 32 | 32 | 32 | 32 | 32 | 32 | 32 | 32 | 32 | 32 | 32 | 32 | 32 | 32 | 32 | 32 | 32 | 32 | 32 | 32 | 32 | 32 | 32 | 32 | 32 | 32 | 32 | 32 | 32 | 32 | 32 | 32 | 32 | 32 | 32 | 32 | 32 | 32 | 32 | 32 | 32 | 32 | 32 | 32 | 32 | 32 | 32 | 32 | 32 | 32 | 32 | 32 | 32 | 32 | 32 | 32 | 32 | 32 | 32 | 32 | 32 | 32 | 32 | 32 | 32 | 32 | 32 | 32 | 32 | 32 | 32 | 32 | 32 | 32 | 32 | 32 | 32 | 32 | 32 | 32 | 32 | 32 | 32 | 32 | 32 | 32 | 32 | 32 | 32 | 32 | 32 | 32 | 32 | 32 | 32 | 32 | 32 | 32 | 32 | 32 | 32 | 32 | 32 | 32 | 32 | 32 | 32 | 32 | 32 | 32 | 32 | 32 | 32 | 32 | 32 | 32 | 32 | 32 | 32 | 32 | 32 | 32 | 32 | 32 | 32 | 32 | 32 | 32 | 32 | 32 | 32 | 32 | 32 | 32 | 32 | 32 | 32 | 32 | 32 | 32 | 32 | 32 | 32 | 32 | 32 | 32 | 32 | 32 | 32 | 32 | 32 | 32 | 32 | 32 | 32 | 32 | 32 | 32 | 32 | 32 | 32 | 32 | 32 | 32 | 32 | 32 | 32 | 32 | 32 | 32 | 32 | 32 | 32 | 32 | 32 | 32 | 32 | 32 | 32 | 32 | 32 | 32 | 32 | 32 | 32 | 32 | 32 | 32 | 32 | 32 | 32 | 32 | 32 | 32 | 32 | 32 | 32 | 32 | 32 | 32 | 32 | 32 | 32 | 32 | 32 | 32 | 32 | 32 | 32 | 32 | 32 | 32 | 32 | 32 | 32 | 32 | 32 | 32 | 32 | 32 | 32 | 32 | 32 | 32 | 32 | 32 | 32 | 32 | 32 | 32 | 32 | 32 | 32 | 32 | 32 | 32 | 32 | 32 | 32 | 32 | 32 | 32 | 32 | 32 | 32 | 32 | 32 | 32 | 32 | 32 | 32 | 32 | 32 | 32 | 32 | 32 | 32 | 32 | 32 | 32 | 32 | 32 | 32 | 32 | 32 | 32 | 32 | 32 | 32 | 32 | 32 | 32 | 32 | 32 | 32 | 32 | 32 | 32 | 32 | 32 | 32 | 32 | 32 | 32 | 32 | 32 | 32 | 32 | 32 | 32 | 32 | 32 | 32 | 32 | 32 | 32 | 32 | 32 | 32 | 32 | 32 | 32 | 32 | 32 | 32 | 32 | 32 | 32 | 32 | 32 | 32 | 32 | 32 | 32 | 32 | 32 | 32 | 32 | 32 | 32 | 32 | 32 | 32 | 32 | 32 | 32 | 32 | 32 | 32 | 32 | 32 | 32 | 32 | 32 | 32 | 32 | 32 | 32 | 32 | 32 | 32 | 32 | 32 | 32 | 32 | 32 | 32 | 32 | 32 | 32 | 32 | 32 | 32 | 32 | 32 | 32 | 32 | 32 | 32 | 32 | 32 | 32 | 32 | 32 | 32 | 32 | 32 | 32 | 32 | 32 | 32 | 32 | 32 | 32 | 32 | 32 | 32 | 32 | 32 | 32 | 32 | 32 | 32 | 32 | 32 | 32 | 32 | 32 | 32 | 32 | 32 | 32 | 32 | 32 | 32 | 32 | 32 | 32 | 32 | 32 | 32 | 32 | 32 | 32 | 32 | 32 | 32 | 32 | 32 | 32 | 32 | 32 | 32 | 32 | 32 | 32 | 32 | 32 | 32 | 32 | 32 | 32 | 32 | 32 | 32 | 32 | 32 | 32 | 32 | 32 | 32 | 32 | 32 | 32 | 32 | 32 | 32 | 32 | 32 | 32 | 32 | 32 | 32 | 32 | 32 | 32 | 32 | 32 | 32 | 32 | 32 | 32 | 32 | 32 | 32 | 32 | 32 | 32 | 32 | 32 | 32 | 32 | 32 | 32 | 32 | 32 | 32 | 32 | 32 | 32 | 32 | 32 | 32 | 32 | 32 | 32 | 32 | 32 | 32 | 32 | 32 | 32 | 32 | 32 | 32 | 32 | 32 | 32 | 32 | 32 | 32 | 32 | 32 | 32 | 32 | 32 | 32 | 32 | 32 | 32 | 32 | 32 | 32 | 32 | 32 | 32 | 32 | 32 | 32 | 32 | 32 | 32 | 32 | 32 | 32 | 32 | 32 | 32 | 32 | 32 | 32 | 32 | 32 | 32 | 32 | 32 | 32 | 32 | 32 | 32 | 32 | 32 | 32 | 32 | 32 | 32 | 32 | 32 | 32 | 32 | 32 | 32 | 32 | 32 | 32 | 32 | 32 | 32 | 32 | 32 | 32 | 32 | 32 | 32 | 32 | 32 | 32 | 32 | 32 | 32 | 32 | 32 | 32 | 32 | 32 | 32 | 32 | 32 | 32 | 32 | 32 | 32 | 32 | 32 | 32 | 32 | 32 | 32 | 32 | 32 | 32 | 32 | 32 | 32 | 32 | 32 | 32 | 32 | 32 | 32 | 32 | 32 | 32 | 32 | 32 | 32 | 32 | 32 | 32 | 32 | 32 | 32 | 32 | 32 | 32 | 32 | 32 | 32 | 32 | 32 | 32 | 32 | 32 | 32 | 32 | 32 | 32 | 32 | 32 | 32 | 32 | 32 | 32 | 32 | 32 | 32 | 32 | 32 | 32 | 32 | 32 | 32 | 32 | 32 | 32 | 32 | 32 | 32 | 32 | 32 | 32 | 32 | 32 | 32 | 32 | 32 | 32 | 32 | 32 | 32 | 32 | 32 | 32 | 32 | 32 | 32 | 32 | 32 | 32 | 32 | 32 | 32 | 32 | 32 | 32 | 32
Exposure time | T | constant | 25200 |  | s | Exposure time in seconds | T | 25200 | 25200 | 25200 | 25200 | 25200 | 25200 | 25200 | 25200 | 25200 | 25200 | 25200 | 25200 | 25200 | 25200 | 25200 | 25200 | 25200 | 25200 | 25200 | 25200 | 25200 | 25200 | 25200 | 25200 | 25200 | 25200 | 25200 | 25200 | 25200 | 25200 | 25200 | 25200 | 25200 | 25200 | 25200 | 25200 | 25200 | 25200 | 25200 | 25200 | 25200 | 25200 | 25200 | 25200 | 25200 | 25200 | 25200 | 25200 | 25200 | 25200 | 25200 | 25200 | 25200 | 25200 | 25200 | 25200 | 25200 | 25200 | 25200 | 25200 | 25200 | 25200 | 25200 | 25200 | 25200 | 25200 | 25200 | 25200 | 25200 | 25200 | 25200 | 25200 | 25200 | 25200 | 25200 | 25200 | 25200 | 25200 | 25200 | 25200 | 25200 | 25200 | 25200 | 25200 | 25200 | 25200 | 25200 | 25200 | 25200 | 25200 | 25200 | 25200 | 25200 | 25200 | 25200 | 25200 | 25200 | 25200 | 25200 | 25200 | 25200 | 25200 | 25200 | 25200 | 25200 | 25200 | 25200 | 25200 | 25200 | 25200 | 25200 | 25200 | 25200 | 25200 | 25200 | 25200 | 25200 | 25200 | 25200 | 25200 | 25200 | 25200 | 25200 | 25200 | 25200 | 25200 | 25200 | 25200 | 25200 | 25200 | 25200 | 25200 | 25200 | 25200 | 25200 | 25200 | 25200 | 25200 | 25200 | 25200 | 25200 | 25200 | 25200 | 25200 | 25200 | 25200 | 25200 | 25200 | 25200 | 25200 | 25200 | 25200 | 25200 | 25200 | 25200 | 25200 | 25200 | 25200 | 25200 | 25200 | 25200 | 25200 | 25200 | 25200 | 25200 | 25200 | 25200 | 25200 | 25200 | 25200 | 25200 | 25200 | 25200 | 25200 | 25200 | 25200 | 25200 | 25200 | 25200 | 25200 | 25200 | 25200 | 25200 | 25200 | 25200 | 25200 | 25200 | 25200 | 25200 | 25200 | 25200 | 25200 | 25200 | 25200 | 25200 | 25200 | 25200 | 25200 | 25200 | 25200 | 25200 | 25200 | 25200 | 25200 | 25200 | 25200 | 25200 | 25200 | 25200 | 25200 | 25200 | 25200 | 25200 | 25200 | 25200 | 25200 | 25200 | 25200 | 25200 | 25200 | 25200 | 25200 | 25200 | 25200 | 25200 | 25200 | 25200 | 25200 | 25200 | 25200 | 25200 | 25200 | 25200 | 25200 | 25200 | 25200 | 25200 | 25200 | 25200 | 25200 | 25200 | 25200 | 25200 | 25200 | 25200 | 25200 | 25200 | 25200 | 25200 | 25200 | 25200 | 25200 | 25200 | 25200 | 25200 | 25200 | 25200 | 25200 | 25200 | 25200 | 25200 | 25200 | 25200 | 25200 | 25200 | 25200 | 25200 | 25200 | 25200 | 25200 | 25200 | 25200 | 25200 | 25200 | 25200 | 25200 | 25200 | 25200 | 25200 | 25200 | 25200 | 25200 | 25200 | 25200 | 25200 | 25200 | 25200 | 25200 | 25200 | 25200 | 25200 | 25200 | 25200 | 25200 | 25200 | 25200 | 25200 | 25200 | 25200 | 25200 | 25200 | 25200 | 25200 | 25200 | 25200 | 25200 | 25200 | 25200 | 25200 | 25200 | 25200 | 25200 | 25200 | 25200 | 25200 | 25200 | 25200 | 25200 | 25200 | 25200 | 25200 | 25200 | 25200 | 25200 | 25200 | 25200 | 25200 | 25200 | 25200 | 25200 | 25200 | 25200 | 25200 | 25200 | 25200 | 25200 | 25200 | 25200 | 25200 | 25200 | 25200 | 25200 | 25200 | 25200 | 25200 | 25200 | 25200 | 25200 | 25200 | 25200 | 25200 | 25200 | 25200 | 25200 | 25200 | 25200 | 25200 | 25200 | 25200 | 25200 | 25200 | 25200 | 25200 | 25200 | 25200 | 25200 | 25200 | 25200 | 25200 | 25200 | 25200 | 25200 | 25200 | 25200 | 25200 | 25200 | 25200 | 25200 | 25200 | 25200 | 25200 | 25200 | 25200 | 25200 | 25200 | 25200 | 25200 | 25200 | 25200 | 25200 | 25200 | 25200 | 25200 | 25200 | 25200 | 25200 | 25200 | 25200 | 25200 | 25200 | 25200 | 25200 | 25200 | 25200 | 25200 | 25200 | 25200 | 25200 | 25200 | 25200 | 25200 | 25200 | 25200 | 25200 | 25200 | 25200 | 25200 | 25200 | 25200 | 25200 | 25200 | 25200 | 25200 | 25200 | 25200 | 25200 | 25200 | 25200 | 25200 | 25200 | 25200 | 25200 | 25200 | 25200 | 25200 | 25200 | 25200 | 25200 | 25200 | 25200 | 25200 | 25200 | 25200 | 25200 | 25200 | 25200 | 25200 | 25200 | 25200 | 25200 | 25200 | 25200 | 25200 | 25200 | 25200 | 25200 | 25200 | 25200 | 25200 | 25200 | 25200 | 25200 | 25200 | 25200 | 25200 | 25200 | 25200 | 25200 | 25200 | 25200 | 25200 | 25200 | 25200 | 25200 | 25200 | 25200 | 25200 | 25200 | 25200 | 25200 | 25200 | 25200 | 25200 | 25200 | 25200 | 25200 | 25200 | 25200 | 25200 | 25200 | 25200 | 25200 | 25200 | 25200 | 25200 | 25200 | 25200 | 25200 | 25200 | 25200 | 25200 | 25200 | 25200 | 25200 | 25200 | 25200 | 25200 | 25200 | 25200 | 25200 | 25200 | 25200 | 25200 | 25200 | 25200 | 25200 | 25200 | 25200 | 25200 | 25200 | 25200 | 25200 | 25200 | 25200 | 25200 | 25200 | 25200 | 25200 | 25200 | 25200 | 25200 | 25200 | 25200 | 25200 | 25200 | 25200 | 25200 | 25200 | 25200 | 25200 | 25200 | 25200 | 25200 | 25200 | 25200 | 25200 | 25200 | 25200 | 25200 | 25200 | 25200 | 25200 | 25200 | 25200 | 25200 | 25200 | 25200 | 25200 | 25200 | 25200 | 25200 | 25200 | 25200 | 25200 | 25200 | 25200 | 25200 | 25200 | 25200 | 25200 | 25200 | 25200 | 25200 | 25200 | 25200 | 25200 | 25200 | 25200 | 25200 | 25200 | 25200 | 25200 | 25200 | 25200 | 25200 | 25200 | 25200 | 25200 | 25200 | 25200 | 25200 | 25200 | 25200 | 25200 | 25200 | 25200 | 25200 | 25200 | 25200 | 25200 | 25200 | 25200 | 25200 | 25200 | 25200 | 25200 | 25200 | 25200 | 25200 | 25200 | 25200 | 25200 | 25200 | 25200 | 25200 | 25200 | 25200 | 25200 | 25200 | 25200 | 25200 | 25200 | 25200 | 25200 | 25200 | 25200 | 25200 | 25200 | 25200 | 25200 | 25200 | 25200 | 25200 | 25200 | 25200 | 25200 | 25200 | 25200 | 25200 | 25200 | 25200 | 25200 | 25200 | 25200 | 25200 | 25200 | 25200 | 25200 | 25200 | 25200 | 25200 | 25200 | 25200 | 25200 | 25200 | 25200 | 25200 | 25200 | 25200 | 25200 | 25200 | 25200 | 25200 | 25200 | 25200 | 25200 | 25200 | 25200 | 25200 | 25200 | 25200 | 25200 | 25200 | 25200 | 25200 | 25200 | 25200 | 25200 | 25200 | 25200 | 25200 | 25200 | 25200 | 25200 | 25200 | 25200 | 25200 | 25200 | 25200 | 25200 | 25200 | 25200 | 25200 | 25200 | 25200 | 25200 | 25200 | 25200 | 25200 | 25200 | 25200 | 25200 | 25200 | 25200 | 25200 | 25200 | 25200 | 25200 | 25200 | 25200 | 25200 | 25200 | 25200 | 25200 | 25200 | 25200 | 25200 | 25200 | 25200 | 25200 | 25200 | 25200 | 25200 | 25200 | 25200 | 25200 | 25200 | 25200 | 25200 | 25200 | 25200 | 25200 | 25200 | 25200 | 25200 | 25200 | 25200 | 25200 | 25200 | 25200 | 25200 | 25200 | 25200 | 25200 | 25200 | 25200 | 25200 | 25200 | 25200 | 25200 | 25200 | 25200 | 25200 | 25200 | 25200 | 25200 | 25200 | 25200 | 25200 | 25200 | 25200 | 25200 | 25200 | 25200 | 25200 | 25200 | 25200 | 25200 | 25200 | 25200 | 25200 | 25200 | 25200 | 25200 | 25200 | 25200 | 25200 | 25200 | 25200 | 25200 | 25200 | 25200 | 25200 | 25200 | 25200 | 25200 | 25200 | 25200 | 25200 | 25200 | 25200 | 25200 | 25200 | 25200 | 25200 | 25200 | 25200 | 25200 | 25200 | 25200 | 25200 | 25200 | 25200 | 25200 | 25200 | 25200 | 25200 | 25200 | 25200 | 25200 | 25200 | 25200 | 25200 | 25200 | 25200 | 25200 | 25200 | 25200 | 25200 | 25200 | 25200 | 25200 | 25200 | 25200 | 25200 | 25200 | 25200 | 25200 | 25200 | 25200 | 25200 | 25200 | 25200 | 25200 | 25200 | 25200 | 25200 | 25200 | 25200 | 25200 | 25200 | 25200 | 25200 | 25200 | 25200 | 25200 | 25200 | 25200 | 25200 | 25200 | 25200 | 25200 | 25200 | 25200 | 25200 | 25200 | 25200 | 25200 | 25200 | 25200 | 25200 | 25200 | 25200 | 25200 | 25200 | 25200 | 25200 | 25200 | 25200 | 25200 | 25200 | 25200 | 25200 | 25200 | 25200 | 25200 | 25200 | 25200 | 25200 | 25200 | 25200 | 25200 | 25200 | 25200 | 25200 | 25200 | 25200 | 25200 | 25200 | 25200 | 25200 | 25200 | 25200 | 25200 | 25200 | 25200 | 25200 | 25200 | 25200 | 25200 | 25200 | 25200 | 25200 | 25200 | 25200 | 25200 | 25200 | 25200 | 25200 | 25200 | 25200 | 25200 | 25200 | 25200 | 25200 | 25200 | 25200 | 25200 | 25200 | 25200 | 25200 | 25200 | 25200 | 25200 | 25200 | 25200 | 25200 | 25200 | 25200 | 25200 | 25200 | 25200 | 25200 | 25200 | 25200 | 25200 | 25200 | 25200 | 25200 | 25200 | 25200 | 25200 | 25200 | 25200 | 25200 | 25200 | 25200 | 25200 | 25200 | 25200 | 25200 | 25200 | 25200 | 25200 | 25200 | 25200 | 25200 | 25200 | 25200 | 25200 | 25200 | 25200 | 25200 | 25200 | 25200 | 25200 | 25200 | 25200 | 25200 | 25200 | 25200 | 25200 | 25200 | 25200 | 25200 | 25200 | 25200 | 25200 | 25200 | 25200 | 25200 | 25200 | 25200 | 25200 | 25200 | 25200 | 25200 | 25200 | 25200 | 25200 | 25200 | 25200 | 25200 | 25200 | 25200 | 25200 | 25200 | 25200 | 25200 | 25200 | 25200 | 25200 | 25200 | 25200 | 25200 | 25200 | 25200 | 25200 | 25200 | 25200 | 25200 | 25200 | 25200 | 25200 | 25200 | 25200 | 25200 | 25200 | 25200 | 25200 | 25200 | 25200 | 25200 | 25200 | 25200 | 25200 | 25200 | 25200 | 25200 | 25200 | 25200 | 25200 | 25200 | 25200 | 25200 | 25200 | 25200 | 25200 | 25200 | 25200 | 25200 | 25200 | 25200 | 25200 | 25200 | 25200 | 25200 | 25200 | 25200 | 25200 | 25200 | 25200 | 25200 | 25200 | 25200 | 25200 | 25200 | 25200 | 25200 | 25200 | 25200 | 25200 | 25200 | 25200 | 25200 | 25200 | 25200 | 25200 | 25200 | 25200 | 25200 | 25200 | 25200 | 25200 | 25200 | 25200 | 25200 | 25200 | 25200 | 25200 | 25200 | 25200 | 25200 | 25200 | 25200 | 25200 | 25200 | 25200 | 25200 | 25200 | 25200 | 25200 | 25200 | 25200 | 25200 | 25200 | 25200 | 25200 | 25200 | 25200 | 25200 | 25200 | 25200 | 25200 | 25200 | 25200 | 25200 | 25200 | 25200 | 25200 | 25200 | 25200 | 25200 | 25200 | 25200 | 25200 | 25200 | 25200 | 25200 | 25200 | 25200 | 25200 | 25200 | 25200 | 25200 | 25200 | 25200 | 25200 | 25200 | 25200 | 25200 | 25200 | 25200 | 25200 | 25200 | 25200 | 25200 | 25200 | 25200 | 25200 | 25200 | 25200 | 25200 | 25200 | 25200 | 25200 | 25200 | 25200 | 25200 | 25200 | 25200 | 25200 | 25200 | 25200 | 25200 | 25200 | 25200 | 25200 | 25200 | 25200 | 25200 | 25200 | 25200 | 25200 | 25200 | 25200 | 25200 | 25200 | 25200 | 25200 | 25200 | 25200 | 25200 | 25200 | 25200 | 25200 | 25200 | 25200 | 25200 | 25200 | 25200 | 25200 | 25200 | 25200 | 25200 | 25200 | 25200 | 25200 | 25200 | 25200 | 25200 | 25200 | 25200 | 25200 | 25200 | 25200 | 25200 | 25200 | 25200 | 25200 | 25200 | 25200 | 25200 | 25200 | 25200 | 25200 | 25200 | 25200 | 25200 | 25200 | 25200 | 25200 | 25200 | 25200 | 25200 | 25200 | 25200 | 25200 | 25200 | 25200 | 25200 | 25200 | 25200 | 25200 | 25200 | 25200 | 25200 | 25200 | 25200 | 25200 | 25200 | 25200 | 25200 | 25200 | 25200 | 25200 | 25200 | 25200 | 25200 | 25200 | 25200 | 25200 | 25200 | 25200 | 25200 | 25200 | 25200 | 25200 | 25200 | 25200 | 25200 | 25200 | 25200 | 25200 | 25200 | 25200 | 25200 | 25200 | 25200 | 25200 | 25200 | 25200 | 25200 | 25200 | 25200 | 25200 | 25200 | 25200 | 25200 | 25200 | 25200 | 25200 | 25200 | 25200 | 25200 | 25200 | 25200 | 25200 | 25200 | 25200 | 25200 | 25200 | 25200 | 25200 | 25200 | 25200 | 25200 | 25200 | 25200 | 25200 | 25200 | 25200 | 25200 | 25200 | 25200 | 25200 | 25200 | 25200 | 25200 | 25200 | 25200 | 25200 | 25200 | 25200 | 25200 | 25200 | 25200 | 25200 | 25200 | 25200 | 25200 | 25200 | 25200 | 25200 | 25200 | 25200 | 25200 | 25200 | 25200 | 25200 | 25200 | 25200 | 25200 | 25200 | 25200 | 25200 | 25200 | 25200 | 25200 | 25200 | 25200 | 25200 | 25200 | 25200 | 25200 | 25200 | 25200 | 25200 | 25200 | 25200 | 25200 | 25200 | 25200 | 25200 | 25200 | 25200 | 25200 | 25200 | 25200 | 25200 | 25200 | 25200 | 25200 | 25200 | 25200 | 25200 | 25200 | 25200 | 25200 | 25200 | 25200 | 25200 | 25200 | 25200 | 25200 | 25200 | 25200 | 25200 | 25200 | 25200 | 25200 | 25200 | 25200 | 25200 | 25200 | 25200 | 25200 | 25200 | 25200 | 25200 | 25200 | 25200 | 25200 | 25200 | 25200 | 25200 | 25200 | 25200 | 25200 | 25200 | 25200 | 25200 | 25200 | 25200 | 25200 | 25200 | 25200 | 25200 | 25200 | 25200 | 25200 | 25200 | 25200 | 25200 | 25200 | 25200 | 25200 | 25200 | 25200 | 25200 | 25200 | 25200 | 25200 | 25200 | 25200 | 25200 | 25200 | 25200 | 25200 | 25200 | 25200 | 25200 | 25200 | 25200 | 25200 | 25200 | 25200 | 25200 | 25200 | 25200 | 25200 | 25200 | 25200 | 25200 | 25200 | 25200 | 25200 | 25200 | 25200 | 25200 | 25200 | 25200 | 25200 | 25200 | 25200 | 25200 | 25200 | 25200 | 25200 | 25200 | 25200 | 25200 | 25200 | 25200 | 25200 | 25200 | 25200 | 25200 | 25200 | 25200 | 25200 | 25200 | 25200 | 25200 | 25200 | 25200 | 25200 | 25200 | 25200 | 25200 | 25200 | 25200 | 25200 | 25200 | 25200 | 25200 | 25200 | 25200 | 25200 | 25200 | 25200 | 25200 | 25200 | 25200 | 25200 | 25200 | 25200 | 25200 | 25200 | 25200 | 25200 | 25200 | 25200 | 25200 | 25200 | 25200 | 25200 | 25200 | 25200 | 25200 | 25200 | 25200 | 25200 | 25200 | 25200 | 25200 | 25200 | 25200 | 25200 | 25200 | 25200 | 25200 | 25200 | 25200 | 25200 | 25200 | 25200 | 25200 | 25200 | 25200 | 25200 | 25200 | 25200 | 25200 | 25200 | 25200 | 25200 | 25200 | 25200 | 25200 | 25200 | 25200 | 25200 | 25200 | 25200 | 25200 | 25200 | 25200 | 25200 | 25200 | 25200 | 25200 | 25200 | 25200 | 25200 | 25200 | 25200 | 25200 | 25200 | 25200 | 25200 | 25200 | 25200 | 25200 | 25200 | 25200 | 25200 | 25200 | 25200 | 25200 | 25200 | 25200 | 25200 | 25200 | 25200 | 25200 | 25200 | 25200 | 25200 | 25200 | 25200 | 25200 | 25200 | 25200 | 25200 | 25200 | 25200 | 25200 | 25200 | 25200 | 25200 | 25200 | 25200 | 25200 | 25200 | 25200 | 25200 | 25200 | 25200 | 25200 | 25200 | 25200 | 25200 | 25200 | 25200 | 25200 | 25200 | 25200 | 25200 | 25200 | 25200 | 25200 | 25200 | 25200 | 25200 | 25200 | 25200 | 25200 | 25200 | 25200 | 25200 | 25200 | 25200 | 25200 | 25200 | 25200 | 25200 | 25200 | 25200 | 25200 | 25200 | 25200 | 25200 | 25200 | 25200 | 25200 | 25200 | 25200 | 25200 | 25200 | 25200 | 25200 | 25200 | 25200 | 25200 | 25200 | 25200 | 25200 | 25200 | 25200 | 25200 | 25200 | 25200 | 25200 | 25200 | 25200 | 25200 | 25200 | 25200 | 25200 | 25200 | 25200 | 25200 | 25200 | 25200 | 25200 | 25200 | 25200 | 25200 | 25200 | 25200 | 25200 | 25200 | 25200 | 25200 | 25200 | 25200 | 25200 | 25200 | 25200 | 25200 | 25200 | 25200 | 25200 | 25200 | 25200 | 25200 | 25200 | 25200 | 25200 | 25200 | 25200 | 25200 | 25200 | 25200 | 25200 | 25200 | 25200 | 25200 | 25200 | 25200 | 25200 | 25200 | 25200 | 25200 | 25200 | 25200 | 25200 | 25200 | 25200 | 25200 | 25200 | 25200 | 25200 | 25200 | 25200 | 25200 | 25200 | 25200 | 25200 | 25200 | 25200 | 25200 | 25200 | 25200 | 25200 | 25200 | 25200 | 25200 | 25200 | 25200 | 25200 | 25200 | 25200 | 25200 | 25200 | 25200 | 25200 | 25200 | 25200 | 25200 | 25200 | 25200 | 25200 | 25200 | 25200 | 25200 | 25200 | 25200 | 25200 | 25200 | 25200 | 25200 | 25200 | 25200 | 25200 | 25200 | 25200 | 25200 | 25200 | 25200 | 25200 | 25200 | 25200 | 25200 | 25200 | 25200 | 25200 | 25200 | 25200 | 25200 | 25200 | 25200 | 25200 | 25200 | 25200 | 25200 | 25200 | 25200 | 25200 | 25200 | 25200 | 25200 | 25200 | 25200 | 25200 | 25200 | 25200 | 25200 | 25200 | 25200 | 25200 | 25200 | 25200 | 25200 | 25200 | 25200 | 25200 | 25200 | 25200 | 25200 | 25200 | 25200 | 25200 | 25200 | 25200 | 25200 | 25200 | 25200 | 25200 | 25200 | 25200 | 25200 | 25200 | 25200 | 25200 | 25200 | 25200 | 25200 | 25200 | 25200 | 25200 | 25200 | 25200 | 25200 | 25200 | 25200 | 25200 | 25200 | 25200 | 25200 | 25200 | 25200 | 25200 | 25200 | 25200 | 25200 | 25200 | 25200 | 25200 | 25200 | 25200 | 25200 | 25200 | 25200 | 25200 | 25200 | 25200 | 25200 | 25200 | 25200 | 25200 | 25200 | 25200 | 25200 | 25200 | 25200 | 25200 | 25200 | 25200 | 25200 | 25200 | 25200 | 25200 | 25200 | 25200 | 25200 | 25200 | 25200 | 25200 | 25200 | 25200 | 25200 | 25200 | 25200 | 25200 | 25200 | 25200 | 25200 | 25200 | 25200 | 25200 | 25200 | 25200 | 25200 | 25200 | 25200 | 25200 | 25200 | 25200 | 25200 | 25200 | 25200 | 25200 | 25200 | 25200 | 25200 | 25200 | 25200 | 25200 | 25200 | 25200 | 25200 | 25200 | 25200 | 25200 | 25200 | 25200 | 25200 | 25200 | 25200 | 25200 | 25200 | 25200 | 25200 | 25200 | 25200 | 25200 | 25200 | 25200 | 25200 | 25200 | 25200 | 25200 | 25200 | 25200 | 25200 | 25200 | 25200 | 25200 | 25200 | 25200 | 25200 | 25200 | 25200 | 25200 | 25200 | 25200 | 25200 | 25200 | 25200 | 25200 | 25200 | 25200 | 25200 | 25200 | 25200 | 25200 | 25200 | 25200 | 25200 | 25200 | 25200 | 25200 | 25200 | 25200 | 25200 | 25200 | 25200 | 25200 | 25200 | 25200 | 25200 | 25200 | 25200 | 25200 | 25200 | 25200 | 25200 | 25200 | 25200 | 25200 | 25200 | 25200 | 25200 | 25200 | 25200 | 25200 | 25200 | 25200 | 25200 | 25200 | 25200 | 25200 | 25200 | 25200 | 25200 | 25200 | 25200 | 25200 | 25200 | 25200 | 25200 | 25200 | 25200 | 25200 | 25200 | 25200 | 25200 | 25200 | 25200 | 25200 | 25200 | 25200 | 25200 | 25200 | 25200 | 25200 | 25200 | 25200 | 25200 | 25200 | 25200 | 25200 | 25200 | 25200 | 25200 | 25200 | 25200 | 25200 | 25200 | 25200 | 25200 | 25200 | 25200 | 25200 | 25200 | 25200 | 25200 | 25200 | 25200 | 25200 | 25200 | 25200 | 25200 | 25200 | 25200 | 25200 | 25200 | 25200 | 25200 | 25200 | 25200 | 25200 | 25200 | 25200 | 25200 | 25200 | 25200 | 25200 | 25200 | 25200 | 25200 | 25200 | 25200 | 25200 | 25200 | 25200 | 25200 | 25200 | 25200 | 25200 | 25200 | 25200 | 25200 | 25200 | 25200 | 25200 | 25200 | 25200 | 25200 | 25200 | 25200 | 25200 | 25200 | 25200 | 25200 | 25200 | 25200 | 25200 | 25200 | 25200 | 25200 | 25200 | 25200 | 25200 | 25200 | 25200 | 25200 | 25200 | 25200 | 25200 | 25200 | 25200 | 25200 | 25200 | 25200 | 25200 | 25200 | 25200 | 25200 | 25200 | 25200 | 25200 | 25200 | 25200 | 25200 | 25200 | 25200 | 25200 | 25200 | 25200 | 25200 | 25200 | 25200 | 25200 | 25200 | 25200 | 25200 | 25200 | 25200 | 25200 | 25200 | 25200 | 25200 | 25200 | 25200 | 25200 | 25200 | 25200 | 25200 | 25200 | 25200 | 25200 | 25200 | 25200 | 25200 | 25200 | 25200 | 25200 | 25200 | 25200 | 25200 | 25200 | 25200 | 25200 | 25200 | 25200 | 25200 | 25200 | 25200 | 25200 | 25200 | 25200 | 25200 | 25200 | 25200 | 25200 | 25200 | 25200 | 25200 | 25200 | 25200 | 25200 | 25200 | 25200 | 25200 | 25200 | 25200 | 25200 | 25200 | 25200 | 25200 | 25200 | 25200 | 25200 | 25200 | 25200 | 25200 | 25200 | 25200 | 25200 | 25200 | 25200 | 25200 | 25200 | 25200 | 25200 | 25200 | 25200 | 25200 | 25200 | 25200 | 25200 | 25200 | 25200 | 25200 | 25200 | 25200 | 25200 | 25200 | 25200 | 25200 | 25200 | 25200 | 25200 | 25200 | 25200 | 25200 | 25200 | 25200 | 25200 | 25200 | 25200 | 25200 | 25200 | 25200 | 25200 | 25200 | 25200 | 25200 | 25200 | 25200 | 25200 | 25200 | 25200 | 25200 | 25200 | 25200 | 25200 | 25200 | 25200 | 25200 | 25200 | 25200 | 25200 | 25200 | 25200 | 25200 | 25200 | 25200 | 25200 | 25200 | 25200 | 25200 | 25200 | 25200 | 25200 | 25200 | 25200 | 25200 | 25200 | 25200 | 25200 | 25200 | 25200 | 25200 | 25200 | 25200 | 25200 | 25200 | 25200 | 25200 | 25200 | 25200 | 25200 | 25200 | 25200 | 25200 | 25200 | 25200 | 25200 | 25200 | 25200 | 25200 | 25200 | 25200 | 25200 | 25200 | 25200 | 25200 | 25200 | 25200 | 25200 | 25200 | 25200 | 25200 | 25200 | 25200 | 25200 | 25200 | 25200 | 25200 | 25200 | 25200 | 25200 | 25200 | 25200 | 25200 | 25200 | 25200 | 25200 | 25200 | 25200 | 25200 | 25200 | 25200 | 25200 | 25200 | 25200 | 25200 | 25200 | 25200 | 25200 | 25200 | 25200 | 25200 | 25200 | 25200 | 25200 | 25200 | 25200 | 25200 | 25200 | 25200 | 25200 | 25200 | 25200 | 25200 | 25200 | 25200 | 25200 | 25200 | 25200 | 25200 | 25200 | 25200 | 25200 | 25200 | 25200 | 25200 | 25200 | 25200 | 25200 | 25200 | 25200 | 25200 | 25200 | 25200 | 25200 | 25200 | 25200 | 25200 | 25200 | 25200 | 25200 | 25200 | 25200 | 25200 | 25200 | 25200 | 25200 | 25200 | 25200 | 25200 | 25200 | 25200 | 25200 | 25200 | 25200 | 25200 | 25200 | 25200 | 25200 | 25200 | 25200 | 25200 | 25200 | 25200 | 25200 | 25200 | 25200 | 25200 | 25200 | 25200 | 25200 | 25200 | 25200 | 25200 | 25200 | 25200 | 25200 | 25200 | 25200 | 25200 | 25200 | 25200 | 25200 | 25200 | 25200 | 25200 | 25200 | 25200 | 25200 | 25200 | 25200 | 25200 | 25200 | 25200 | 25200 | 25200 | 25200 | 25200 | 25200 | 25200 | 25200 | 25200 | 25200 | 25200 | 25200 | 25200 | 25200 | 25200 | 25200 | 25200 | 25200 | 25200 | 25200 | 25200 | 25200 | 25200 | 25200 | 25200 | 25200 | 25200 | 25200 | 25200 | 25200 | 25200 | 25200 | 25200 | 25200 | 25200 | 25200 | 25200 | 25200 | 25200 | 25200 | 25200 | 25200 | 25200 | 25200 | 25200 | 25200 | 25200 | 25200 | 25200 | 25200 | 25200 | 25200 | 25200 | 25200 | 25200 | 25200 | 25200 | 25200 | 25200 | 25200 | 25200 | 25200 | 25200 | 25200 | 25200 | 25200 | 25200 | 25200 | 25200 | 25200 | 25200 | 25200 | 25200 | 25200 | 25200 | 25200 | 25200 | 25200 | 25200 | 25200 | 25200 | 25200 | 25200 | 25200 | 25200 | 25200 | 25200 | 25200 | 25200 | 25200 | 25200 | 25200 | 25200 | 25200 | 25200 | 25200 | 25200 | 25200 | 25200 | 25200 | 25200 | 25200 | 25200 | 25200 | 25200 | 25200 | 25200 | 25200 | 25200 | 25200 | 25200 | 25200 | 25200 | 25200 | 25200 | 25200 | 25200 | 25200 | 25200 | 25200 | 25200 | 25200 | 25200 | 25200 | 25200 | 25200 | 25200 | 25200 | 25200 | 25200 | 25200 | 25200 | 25200 | 25200 | 25200 | 25200 | 25200 | 25200 | 25200 | 25200 | 25200 | 25200 | 25200 | 25200 | 25200 | 25200 | 25200 | 25200 | 25200 | 25200 | 25200 | 25200 | 25200 | 25200 | 25200 | 25200 | 25200 | 25200 | 25200 | 25200 | 25200 | 25200 | 25200 | 25200 | 25200 | 25200 | 25200 | 25200 | 25200 | 25200 | 25200 | 25200 | 25200 | 25200 | 25200 | 25200 | 25200 | 25200 | 25200 | 25200 | 25200 | 25200 | 25200 | 25200 | 25200 | 25200 | 25200 | 25200 | 25200 | 25200 | 25200 | 25200 | 25200 | 25200 | 25200 | 25200 | 25200 | 25200 | 25200 | 25200 | 25200 | 25200 | 25200 | 25200 | 25200 | 25200 | 25200 | 25200 | 25200 | 25200 | 25200 | 25200 | 25200 | 25200 | 25200 | 25200 | 25200 | 25200 | 25200 | 25200 | 25200 | 25200 | 25200 | 25200 | 25200 | 25200 | 25200 | 25200 | 25200 | 25200 | 25200 | 25200 | 25200 | 25200 | 25200 | 25200 | 25200 | 25200 | 25200 | 25200 | 25200 | 25200 | 25200 | 25200 | 25200 | 25200 | 25200 | 25200 | 25200 | 25200 | 25200 | 25200 | 25200 | 25200 | 25200 | 25200 | 25200 | 25200 | 25200 | 25200 | 25200 | 25200 | 25200 | 25200 | 25200 | 25200 | 25200 | 25200 | 25200 | 25200 | 25200 | 25200 | 25200 | 25200 | 25200 | 25200 | 25200 | 25200 | 25200 | 25200 | 25200 | 25200 | 25200 | 25200 | 25200 | 25200 | 25200 | 25200 | 25200 | 25200 | 25200 | 25200 | 25200 | 25200 | 25200 | 25200 | 25200 | 25200 | 25200 | 25200 | 25200 | 25200 | 25200 | 25200 | 25200 | 25200 | 25200 | 25200 | 25200 | 25200 | 25200 | 25200 | 25200 | 25200 | 25200 | 25200 | 25200 | 25200 | 25200 | 25200 | 25200 | 25200 | 25200 | 25200 | 25200 | 25200 | 25200 | 25200 | 25200 | 25200 | 25200 | 25200 | 25200 | 25200 | 25200 | 25200 | 25200 | 25200 | 25200 | 25200 | 25200 | 25200 | 25200 | 25200 | 25200 | 25200 | 25200 | 25200 | 25200 | 25200 | 25200 | 25200 | 25200 | 25200 | 25200 | 25200 | 25200 | 25200 | 25200 | 25200 | 25200 | 25200 | 25200 | 25200 | 25200 | 25200 | 25200 | 25200 | 25200 | 25200 | 25200 | 25200 | 25200 | 25200 | 25200 | 25200 | 25200 | 25200 | 25200 | 25200 | 25200 | 25200 | 25200 | 25200 | 25200 | 25200 | 25200 | 25200 | 25200 | 25200 | 25200 | 25200 | 25200 | 25200 | 25200 | 25200 | 25200 | 25200 | 25200 | 25200 | 25200 | 25200 | 25200 | 25200 | 25200 | 25200 | 25200 | 25200 | 25200 | 25200 | 25200 | 25200 | 25200 | 25200 | 25200 | 25200 | 25200 | 25200 | 25200 | 25200 | 25200 | 25200 | 25200 | 25200 | 25200 | 25200 | 25200 | 25200 | 25200 | 25200 | 25200 | 25200 | 25200 | 25200 | 25200 | 25200 | 25200 | 25200 | 25200 | 25200 | 25200 | 25200 | 25200 | 25200 | 25200 | 25200 | 25200 | 25200 | 25200 | 25200 | 25200 | 25200 | 25200 | 25200 | 25200 | 25200 | 25200 | 25200 | 25200 | 25200 | 25200 | 25200 | 25200 | 25200 | 25200 | 25200 | 25200 | 25200 | 25200 | 25200 | 25200 | 25200 | 25200 | 25200 | 25200 | 25200 | 25200 | 25200 | 25200 | 25200 | 25200 | 25200 | 25200 | 25200 | 25200 | 25200 | 25200 | 25200 | 25200 | 25200 | 25200 | 25200 | 25200 | 25200 | 25200 | 25200 | 25200 | 25200 | 25200 | 25200 | 25200 | 25200 | 25200 | 25200 | 25200 | 25200 | 25200 | 25200 | 25200 | 25200 | 25200 | 25200 | 25200 | 25200 | 25200 | 25200 | 25200 | 25200 | 25200 | 25200 | 25200 | 25200 | 25200 | 25200 | 25200 | 25200 | 25200 | 25200 | 25200 | 25200 | 25200 | 25200 | 25200 | 25200 | 25200 | 25200 | 25200 | 25200 | 25200 | 25200 | 25200 | 25200 | 25200 | 25200 | 25200 | 25200 | 25200 | 25200 | 25200 | 25200 | 25200 | 25200 | 25200 | 25200 | 25200 | 25200 | 25200 | 25200 | 25200 | 25200 | 25200 | 25200 | 25200 | 25200 | 25200 | 25200 | 25200 | 25200 | 25200 | 25200 | 25200 | 25200 | 25200 | 25200 | 25200 | 25200 | 25200 | 25200 | 25200 | 25200 | 25200 | 25200 | 25200 | 25200 | 25200 | 25200 | 25200 | 25200 | 25200 | 25200 | 25200 | 25200 | 25200 | 25200 | 25200 | 25200 | 25200 | 25200 | 25200 | 25200 | 25200 | 25200 | 25200 | 25200 | 25200 | 25200 | 25200 | 25200 | 25200 | 25200 | 25200 | 25200 | 25200 | 25200 | 25200 | 25200 | 25200 | 25200 | 25200 | 25200 | 25200 | 25200 | 25200 | 25200 | 25200 | 25200 | 25200 | 25200 | 25200 | 25200 | 25200 | 25200 | 25200 | 25200 | 25200 | 25200 | 25200 | 25200 | 25200 | 25200 | 25200 | 25200 | 25200 | 25200 | 25200 | 25200 | 25200 | 25200 | 25200 | 25200 | 25200 | 25200 | 25200 | 25200 | 25200 | 25200 | 25200 | 25200 | 25200 | 25200 | 25200 | 25200 | 25200 | 25200 | 25200 | 25200 | 25200 | 25200 | 25200 | 25200 | 25200 | 25200 | 25200 | 25200 | 25200 | 25200 | 25200 | 25200 | 25200 | 25200 | 25200 | 25200 | 25200 | 25200 | 25200 | 25200 | 25200 | 25200 | 25200 | 25200 | 25200 | 25200 | 25200 | 25200 | 25200 | 25200 | 25200 | 25200 | 25200 | 25200 | 25200 | 25200 | 25200 | 25200 | 25200 | 25200 | 25200 | 25200 | 25200 | 25200 | 25200 | 25200 | 25200 | 25200 | 25200 | 25200 | 25200 | 25200 | 25200 | 25200 | 25200 | 25200 | 25200 | 25200 | 25200 | 25200 | 25200 | 25200 | 25200 | 25200 | 25200 | 25200 | 25200 | 25200 | 25200 | 25200 | 25200 | 25200 | 25200 | 25200 | 25200 | 25200 | 25200 | 25200 | 25200 | 25200 | 25200 | 25200 | 25200 | 25200 | 25200 | 25200 | 25200 | 25200 | 25200 | 25200 | 25200 | 25200 | 25200 | 25200 | 25200 | 25200 | 25200 | 25200 | 25200 | 25200 | 25200 | 25200 | 25200 | 25200 | 25200 | 25200 | 25200 | 25200 | 25200 | 25200 | 25200 | 25200 | 25200 | 25200 | 25200 | 25200 | 25200 | 25200 | 25200 | 25200 | 25200 | 25200 | 25200 | 25200 | 25200 | 25200 | 25200 | 25200 | 25200 | 25200 | 25200 | 25200 | 25200 | 25200 | 25200 | 25200 | 25200 | 25200 | 25200 | 25200 | 25200 | 25200 | 25200 | 25200 | 25200 | 25200 | 25200 | 25200 | 25200 | 25200 | 25200 | 25200 | 25200 | 25200 | 25200 | 25200 | 25200 | 25200 | 25200 | 25200 | 25200 | 25200 | 25200 | 25200 | 25200 | 25200 | 25200 | 25200 | 25200 | 25200 | 25200 | 25200 | 25200 | 25200 | 25200 | 25200 | 25200 | 25200 | 25200 | 25200 | 25200 | 25200 | 25200 | 25200 | 25200 | 25200 | 25200 | 25200 | 25200 | 25200 | 25200 | 25200 | 25200 | 25200 | 25200 | 25200 | 25200 | 25200 | 25200 | 25200 | 25200 | 25200 | 25200 | 25200 | 25200 | 25200 | 25200 | 25200 | 25200 | 25200 | 25200 | 25200 | 25200 | 25200 | 25200 | 25200 | 25200 | 25200 | 25200 | 25200 | 25200 | 25200 | 25200 | 25200 | 25200 | 25200 | 25200 | 25200 | 25200 | 25200 | 25200 | 25200 | 25200 | 25200 | 25200 | 25200 | 25200 | 25200 | 25200 | 25200 | 25200 | 25200 | 25200 | 25200 | 25200 | 25200 | 25200 | 25200 | 25200 | 25200 | 25200 | 25200 | 25200 | 25200 | 25200 | 25200 | 25200 | 25200 | 25200 | 25200 | 25200 | 25200 | 25200 | 25200 | 25200 | 25200 | 25200 | 25200 | 25200 | 25200 | 25200 | 25200 | 25200 | 25200 | 25200 | 25200 | 25200 | 25200 | 25200 | 25200 | 25200 | 25200 | 25200 | 25200 | 25200 | 25200 | 25200 | 25200 | 25200 | 25200 | 25200 | 25200 | 25200 | 25200 | 25200 | 25200 | 25200 | 25200 | 25200 | 25200 | 25200 | 25200 | 25200 | 25200 | 25200 | 25200 | 25200 | 25200 | 25200 | 25200 | 25200 | 25200 | 25200 | 25200 | 25200 | 25200 | 25200 | 25200 | 25200 | 25200 | 25200 | 25200 | 25200 | 25200 | 25200 | 25200 | 25200 | 25200 | 25200 | 25200 | 25200 | 25200 | 25200 | 25200 | 25200 | 25200 | 25200 | 25200 | 25200 | 25200 | 25200 | 25200 | 25200 | 25200 | 25200 | 25200 | 25200 | 25200 | 25200 | 25200 | 25200 | 25200 | 25200 | 25200 | 25200 | 25200 | 25200 | 25200 | 25200 | 25200 | 25200 | 25200 | 25200 | 25200 | 25200 | 25200 | 25200 | 25200 | 25200 | 25200 | 25200 | 25200 | 25200 | 25200 | 25200 | 25200 | 25200 | 25200 | 25200 | 25200 | 25200 | 25200 | 25200 | 25200 | 25200 | 25200 | 25200 | 25200 | 25200 | 25200 | 25200 | 25200 | 25200 | 25200 | 25200 | 25200 | 25200 | 25200 | 25200 | 25200 | 25200 | 25200 | 25200 | 25200 | 25200 | 25200 | 25200 | 25200 | 25200 | 25200 | 25200 | 25200 | 25200 | 25200 | 25200 | 25200 | 25200 | 25200 | 25200 | 25200 | 25200 | 25200 | 25200 | 25200 | 25200 | 25200 | 25200 | 25200 | 25200 | 25200 | 25200 | 25200 | 25200 | 25200 | 25200 | 25200 | 25200 | 25200 | 25200 | 25200 | 25200 | 25200 | 25200 | 25200 | 25200 | 25200 | 25200 | 25200 | 25200 | 25200 | 25200 | 25200 | 25200 | 25200 | 25200 | 25200 | 25200 | 25200 | 25200 | 25200 | 25200 | 25200 | 25200 | 25200 | 25200 | 25200 | 25200 | 25200 | 25200 | 25200 | 25200 | 25200 | 25200 | 25200 | 25200 | 25200 | 25200 | 25200 | 25200 | 25200 | 25200 | 25200 | 25200 | 25200 | 25200 | 25200 | 25200 | 25200 | 25200 | 25200 | 25200 | 25200 | 25200 | 25200 | 25200 | 25200 | 25200 | 25200 | 25200 | 25200 | 25200 | 25200 | 25200 | 25200 | 25200 | 25200 | 25200 | 25200 | 25200 | 25200 | 25200 | 25200 | 25200 | 25200 | 25200 | 25200 | 25200 | 25200 | 25200 | 25200 | 25200 | 25200 | 25200 | 25200 | 25200 | 25200 | 25200 | 25200 | 25200 | 25200 | 25200 | 25200 | 25200 | 25200 | 25200 | 25200 | 25200 | 25200 | 25200 | 25200 | 25200 | 25200 | 25200 | 25200 | 25200 | 25200 | 25200 | 25200 | 25200 | 25200 | 25200 | 25200 | 25200 | 25200 | 25200 | 25200 | 25200 | 25200 | 25200 | 25200 | 25200 | 25200 | 25200 | 25200 | 25200 | 25200 | 25200 | 25200 | 25200 | 25200 | 25200 | 25200 | 25200 | 25200 | 25200 | 25200 | 25200 | 25200 | 25200 | 25200 | 25200 | 25200 | 25200 | 25200 | 25200 | 25200 | 25200 | 25200 | 25200 | 25200 | 25200 | 25200 | 25200 | 25200 | 25200 | 25200 | 25200 | 25200 | 25200 | 25200 | 25200 | 25200 | 25200 | 25200 | 25200 | 25200 | 25200 | 25200 | 25200 | 25200 | 25200 | 25200 | 25200 | 25200 | 25200 | 25200 | 25200 | 25200 | 25200 | 25200 | 25200 | 25200 | 25200 | 25200 | 25200 | 25200 | 25200 | 25200 | 25200 | 25200 | 25200 | 25200 | 25200 | 25200 | 25200 | 25200 | 25200 | 25200 | 25200 | 25200 | 25200 | 25200 | 25200 | 25200 | 25200 | 25200 | 25200 | 25200 | 25200 | 25200 | 25200 | 25200 | 25200 | 25200 | 25200 | 25200 | 25200 | 25200 | 25200 | 25200 | 25200 | 25200 | 25200 | 25200 | 25200 | 25200 | 25200 | 25200 | 25200 | 25200 | 25200 | 25200 | 25200 | 25200 | 25200 | 25200 | 25200 | 25200 | 25200 | 25200 | 25200 | 25200 | 25200 | 25200 | 25200 | 25200 | 25200 | 25200 | 25200 | 25200 | 25200 | 25200 | 25200 | 25200 | 25200 | 25200 | 25200 | 25200 | 25200 | 25200 | 25200 | 25200 | 25200 | 25200 | 25200 | 25200 | 25200 | 25200 | 25200 | 25200 | 25200 | 25200 | 25200 | 25200 | 25200 | 25200 | 25200 | 25200 | 25200 | 25200 | 25200 | 25200 | 25200 | 25200 | 25200 | 25200 | 25200 | 25200 | 25200 | 25200 | 25200 | 25200 | 25200 | 25200 | 25200 | 25200 | 25200 | 25200 | 25200 | 25200 | 25200 | 25200 | 25200 | 25200 | 25200 | 25200 | 25200 | 25200 | 25200 | 25200 | 25200 | 25200 | 25200 | 25200 | 25200 | 25200 | 25200 | 25200 | 25200 | 25200 | 25200 | 25200 | 25200 | 25200 | 25200 | 25200 | 25200 | 25200 | 25200 | 25200 | 25200 | 25200 | 25200 | 25200 | 25200 | 25200 | 25200 | 25200 | 25200 | 25200 | 25200 | 25200 | 25200 | 25200 | 25200 | 25200 | 25200 | 25200 | 25200 | 25200 | 25200 | 25200 | 25200 | 25200 | 25200 | 25200 | 25200 | 25200 | 25200 | 25200 | 25200 | 25200 | 25200 | 25200 | 25200 | 25200 | 25200 | 25200 | 25200 | 25200 | 25200 | 25200 | 25200 | 25200 | 25200 | 25200 | 25200 | 25200 | 25200 | 25200 | 25200 | 25200 | 25200 | 25200 | 25200 | 25200 | 25200 | 25200 | 25200 | 25200 | 25200 | 25200 | 25200 | 25200 | 25200 | 25200 | 25200 | 25200 | 25200 | 25200 | 25200 | 25200 | 25200 | 25200 | 25200 | 25200 | 25200 | 25200 | 25200 | 25200 | 25200 | 25200 | 25200 | 25200 | 25200 | 25200 | 25200 | 25200 | 25200 | 25200 | 25200 | 25200 | 25200 | 25200 | 25200 | 25200 | 25200 | 25200 | 25200 | 25200 | 25200 | 25200 | 25200 | 25200 | 25200 | 25200 | 25200 | 25200 | 25200 | 25200 | 25200 | 25200 | 25200 | 25200 | 25200 | 25200 | 25200 | 25200 | 25200 | 25200 | 25200 | 25200 | 25200 | 25200 | 25200 | 25200 | 25200 | 25200 | 25200 | 25200 | 25200 | 25200 | 25200 | 25200 | 25200 | 25200 | 25200 | 25200 | 25200 | 25200 | 25200 | 25200 | 25200 | 25200 | 25200 | 25200 | 25200 | 25200 | 25200 | 25200 | 25200 | 25200 | 25200 | 25200 | 25200 | 25200 | 25200 | 25200 | 25200 | 25200 | 25200 | 25200 | 25200 | 25200 | 25200 | 25200 | 25200 | 25200 | 25200 | 25200 | 25200 | 25200 | 25200 | 25200 | 25200 | 25200 | 25200 | 25200 | 25200 | 25200 | 25200 | 25200 | 25200 | 25200 | 25200 | 25200 | 25200 | 25200 | 25200 | 25200 | 25200 | 25200 | 25200 | 25200 | 25200 | 25200 | 25200 | 25200 | 25200 | 25200 | 25200 | 25200 | 25200 | 25200 | 25200 | 25200 | 25200 | 25200 | 25200 | 25200 | 25200 | 25200 | 25200 | 25200 | 25200 | 25200 | 25200 | 25200 | 25200 | 25200 | 25200 | 25200 | 25200 | 25200 | 25200 | 25200 | 25200 | 25200 | 25200 | 25200 | 25200 | 25200 | 25200 | 25200 | 25200 | 25200 | 25200 | 25200 | 25200 | 25200 | 25200 | 25200 | 25200 | 25200 | 25200 | 25200 | 25200 | 25200 | 25200 | 25200 | 25200 | 25200 | 25200 | 25200 | 25200 | 25200 | 25200 | 25200 | 25200 | 25200 | 25200 | 25200 | 25200 | 25200 | 25200 | 25200 | 25200 | 25200 | 25200 | 25200 | 25200 | 25200 | 25200 | 25200 | 25200 | 25200 | 25200 | 25200 | 25200 | 25200 | 25200 | 25200 | 25200 | 25200 | 25200 | 25200 | 25200 | 25200 | 25200 | 25200 | 25200 | 25200 | 25200 | 25200 | 25200 | 25200 | 25200 | 25200 | 25200 | 25200 | 25200 | 25200 | 25200 | 25200 | 25200 | 25200 | 25200 | 25200 | 25200 | 25200 | 25200 | 25200 | 25200 | 25200 | 25200 | 25200 | 25200 | 25200 | 25200 | 25200 | 25200 | 25200 | 25200 | 25200 | 25200 | 25200 | 25200 | 25200 | 25200 | 25200 | 25200 | 25200 | 25200 | 25200 | 25200 | 25200 | 25200 | 25200 | 25200 | 25200 | 25200 | 25200 | 25200 | 25200 | 25200 | 25200 | 25200 | 25200 | 25200 | 25200 | 25200 | 25200 | 25200 | 25200 | 25200 | 25200 | 25200 | 25200 | 25200 | 25200 | 25200 | 25200 | 25200 | 25200 | 25200 | 25200 | 25200 | 25200 | 25200 | 25200 | 25200 | 25200 | 25200 | 25200 | 25200 | 25200 | 25200 | 25200 | 25200 | 25200 | 25200 | 25200 | 25200 | 25200 | 25200 | 25200 | 25200 | 25200 | 25200 | 25200 | 25200 | 25200 | 25200 | 25200 | 25200 | 25200 | 25200 | 25200 | 25200 | 25200 | 25200 | 25200 | 25200 | 25200 | 25200 | 25200 | 25200 | 25200 | 25200 | 25200 | 25200 | 25200 | 25200 | 25200 | 25200 | 25200 | 25200 | 25200 | 25200 | 25200 | 25200 | 25200 | 25200 | 25200 | 25200 | 25200 | 25200 | 25200 | 25200 | 25200 | 25200 | 25200 | 25200 | 25200 | 25200 | 25200 | 25200 | 25200 | 25200 | 25200 | 25200 | 25200 | 25200 | 25200 | 25200 | 25200 | 25200 | 25200 | 25200 | 25200 | 25200 | 25200 | 25200 | 25200 | 25200 | 25200 | 25200 | 25200 | 25200 | 25200 | 25200 | 25200 | 25200 | 25200 | 25200 | 25200 | 25200 | 25200 | 25200 | 25200 | 25200 | 25200 | 25200 | 25200 | 25200 | 25200 | 25200 | 25200 | 25200 | 25200 | 25200 | 25200 | 25200 | 25200 | 25200 | 25200 | 25200 | 25200 | 25200 | 25200 | 25200 | 25200 | 25200 | 25200 | 25200 | 25200 | 25200 | 25200 | 25200 | 25200 | 25200 | 25200 | 25200 | 25200 | 25200 | 25200 | 25200 | 25200 | 25200 | 25200 | 25200 | 25200 | 25200 | 25200 | 25200 | 25200 | 25200 | 25200 | 25200 | 25200 | 25200 | 25200 | 25200 | 25200 | 25200 | 25200 | 25200 | 25200 | 25200 | 25200 | 25200 | 25200 | 25200 | 25200 | 25200 | 25200 | 25200 | 25200 | 25200 | 25200 | 25200 | 25200 | 25200 | 25200 | 25200 | 25200 | 25200 | 25200 | 25200 | 25200 | 25200 | 25200 | 25200 | 25200 | 25200 | 25200 | 25200 | 25200 | 25200 | 25200 | 25200 | 25200 | 25200 | 25200 | 25200 | 25200 | 25200 | 25200 | 25200 | 25200 | 25200 | 25200 | 25200 | 25200 | 25200 | 25200 | 25200 | 25200 | 25200 | 25200 | 25200 | 25200 | 25200 | 25200 | 25200 | 25200 | 25200 | 25200 | 25200 | 25200 | 25200 | 25200 | 25200 | 25200 | 25200 | 25200 | 25200 | 25200 | 25200 | 25200 | 25200 | 25200 | 25200 | 25200 | 25200 | 25200 | 25200 | 25200 | 25200 | 25200 | 25200 | 25200 | 25200 | 25200 | 25200 | 25200 | 25200 | 25200 | 25200 | 25200 | 25200 | 25200 | 25200 | 25200 | 25200 | 25200 | 25200 | 25200 | 25200 | 25200 | 25200 | 25200 | 25200 | 25200 | 25200 | 25200 | 25200 | 25200 | 25200 | 25200 | 25200 | 25200 | 25200 | 25200 | 25200 | 25200 | 25200 | 25200 | 25200 | 25200 | 25200 | 25200 | 25200 | 25200 | 25200 | 25200 | 25200 | 25200 | 25200 | 25200 | 25200 | 25200 | 25200 | 25200 | 25200 | 25200 | 25200 | 25200 | 25200 | 25200 | 25200 | 25200 | 25200 | 25200 | 25200 | 25200 | 25200 | 25200 | 25200 | 25200 | 25200 | 25200 | 25200 | 25200 | 25200 | 25200 | 25200 | 25200 | 25200 | 25200 | 25200 | 25200 | 25200 | 25200 | 25200 | 25200 | 25200 | 25200 | 25200 | 25200 | 25200 | 25200 | 25200 | 25200 | 25200 | 25200 | 25200 | 25200 | 25200 | 25200 | 25200 | 25200 | 25200 | 25200 | 25200 | 25200 | 25200 | 25200 | 25200 | 25200 | 25200 | 25200 | 25200 | 25200 | 25200 | 25200 | 25200 | 25200 | 25200 | 25200 | 25200 | 25200 | 25200 | 25200 | 25200 | 25200 | 25200 | 25200 | 25200 | 25200 | 25200 | 25200 | 25200 | 25200 | 25200 | 25200 | 25200 | 25200 | 25200 | 25200 | 25200 | 25200 | 25200 | 25200 | 25200 | 25200 | 25200 | 25200 | 25200 | 25200 | 25200 | 25200 | 25200 | 25200 | 25200 | 25200 | 25200 | 25200 | 25200 | 25200 | 25200 | 25200 | 25200 | 25200 | 25200 | 25200 | 25200 | 25200 | 25200 | 25200 | 25200 | 25200 | 25200 | 25200 | 25200 | 25200 | 25200 | 25200 | 25200 | 25200 | 25200 | 25200 | 25200 | 25200 | 25200 | 25200 | 25200 | 25200 | 25200 | 25200 | 25200 | 25200 | 25200 | 25200 | 25200 | 25200 | 25200 | 25200 | 25200 | 25200 | 25200 | 25200 | 25200 | 25200 | 25200 | 25200 | 25200 | 25200 | 25200 | 25200 | 25200 | 25200 | 25200 | 25200 | 25200 | 25200 | 25200 | 25200 | 25200 | 25200 | 25200 | 25200 | 25200 | 25200 | 25200 | 25200 | 25200 | 25200 | 25200 | 25200 | 25200 | 25200 | 25200 | 25200 | 25200 | 25200 | 25200 | 25200 | 25200 | 25200 | 25200 | 25200 | 25200 | 25200 | 25200 | 25200 | 25200 | 25200 | 25200 | 25200 | 25200 | 25200 | 25200 | 25200 | 25200 | 25200 | 25200 | 25200 | 25200 | 25200 | 25200 | 25200 | 25200 | 25200 | 25200 | 25200 | 25200 | 25200 | 25200 | 25200 | 25200 | 25200 | 25200 | 25200 | 25200 | 25200 | 25200 | 25200 | 25200 | 25200 | 25200 | 25200 | 25200 | 25200 | 25200 | 25200 | 25200 | 25200 | 25200 | 25200 | 25200 | 25200 | 25200 | 25200 | 25200 | 25200 | 25200 | 25200 | 25200 | 25200 | 25200 | 25200 | 25200 | 25200 | 25200 | 25200 | 25200 | 25200 | 25200 | 25200 | 25200 | 25200 | 25200 | 25200 | 25200 | 25200 | 25200 | 25200 | 25200 | 25200 | 25200 | 25200 | 25200 | 25200 | 25200 | 25200 | 25200 | 25200 | 25200 | 25200 | 25200 | 25200 | 25200 | 25200 | 25200 | 25200 | 25200 | 25200 | 25200 | 25200 | 25200 | 25200 | 25200 | 25200 | 25200 | 25200 | 25200 | 25200 | 25200 | 25200 | 25200 | 25200 | 25200 | 25200 | 25200 | 25200 | 25200 | 25200 | 25200 | 25200 | 25200 | 25200 | 25200 | 25200 | 25200 | 25200 | 25200 | 25200 | 25200 | 25200 | 25200 | 25200 | 25200 | 25200 | 25200 | 25200 | 25200 | 25200 | 25200 | 25200 | 25200 | 25200 | 25200 | 25200 | 25200 | 25200 | 25200 | 25200 | 25200 | 25200 | 25200 | 25200 | 25200 | 25200 | 25200 | 25200 | 25200 | 25200 | 25200 | 25200 | 25200 | 25200 | 25200 | 25200 | 25200 | 25200 | 25200 | 25200 | 25200 | 25200 | 25200 | 25200 | 25200 | 25200 | 25200 | 25200 | 25200 | 25200 | 25200 | 25200 | 25200 | 25200 | 25200 | 25200 | 25200 | 25200 | 25200 | 25200 | 25200 | 25200 | 25200 | 25200 | 25200 | 25200 | 25200 | 25200 | 25200 | 25200 | 25200 | 25200 | 25200 | 25200 | 25200 | 25200 | 25200 | 25200 | 25200 | 25200 | 25200 | 25200 | 25200 | 25200 | 25200 | 25200 | 25200 | 25200 | 25200 | 25200 | 25200 | 25200 | 25200 | 25200 | 25200 | 25200 | 25200 | 25200 | 25200 | 25200 | 25200 | 25200 | 25200 | 25200 | 25200 | 25200 | 25200 | 25200 | 25200 | 25200 | 25200 | 25200 | 25200 | 25200 | 25200 | 25200 | 25200 | 25200 | 25200 | 25200 | 25200 | 25200 | 25200 | 25200 | 25200 | 25200 | 25200 | 25200 | 25200 | 25200 | 25200 | 25200 | 25200 | 25200 | 25200 | 25200 | 25200 | 25200 | 25200 | 25200 | 25200 | 25200 | 25200 | 25200 | 25200 | 25200 | 25200 | 25200 | 25200 | 25200 | 25200 | 25200 | 25200 | 25200 | 25200 | 25200 | 25200 | 25200 | 25200 | 25200 | 25200 | 25200 | 25200 | 25200 | 25200 | 25200 | 25200 | 25200 | 25200 | 25200 | 25200 | 25200 | 25200 | 25200 | 25200 | 25200 | 25200 | 25200 | 25200 | 25200 | 25200 | 25200 | 25200 | 25200 | 25200 | 25200 | 25200 | 25200 | 25200 | 25200 | 25200 | 25200 | 25200 | 25200 | 25200 | 25200 | 25200 | 25200 | 25200 | 25200 | 25200 | 25200 | 25200 | 25200 | 25200 | 25200 | 25200 | 25200 | 25200 | 25200 | 25200 | 25200 | 25200 | 25200 | 25200 | 25200 | 25200 | 25200 | 25200 | 25200 | 25200 | 25200 | 25200 | 25200 | 25200 | 25200 | 25200 | 25200 | 25200 | 25200 | 25200 | 25200 | 25200 | 25200 | 25200 | 25200 | 25200 | 25200 | 25200 | 25200 | 25200 | 25200 | 25200 | 25200 | 25200 | 25200 | 25200 | 25200 | 25200 | 25200 | 25200 | 25200 | 25200 | 25200 | 25200 | 25200 | 25200 | 25200 | 25200 | 25200 | 25200 | 25200 | 25200 | 25200 | 25200 | 25200 | 25200 | 25200 | 25200 | 25200 | 25200 | 25200 | 25200 | 25200 | 25200 | 25200 | 25200 | 25200 | 25200 | 25200 | 25200 | 25200 | 25200 | 25200 | 25200 | 25200 | 25200 | 25200 | 25200 | 25200 | 25200 | 25200 | 25200 | 25200 | 25200 | 25200 | 25200 | 25200 | 25200 | 25200 | 25200 | 25200 | 25200 | 25200 | 25200 | 25200 | 25200 | 25200 | 25200 | 25200 | 25200 | 25200 | 25200 | 25200 | 25200 | 25200 | 25200 | 25200 | 25200 | 25200 | 25200 | 25200 | 25200 | 25200 | 25200 | 25200 | 25200 | 25200 | 25200 | 25200 | 25200 | 25200 | 25200 | 25200 | 25200 | 25200 | 25200 | 25200 | 25200 | 25200 | 25200 | 25200 | 25200 | 25200 | 25200 | 25200 | 25200 | 25200 | 25200 | 25200 | 25200 | 25200 | 25200 | 25200 | 25200 | 25200 | 25200 | 25200 | 25200 | 25200 | 25200 | 25200 | 25200 | 25200 | 25200 | 25200 | 25200 | 25200 | 25200 | 25200 | 25200 | 25200 | 25200 | 25200 | 25200 | 25200 | 25200 | 25200 | 25200 | 25200 | 25200 | 25200 | 25200 | 25200 | 25200 | 25200 | 25200 | 25200 | 25200 | 25200 | 25200 | 25200 | 25200 | 25200 | 25200 | 25200 | 25200 | 25200 | 25200 | 25200 | 25200 | 25200 | 25200 | 25200 | 25200 | 25200 | 25200 | 25200 | 25200 | 25200 | 25200 | 25200 | 25200 | 25200 | 25200 | 25200 | 25200 | 25200 | 25200 | 25200 | 25200 | 25200 | 25200 | 25200 | 25200 | 25200 | 25200 | 25200 | 25200 | 25200 | 25200 | 25200 | 25200 | 25200 | 25200 | 25200 | 25200 | 25200 | 25200 | 25200 | 25200 | 25200 | 25200 | 25200 | 25200 | 25200 | 25200 | 25200 | 25200 | 25200 | 25200 | 25200 | 25200 | 25200 | 25200 | 25200 | 25200 | 25200 | 25200 | 25200 | 25200 | 25200 | 25200 | 25200 | 25200 | 25200 | 25200 | 25200 | 25200 | 25200 | 25200 | 25200 | 25200 | 25200 | 25200 | 25200 | 25200 | 25200 | 25200 | 25200 | 25200 | 25200 | 25200 | 25200 | 25200 | 25200 | 25200 | 25200 | 25200 | 25200 | 25200 | 25200 | 25200 | 25200 | 25200 | 25200 | 25200 | 25200 | 25200 | 25200 | 25200 | 25200 | 25200 | 25200 | 25200 | 25200 | 25200 | 25200 | 25200 | 25200 | 25200 | 25200 | 25200 | 25200 | 25200 | 25200 | 25200 | 25200 | 25200 | 25200 | 25200 | 25200 | 25200 | 25200 | 25200 | 25200 | 25200 | 25200 | 25200 | 25200 | 25200 | 25200 | 25200 | 25200 | 25200 | 25200 | 25200 | 25200 | 25200 | 25200 | 25200 | 25200 | 25200 | 25200 | 25200 | 25200 | 25200 | 25200 | 25200 | 25200 | 25200 | 25200 | 25200 | 25200 | 25200 | 25200 | 25200 | 25200 | 25200 | 25200 | 25200 | 25200 | 25200 | 25200 | 25200 | 25200 | 25200 | 25200 | 25200 | 25200 | 25200 | 25200 | 25200 | 25200 | 25200 | 25200 | 25200 | 25200 | 25200 | 25200 | 25200 | 25200 | 25200 | 25200 | 25200 | 25200 | 25200 | 25200 | 25200 | 25200 | 25200 | 25200 | 25200 | 25200 | 25200 | 25200 | 25200 | 25200 | 25200 | 25200 | 25200 | 25200 | 25200 | 25200 | 25200 | 25200 | 25200 | 25200 | 25200 | 25200 | 25200 | 25200 | 25200 | 25200 | 25200 | 25200 | 25200 | 25200 | 25200 | 25200 | 25200 | 25200 | 25200 | 25200 | 25200 | 25200 | 25200 | 25200 | 25200 | 25200 | 25200 | 25200 | 25200 | 25200 | 25200 | 25200 | 25200 | 25200 | 25200 | 25200 | 25200 | 25200 | 25200 | 25200 | 25200 | 25200 | 25200 | 25200 | 25200 | 25200 | 25200 | 25200 | 25200 | 25200 | 25200 | 25200 | 25200 | 25200 | 25200 | 25200 | 25200 | 25200 | 25200 | 25200 | 25200 | 25200 | 25200 | 25200 | 25200 | 25200 | 25200 | 25200 | 25200 | 25200 | 25200 | 25200 | 25200 | 25200 | 25200 | 25200 | 25200 | 25200 | 25200 | 25200 | 25200 | 25200 | 25200 | 25200 | 25200 | 25200 | 25200 | 25200 | 25200 | 25200 | 25200 | 25200 | 25200 | 25200 | 25200 | 25200 | 25200 | 25200 | 25200 | 25200 | 25200 | 25200 | 25200 | 25200 | 25200 | 25200 | 25200 | 25200 | 25200 | 25200 | 25200 | 25200 | 25200 | 25200 | 25200 | 25200 | 25200 | 25200 | 25200 | 25200 | 25200 | 25200 | 25200 | 25200 | 25200 | 25200 | 25200 | 25200 | 25200 | 25200 | 25200 | 25200 | 25200 | 25200 | 25200 | 25200 | 25200 | 25200 | 25200 | 25200 | 25200 | 25200 | 25200 | 25200 | 25200 | 25200 | 25200 | 25200 | 25200 | 25200 | 25200 | 25200 | 25200 | 25200 | 25200 | 25200 | 25200 | 25200 | 25200 | 25200 | 25200 | 25200 | 25200 | 25200 | 25200 | 25200 | 25200 | 25200 | 25200 | 25200 | 25200 | 25200 | 25200 | 25200 | 25200 | 25200 | 25200 | 25200 | 25200 | 25200 | 25200 | 25200 | 25200 | 25200 | 25200 | 25200 | 25200 | 25200 | 25200 | 25200 | 25200 | 25200 | 25200 | 25200 | 25200 | 25200 | 25200 | 25200 | 25200 | 25200 | 25200 | 25200 | 25200 | 25200 | 25200 | 25200 | 25200 | 25200 | 25200 | 25200 | 25200 | 25200 | 25200 | 25200 | 25200 | 25200 | 25200 | 25200 | 25200 | 25200 | 25200 | 25200 | 25200 | 25200 | 25200 | 25200 | 25200 | 25200 | 25200 | 25200 | 25200 | 25200 | 25200 | 25200 | 25200 | 25200 | 25200 | 25200 | 25200 | 25200 | 25200 | 25200 | 25200 | 25200 | 25200 | 25200 | 25200 | 25200 | 25200 | 25200 | 25200 | 25200 | 25200 | 25200 | 25200 | 25200 | 25200 | 25200 | 25200 | 25200 | 25200 | 25200 | 25200 | 25200 | 25200 | 25200 | 25200 | 25200 | 25200 | 25200 | 25200 | 25200 | 25200 | 25200 | 25200 | 25200 | 25200 | 25200 | 25200 | 25200 | 25200 | 25200 | 25200 | 25200 | 25200 | 25200 | 25200 | 25200 | 25200 | 25200 | 25200 | 25200 | 25200 | 25200 | 25200 | 25200 | 25200 | 25200 | 25200 | 25200 | 25200 | 25200 | 25200 | 25200 | 25200 | 25200 | 25200 | 25200 | 25200 | 25200 | 25200 | 25200 | 25200 | 25200 | 25200 | 25200 | 25200 | 25200 | 25200 | 25200 | 25200 | 25200 | 25200 | 25200 | 25200 | 25200 | 25200 | 25200 | 25200 | 25200 | 25200 | 25200 | 25200 | 25200 | 25200 | 25200 | 25200 | 25200 | 25200 | 25200 | 25200 | 25200 | 25200 | 25200 | 25200 | 25200 | 25200 | 25200 | 25200 | 25200 | 25200 | 25200 | 25200 | 25200 | 25200 | 25200 | 25200 | 25200 | 25200 | 25200 | 25200 | 25200 | 25200 | 25200 | 25200 | 25200 | 25200 | 25200 | 25200 | 25200 | 25200 | 25200 | 25200 | 25200 | 25200 | 25200 | 25200 | 25200 | 25200 | 25200 | 25200 | 25200 | 25200 | 25200 | 25200 | 25200 | 25200 | 25200 | 25200 | 25200 | 25200 | 25200 | 25200 | 25200 | 25200 | 25200 | 25200 | 25200 | 25200 | 25200 | 25200 | 25200 | 25200 | 25200 | 25200 | 25200 | 25200 | 25200 | 25200 | 25200 | 25200 | 25200 | 25200 | 25200 | 25200 | 25200 | 25200 | 25200 | 25200 | 25200 | 25200 | 25200 | 25200 | 25200 | 25200 | 25200 | 25200 | 25200 | 25200 | 25200 | 25200 | 25200 | 25200 | 25200 | 25200 | 25200 | 25200 | 25200 | 25200 | 25200 | 25200 | 25200 | 25200 | 25200 | 25200 | 25200 | 25200 | 25200 | 25200 | 25200 | 25200 | 25200 | 25200 | 25200 | 25200 | 25200 | 25200 | 25200 | 25200 | 25200 | 25200 | 25200 | 25200 | 25200 | 25200 | 25200 | 25200 | 25200 | 25200 | 25200 | 25200 | 25200 | 25200 | 25200 | 25200 | 25200 | 25200 | 25200 | 25200 | 25200 | 25200 | 25200 | 25200 | 25200 | 25200 | 25200 | 25200 | 25200 | 25200 | 25200 | 25200 | 25200 | 25200 | 25200 | 25200 | 25200 | 25200 | 25200 | 25200 | 25200 | 25200 | 25200 | 25200 | 25200 | 25200 | 25200 | 25200 | 25200 | 25200 | 25200 | 25200 | 25200 | 25200 | 25200 | 25200 | 25200 | 25200 | 25200 | 25200 | 25200 | 25200 | 25200 | 25200 | 25200 | 25200 | 25200 | 25200 | 25200 | 25200 | 25200 | 25200 | 25200 | 25200 | 25200 | 25200 | 25200 | 25200 | 25200 | 25200 | 25200 | 25200 | 25200 | 25200 | 25200 | 25200 | 25200 | 25200 | 25200 | 25200 | 25200 | 25200 | 25200 | 25200 | 25200 | 25200 | 25200 | 25200 | 25200 | 25200 | 25200 | 25200 | 25200 | 25200 | 25200 | 25200 | 25200 | 25200 | 25200 | 25200 | 25200 | 25200 | 25200 | 25200 | 25200 | 25200 | 25200 | 25200 | 25200 | 25200 | 25200 | 25200 | 25200 | 25200 | 25200 | 25200 | 25200 | 25200 | 25200 | 25200 | 25200 | 25200 | 25200 | 25200 | 25200 | 25200 | 25200 | 25200 | 25200 | 25200 | 25200 | 25200 | 25200 | 25200 | 25200 | 25200 | 25200 | 25200 | 25200 | 25200 | 25200 | 25200 | 25200 | 25200 | 25200 | 25200 | 25200 | 25200 | 25200 | 25200 | 25200 | 25200 | 25200 | 25200 | 25200 | 25200 | 25200 | 25200 | 25200 | 25200 | 25200 | 25200 | 25200 | 25200 | 25200 | 25200 | 25200 | 25200 | 25200 | 25200 | 25200 | 25200 | 25200 | 25200 | 25200 | 25200 | 25200 | 25200 | 25200 | 25200 | 25200 | 25200 | 25200 | 25200 | 25200 | 25200 | 25200 | 25200 | 25200 | 25200 | 25200 | 25200 | 25200 | 25200 | 25200 | 25200 | 25200 | 25200 | 25200 | 25200 | 25200 | 25200 | 25200 | 25200 | 25200 | 25200 | 25200 | 25200 | 25200 | 25200 | 25200 | 25200 | 25200 | 25200 | 25200 | 25200 | 25200 | 25200 | 25200 | 25200 | 25200 | 25200 | 25200 | 25200 | 25200 | 25200 | 25200 | 25200 | 25200 | 25200 | 25200 | 25200 | 25200 | 25200 | 25200 | 25200 | 25200 | 25200 | 25200 | 25200 | 25200 | 25200 | 25200 | 25200 | 25200 | 25200 | 25200 | 25200 | 25200 | 25200 | 25200 | 25200 | 25200 | 25200 | 25200 | 25200 | 25200 | 25200 | 25200 | 25200 | 25200 | 25200 | 25200 | 25200 | 25200 | 25200 | 25200 | 25200 | 25200 | 25200 | 25200 | 25200 | 25200 | 25200 | 25200 | 25200 | 25200 | 25200 | 25200 | 25200 | 25200 | 25200 | 25200 | 25200 | 25200 | 25200 | 25200 | 25200 | 25200 | 25200 | 25200 | 25200 | 25200 | 25200 | 25200 | 25200 | 25200 | 25200 | 25200 | 25200 | 25200 | 25200 | 25200 | 25200 | 25200 | 25200 | 25200 | 25200 | 25200 | 25200 | 25200 | 25200 | 25200 | 25200 | 25200 | 25200 | 25200 | 25200 | 25200 | 25200 | 25200 | 25200 | 25200 | 25200 | 25200 | 25200 | 25200 | 25200 | 25200 | 25200 | 25200 | 25200 | 25200 | 25200 | 25200 | 25200 | 25200 | 25200 | 25200 | 25200 | 25200 | 25200 | 25200 | 25200 | 25200 | 25200 | 25200 | 25200 | 25200 | 25200 | 25200 | 25200 | 25200 | 25200 | 25200 | 25200 | 25200 | 25200 | 25200 | 25200 | 25200 | 25200 | 25200 | 25200 | 25200 | 25200 | 25200 | 25200 | 25200 | 25200 | 25200 | 25200 | 25200 | 25200 | 25200 | 25200 | 25200 | 25200 | 25200 | 25200 | 25200 | 25200 | 25200 | 25200 | 25200 | 25200 | 25200 | 25200 | 25200 | 25200 | 25200 | 25200 | 25200 | 25200 | 25200 | 25200 | 25200 | 25200 | 25200 | 25200 | 25200 | 25200 | 25200 | 25200 | 25200 | 25200 | 25200 | 25200 | 25200 | 25200 | 25200 | 25200 | 25200 | 25200 | 25200 | 25200 | 25200 | 25200 | 25200 | 25200 | 25200 | 25200 | 25200 | 25200 | 25200 | 25200 | 25200 | 25200 | 25200 | 25200 | 25200 | 25200 | 25200 | 25200 | 25200 | 25200 | 25200 | 25200 | 25200 | 25200 | 25200 | 25200 | 25200 | 25200 | 25200 | 25200 | 25200 | 25200 | 25200 | 25200 | 25200 | 25200 | 25200 | 25200 | 25200 | 25200 | 25200 | 25200 | 25200 | 25200 | 25200 | 25200 | 25200 | 25200 | 25200 | 25200 | 25200 | 25200 | 25200 | 25200 | 25200 | 25200 | 25200 | 25200 | 25200 | 25200 | 25200 | 25200 | 25200 | 25200 | 25200 | 25200 | 25200 | 25200 | 25200 | 25200 | 25200 | 25200 | 25200 | 25200 | 25200 | 25200 | 25200 | 25200 | 25200 | 25200 | 25200 | 25200 | 25200 | 25200 | 25200 | 25200 | 25200 | 25200 | 25200 | 25200 | 25200 | 25200 | 25200 | 25200 | 25200 | 25200 | 25200 | 25200 | 25200 | 25200 | 25200 | 25200 | 25200 | 25200 | 25200 | 25200 | 25200 | 25200 | 25200 | 25200 | 25200 | 25200 | 25200 | 25200 | 25200 | 25200 | 25200 | 25200 | 25200 | 25200 | 25200 | 25200 | 25200 | 25200 | 25200 | 25200 | 25200 | 25200 | 25200 | 25200 | 25200 | 25200 | 25200 | 25200 | 25200 | 25200 | 25200 | 25200 | 25200 | 25200 | 25200 | 25200 | 25200 | 25200 | 25200 | 25200 | 25200 | 25200 | 25200 | 25200 | 25200 | 25200 | 25200 | 25200 | 25200 | 25200 | 25200 | 25200 | 25200 | 25200 | 25200 | 25200 | 25200 | 25200 | 25200 | 25200 | 25200 | 25200 | 25200 | 25200 | 25200 | 25200 | 25200 | 25200 | 25200 | 25200 | 25200 | 25200 | 25200 | 25200 | 25200 | 25200 | 25200 | 25200 | 25200 | 25200 | 25200 | 25200 | 25200 | 25200 | 25200 | 25200 | 25200 | 25200 | 25200 | 25200 | 25200 | 25200 | 25200 | 25200 | 25200 | 25200 | 25200 | 25200 | 25200 | 25200 | 25200 | 25200 | 25200 | 25200 | 25200 | 25200 | 25200 | 25200 | 25200 | 25200 | 25200 | 25200 | 25200 | 25200 | 25200 | 25200 | 25200 | 25200 | 25200 | 25200 | 25200 | 25200 | 25200 | 25200 | 25200 | 25200 | 25200 | 25200 | 25200 | 25200 | 25200 | 25200 | 25200 | 25200 | 25200 | 25200 | 25200 | 25200 | 25200 | 25200 | 25200 | 25200 | 25200 | 25200 | 25200 | 25200 | 25200 | 25200 | 25200 | 25200 | 25200 | 25200 | 25200 | 25200 | 25200 | 25200 | 25200 | 25200 | 25200 | 25200 | 25200 | 25200 | 25200 | 25200 | 25200 | 25200 | 25200 | 25200 | 25200 | 25200 | 25200 | 25200 | 25200 | 25200 | 25200 | 25200 | 25200 | 25200 | 25200 | 25200 | 25200 | 25200 | 25200 | 25200 | 25200 | 25200 | 25200 | 25200 | 25200 | 25200 | 25200 | 25200 | 25200 | 25200 | 25200 | 25200 | 25200 | 25200 | 25200 | 25200 | 25200 | 25200 | 25200 | 25200 | 25200 | 25200 | 25200 | 25200 | 25200 | 25200 | 25200 | 25200 | 25200 | 25200 | 25200 | 25200 | 25200 | 25200 | 25200 | 25200 | 25200 | 25200 | 25200 | 25200 | 25200 | 25200 | 25200 | 25200 | 25200 | 25200 | 25200 | 25200 | 25200 | 25200 | 25200 | 25200 | 25200 | 25200 | 25200 | 25200 | 25200 | 25200 | 25200 | 25200 | 25200 | 25200 | 25200 | 25200 | 25200 | 25200 | 25200 | 25200 | 25200 | 25200 | 25200 | 25200 | 25200 | 25200 | 25200 | 25200 | 25200 | 25200 | 25200 | 25200 | 25200 | 25200 | 25200 | 25200 | 25200 | 25200 | 25200 | 25200 | 25200 | 25200 | 25200 | 25200 | 25200 | 25200 | 25200 | 25200 | 25200 | 25200 | 25200 | 25200 | 25200 | 25200 | 25200 | 25200 | 25200 | 25200 | 25200 | 25200 | 25200 | 25200 | 25200 | 25200 | 25200 | 25200 | 25200 | 25200 | 25200 | 25200 | 25200 | 25200 | 25200 | 25200 | 25200 | 25200 | 25200 | 25200 | 25200 | 25200 | 25200 | 25200 | 25200 | 25200 | 25200 | 25200 | 25200 | 25200 | 25200 | 25200 | 25200 | 25200 | 25200 | 25200 | 25200 | 25200 | 25200 | 25200 | 25200 | 25200 | 25200 | 25200 | 25200 | 25200 | 25200 | 25200 | 25200 | 25200 | 25200 | 25200 | 25200 | 25200 | 25200 | 25200 | 25200 | 25200 | 25200 | 25200 | 25200 | 25200 | 25200 | 25200 | 25200 | 25200 | 25200 | 25200 | 25200 | 25200 | 25200 | 25200 | 25200 | 25200 | 25200 | 25200 | 25200 | 25200 | 25200 | 25200 | 25200 | 25200 | 25200 | 25200 | 25200 | 25200 | 25200 | 25200 | 25200 | 25200 | 25200 | 25200 | 25200 | 25200 | 25200 | 25200 | 25200 | 25200 | 25200 | 25200 | 25200 | 25200 | 25200 | 25200 | 25200 | 25200 | 25200 | 25200 | 25200 | 25200 | 25200 | 25200 | 25200 | 25200 | 25200 | 25200 | 25200 | 25200 | 25200 | 25200 | 25200 | 25200 | 25200 | 25200 | 25200 | 25200 | 25200 | 25200 | 25200 | 25200 | 25200 | 25200 | 25200 | 25200 | 25200 | 25200 | 25200 | 25200 | 25200 | 25200 | 25200 | 25200 | 25200 | 25200 | 25200 | 25200 | 25200 | 25200 | 25200 | 25200 | 25200 | 25200 | 25200 | 25200 | 25200 | 25200 | 25200 | 25200 | 25200 | 25200 | 25200 | 25200 | 25200 | 25200 | 25200 | 25200 | 25200 | 25200 | 25200 | 25200 | 25200 | 25200 | 25200 | 25200 | 25200 | 25200 | 25200 | 25200 | 25200 | 25200 | 25200 | 25200 | 25200 | 25200 | 25200 | 25200 | 25200 | 25200 | 25200 | 25200 | 25200 | 25200 | 25200 | 25200 | 25200 | 25200 | 25200 | 25200 | 25200 | 25200 | 25200 | 25200 | 25200 | 25200 | 25200 | 25200 | 25200 | 25200 | 25200 | 25200 | 25200 | 25200 | 25200 | 25200 | 25200 | 25200 | 25200 | 25200 | 25200 | 25200 | 25200 | 25200 | 25200 | 25200 | 25200 | 25200 | 25200 | 25200 | 25200 | 25200 | 25200 | 25200 | 25200 | 25200 | 25200 | 25200 | 25200 | 25200 | 25200 | 25200 | 25200 | 25200 | 25200 | 25200 | 25200 | 25200 | 25200 | 25200 | 25200 | 25200 | 25200 | 25200 | 25200 | 25200 | 25200 | 25200 | 25200 | 25200 | 25200 | 25200 | 25200 | 25200 | 25200 | 25200 | 25200 | 25200 | 25200 | 25200 | 25200 | 25200 | 25200 | 25200 | 25200 | 25200 | 25200 | 25200 | 25200 | 25200 | 25200 | 25200 | 25200 | 25200 | 25200 | 25200 | 25200 | 25200 | 25200 | 25200 | 25200 | 25200 | 25200 | 25200 | 25200 | 25200 | 25200 | 25200 | 25200 | 25200 | 25200 | 25200 | 25200 | 25200 | 25200 | 25200 | 25200 | 25200 | 25200 | 25200 | 25200 | 25200 | 25200 | 25200 | 25200 | 25200 | 25200 | 25200 | 25200 | 25200 | 25200 | 25200 | 25200 | 25200 | 25200 | 25200 | 25200 | 25200 | 25200 | 25200 | 25200 | 25200 | 25200 | 25200 | 25200 | 25200 | 25200 | 25200 | 25200 | 25200 | 25200 | 25200 | 25200 | 25200 | 25200 | 25200 | 25200 | 25200 | 25200 | 25200 | 25200 | 25200 | 25200 | 25200 | 25200 | 25200 | 25200 | 25200 | 25200 | 25200 | 25200 | 25200 | 25200 | 25200 | 25200 | 25200 | 25200 | 25200 | 25200 | 25200 | 25200 | 25200 | 25200 | 25200 | 25200 | 25200 | 25200 | 25200 | 25200 | 25200 | 25200 | 25200 | 25200 | 25200 | 25200 | 25200 | 25200 | 25200 | 25200 | 25200 | 25200 | 25200 | 25200 | 25200 | 25200 | 25200 | 25200 | 25200 | 25200 | 25200 | 25200 | 25200 | 25200 | 25200 | 25200 | 25200 | 25200 | 25200 | 25200 | 25200 | 25200 | 25200 | 25200 | 25200 | 25200 | 25200 | 25200 | 25200 | 25200 | 25200 | 25200 | 25200 | 25200 | 25200 | 25200 | 25200 | 25200 | 25200 | 25200 | 25200 | 25200 | 25200 | 25200 | 25200 | 25200 | 25200 | 25200 | 25200 | 25200 | 25200 | 25200 | 25200 | 25200 | 25200 | 25200 | 25200 | 25200 | 25200 | 25200 | 25200 | 25200 | 25200 | 25200 | 25200 | 25200 | 25200 | 25200 | 25200 | 25200 | 25200 | 25200 | 25200 | 25200 | 25200 | 25200 | 25200 | 25200 | 25200 | 25200 | 25200 | 25200 | 25200 | 25200 | 25200 | 25200 | 25200 | 25200 | 25200 | 25200 | 25200 | 25200 | 25200 | 25200 | 25200 | 25200 | 25200 | 25200 | 25200 | 25200 | 25200 | 25200 | 25200 | 25200 | 25200 | 25200 | 25200 | 25200 | 25200 | 25200 | 25200 | 25200 | 25200 | 25200 | 25200 | 25200 | 25200 | 25200 | 25200 | 25200 | 25200 | 25200 | 25200 | 25200 | 25200 | 25200 | 25200 | 25200 | 25200 | 25200 | 25200 | 25200 | 25200 | 25200 | 25200 | 25200 | 25200 | 25200 | 25200 | 25200 | 25200 | 25200 | 25200 | 25200 | 25200 | 25200 | 25200 | 25200 | 25200 | 25200 | 25200 | 25200 | 25200 | 25200 | 25200 | 25200 | 25200 | 25200 | 25200 | 25200 | 25200 | 25200 | 25200 | 25200 | 25200 | 25200 | 25200 | 25200 | 25200 | 25200 | 25200 | 25200 | 25200 | 25200 | 25200 | 25200 | 25200 | 25200 | 25200 | 25200 | 25200 | 25200 | 25200 | 25200 | 25200 | 25200 | 25200 | 25200 | 25200 | 25200 | 25200 | 25200 | 25200 | 25200 | 25200 | 25200 | 25200 | 25200 | 25200 | 25200 | 25200 | 25200 | 25200 | 25200 | 25200 | 25200 | 25200 | 25200 | 25200 | 25200 | 25200 | 25200 | 25200 | 25200 | 25200 | 25200 | 25200 | 25200 | 25200 | 25200 | 25200 | 25200 | 25200 | 25200 | 25200 | 25200 | 25200 | 25200 | 25200 | 25200 | 25200 | 25200 | 25200 | 25200 | 25200 | 25200 | 25200 | 25200 | 25200 | 25200 | 25200 | 25200 | 25200 | 25200 | 25200 | 25200 | 25200 | 25200 | 25200 | 25200 | 25200 | 25200 | 25200 | 25200 | 25200 | 25200 | 25200 | 25200 | 25200 | 25200 | 25200 | 25200 | 25200 | 25200 | 25200 | 25200 | 25200 | 25200 | 25200 | 25200 | 25200 | 25200 | 25200 | 25200 | 25200 | 25200 | 25200 | 25200 | 25200 | 25200 | 25200 | 25200 | 25200 | 25200 | 25200 | 25200 | 25200 | 25200 | 25200 | 25200 | 25200 | 25200 | 25200 | 25200 | 25200 | 25200 | 25200 | 25200 | 25200 | 25200 | 25200 | 25200 | 25200 | 25200 | 25200 | 25200 | 25200 | 25200 | 25200 | 25200 | 25200 | 25200 | 25200 | 25200 | 25200 | 25200 | 25200 | 25200 | 25200 | 25200 | 25200 | 25200 | 25200 | 25200 | 25200 | 25200 | 25200 | 25200 | 25200 | 25200 | 25200 | 25200 | 25200 | 25200 | 25200 | 25200 | 25200 | 25200 | 25200 | 25200 | 25200 | 25200 | 25200 | 25200 | 25200 | 25200 | 25200 | 25200 | 25200 | 25200 | 25200 | 25200 | 25200 | 25200 | 25200 | 25200 | 25200 | 25200 | 25200 | 25200 | 25200 | 25200 | 25200 | 25200 | 25200 | 25200 | 25200 | 25200 | 25200 | 25200 | 25200 | 25200 | 25200 | 25200 | 25200 | 25200 | 25200 | 25200 | 25200 | 25200 | 25200 | 25200 | 25200 | 25200 | 25200 | 25200 | 25200 | 25200 | 25200 | 25200 | 25200 | 25200 | 25200 | 25200 | 25200 | 25200 | 25200 | 25200 | 25200 | 25200 | 25200 | 25200 | 25200 | 25200 | 25200 | 25200 | 25200 | 25200 | 25200 | 25200 | 25200 | 25200 | 25200 | 25200 | 25200 | 25200 | 25200 | 25200 | 25200 | 25200 | 25200 | 25200 | 25200 | 25200 | 25200 | 25200 | 25200 | 25200 | 25200 | 25200 | 25200 | 25200 | 25200 | 25200 | 25200 | 25200 | 25200 | 25200 | 25200 | 25200 | 25200 | 25200 | 25200 | 25200 | 25200 | 25200 | 25200 | 25200 | 25200 | 25200 | 25200 | 25200 | 25200 | 25200 | 25200 | 25200 | 25200 | 25200 | 25200 | 25200 | 25200 | 25200 | 25200 | 25200 | 25200 | 25200 | 25200 | 25200 | 25200 | 25200 | 25200 | 25200 | 25200 | 25200 | 25200 | 25200 | 25200 | 25200 | 25200 | 25200 | 25200 | 25200 | 25200 | 25200 | 25200 | 25200 | 25200 | 25200 | 25200 | 25200 | 25200 | 25200 | 25200 | 25200 | 25200 | 25200 | 25200 | 25200 | 25200 | 25200 | 25200 | 25200 | 25200 | 25200 | 25200 | 25200 | 25200 | 25200 | 25200 | 25200 | 25200 | 25200 | 25200 | 25200 | 25200 | 25200 | 25200 | 25200 | 25200 | 25200 | 25200 | 25200 | 25200 | 25200 | 25200 | 25200 | 25200 | 25200 | 25200 | 25200 | 25200 | 25200 | 25200 | 25200 | 25200 | 25200 | 25200 | 25200 | 25200 | 25200 | 25200 | 25200 | 25200 | 25200 | 25200 | 25200 | 25200 | 25200 | 25200 | 25200 | 25200 | 25200 | 25200 | 25200 | 25200 | 25200 | 25200 | 25200 | 25200 | 25200 | 25200 | 25200 | 25200 | 25200 | 25200 | 25200 | 25200 | 25200 | 25200 | 25200 | 25200 | 25200 | 25200 | 25200 | 25200 | 25200 | 25200 | 25200 | 25200 | 25200 | 25200 | 25200 | 25200 | 25200 | 25200 | 25200 | 25200 | 25200 | 25200 | 25200 | 25200 | 25200 | 25200 | 25200 | 25200 | 25200 | 25200 | 25200 | 25200 | 25200 | 25200 | 25200 | 25200 | 25200 | 25200 | 25200 | 25200 | 25200 | 25200 | 25200 | 25200 | 25200 | 25200 | 25200 | 25200 | 25200 | 25200 | 25200 | 25200 | 25200 | 25200 | 25200 | 25200 | 25200 | 25200 | 25200 | 25200 | 25200 | 25200 | 25200 | 25200 | 25200 | 25200 | 25200 | 25200 | 25200 | 25200 | 25200 | 25200 | 25200 | 25200 | 25200 | 25200 | 25200 | 25200 | 25200 | 25200 | 25200 | 25200 | 25200 | 25200 | 25200 | 25200 | 25200 | 25200 | 25200 | 25200 | 25200 | 25200 | 25200 | 25200 | 25200 | 25200 | 25200 | 25200 | 25200 | 25200 | 25200 | 25200 | 25200 | 25200 | 25200 | 25200 | 25200 | 25200 | 25200 | 25200 | 25200 | 25200 | 25200 | 25200 | 25200 | 25200 | 25200 | 25200 | 25200 | 25200 | 25200 | 25200 | 25200 | 25200 | 25200 | 25200 | 25200 | 25200 | 25200 | 25200 | 25200 | 25200 | 25200 | 25200 | 25200 | 25200 | 25200 | 25200 | 25200 | 25200 | 25200 | 25200 | 25200 | 25200 | 25200 | 25200 | 25200 | 25200 | 25200 | 25200 | 25200 | 25200 | 25200 | 25200 | 25200 | 25200 | 25200 | 25200 | 25200 | 25200 | 25200 | 25200 | 25200 | 25200 | 25200 | 25200 | 25200 | 25200 | 25200 | 25200 | 25200 | 25200 | 25200 | 25200 | 25200 | 25200 | 25200 | 25200 | 25200 | 25200 | 25200 | 25200 | 25200 | 25200 | 25200 | 25200 | 25200 | 25200 | 25200 | 25200 | 25200 | 25200 | 25200 | 25200 | 25200 | 25200 | 25200 | 25200 | 25200 | 25200 | 25200 | 25200 | 25200 | 25200 | 25200 | 25200 | 25200 | 25200 | 25200 | 25200 | 25200 | 25200 | 25200 | 25200 | 25200 | 25200 | 25200 | 25200 | 25200 | 25200 | 25200 | 25200 | 25200 | 25200 | 25200 | 25200 | 25200 | 25200 | 25200 | 25200 | 25200 | 25200 | 25200 | 25200 | 25200 | 25200 | 25200 | 25200 | 25200 | 25200 | 25200 | 25200 | 25200 | 25200 | 25200 | 25200 | 25200 | 25200 | 25200 | 25200 | 25200 | 25200 | 25200 | 25200 | 25200 | 25200 | 25200 | 25200 | 25200 | 25200 | 25200 | 25200 | 25200 | 25200 | 25200 | 25200 | 25200 | 25200 | 25200 | 25200 | 25200 | 25200 | 25200 | 25200 | 25200 | 25200 | 25200 | 25200 | 25200 | 25200 | 25200 | 25200 | 25200 | 25200 | 25200 | 25200 | 25200 | 25200 | 25200 | 25200 | 25200 | 25200 | 25200 | 25200 | 25200 | 25200 | 25200 | 25200 | 25200 | 25200 | 25200 | 25200 | 25200 | 25200 | 25200 | 25200 | 25200 | 25200 | 25200 | 25200 | 25200 | 25200 | 25200 | 25200 | 25200 | 25200 | 25200 | 25200 | 25200 | 25200 | 25200 | 25200 | 25200 | 25200 | 25200 | 25200 | 25200 | 25200 | 25200 | 25200 | 25200 | 25200 | 25200 | 25200 | 25200 | 25200 | 25200 | 25200 | 25200 | 25200 | 25200 | 25200 | 25200 | 25200 | 25200 | 25200 | 25200 | 25200 | 25200 | 25200 | 25200 | 25200 | 25200 | 25200 | 25200 | 25200 | 25200 | 25200 | 25200 | 25200 | 25200 | 25200 | 25200 | 25200 | 25200 | 25200 | 25200 | 25200 | 25200 | 25200 | 25200 | 25200 | 25200 | 25200 | 25200 | 25200 | 25200 | 25200 | 25200 | 25200 | 25200 | 25200 | 25200 | 25200 | 25200 | 25200 | 25200 | 25200 | 25200 | 25200 | 25200 | 25200 | 25200 | 25200 | 25200 | 25200 | 25200 | 25200 | 25200 | 25200 | 25200 | 25200 | 25200 | 25200 | 25200 | 25200 | 25200 | 25200 | 25200 | 25200 | 25200 | 25200 | 25200 | 25200 | 25200 | 25200 | 25200 | 25200 | 25200 | 25200 | 25200 | 25200 | 25200 | 25200 | 25200 | 25200 | 25200 | 25200 | 25200 | 25200 | 25200 | 25200 | 25200 | 25200 | 25200 | 25200 | 25200 | 25200 | 25200 | 25200 | 25200 | 25200 | 25200 | 25200 | 25200 | 25200 | 25200 | 25200 | 25200 | 25200 | 25200 | 25200 | 25200 | 25200 | 25200 | 25200 | 25200 | 25200 | 25200 | 25200 | 25200 | 25200 | 25200 | 25200 | 25200 | 25200 | 25200 | 25200 | 25200 | 25200 | 25200 | 25200 | 25200 | 25200 | 25200 | 25200 | 25200 | 25200 | 25200 | 25200 | 25200 | 25200 | 25200 | 25200 | 25200 | 25200 | 25200 | 25200 | 25200 | 25200 | 25200 | 25200 | 25200 | 25200 | 25200 | 25200 | 25200 | 25200 | 25200 | 25200 | 25200 | 25200 | 25200 | 25200 | 25200 | 25200 | 25200 | 25200 | 25200 | 25200 | 25200 | 25200 | 25200 | 25200 | 25200 | 25200 | 25200 | 25200 | 25200 | 25200 | 25200 | 25200 | 25200 | 25200 | 25200 | 25200 | 25200 | 25200 | 25200 | 25200 | 25200 | 25200 | 25200 | 25200 | 25200 | 25200 | 25200 | 25200 | 25200 | 25200 | 25200 | 25200 | 25200 | 25200 | 25200 | 25200 | 25200 | 25200 | 25200 | 25200 | 25200 | 25200 | 25200 | 25200 | 25200 | 25200 | 25200 | 25200 | 25200 | 25200 | 25200 | 25200 | 25200 | 25200 | 25200 | 25200 | 25200 | 25200 | 25200 | 25200 | 25200 | 25200 | 25200 | 25200 | 25200 | 25200 | 25200 | 25200 | 25200 | 25200 | 25200 | 25200 | 25200 | 25200 | 25200 | 25200 | 25200 | 25200 | 25200 | 25200 | 25200 | 25200 | 25200 | 25200 | 25200 | 25200 | 25200 | 25200 | 25200 | 25200 | 25200 | 25200 | 25200 | 25200 | 25200 | 25200 | 25200 | 25200 | 25200 | 25200 | 25200 | 25200 | 25200 | 25200 | 25200 | 25200 | 25200 | 25200 | 25200 | 25200 | 25200 | 25200 | 25200 | 25200 | 25200 | 25200 | 25200 | 25200 | 25200 | 25200 | 25200 | 25200 | 25200 | 25200 | 25200 | 25200 | 25200 | 25200 | 25200 | 25200 | 25200 | 25200 | 25200 | 25200 | 25200 | 25200 | 25200 | 25200 | 25200 | 25200 | 25200 | 25200 | 25200 | 25200 | 25200 | 25200 | 25200 | 25200 | 25200 | 25200 | 25200 | 25200 | 25200 | 25200 | 25200 | 25200 | 25200 | 25200 | 25200 | 25200 | 25200 | 25200 | 25200 | 25200 | 25200 | 25200 | 25200 | 25200 | 25200 | 25200 | 25200 | 25200 | 25200 | 25200 | 25200 | 25200 | 25200 | 25200 | 25200 | 25200 | 25200 | 25200 | 25200 | 25200 | 25200 | 25200 | 25200 | 25200 | 25200 | 25200 | 25200 | 25200 | 25200 | 25200 | 25200 | 25200 | 25200 | 25200 | 25200 | 25200 | 25200 | 25200 | 25200 | 25200 | 25200 | 25200 | 25200 | 25200 | 25200 | 25200 | 25200 | 25200 | 25200 | 25200 | 25200 | 25200 | 25200 | 25200 | 25200 | 25200 | 25200 | 25200 | 25200 | 25200 | 25200 | 25200 | 25200 | 25200 | 25200 | 25200 | 25200 | 25200 | 25200 | 25200 | 25200 | 25200 | 25200 | 25200 | 25200 | 25200 | 25200 | 25200 | 25200 | 25200 | 25200 | 25200 | 25200 | 25200 | 25200 | 25200 | 25200 | 25200 | 25200 | 25200 | 25200 | 25200 | 25200 | 25200 | 25200 | 25200 | 25200 | 25200 | 25200 | 25200 | 25200 | 25200 | 25200 | 25200 | 25200 | 25200 | 25200 | 25200 | 25200 | 25200 | 25200 | 25200 | 25200 | 25200 | 25200 | 25200 | 25200 | 25200 | 25200 | 25200 | 25200 | 25200 | 25200 | 25200 | 25200 | 25200 | 25200 | 25200 | 25200 | 25200 | 25200 | 25200 | 25200 | 25200 | 25200 | 25200 | 25200 | 25200 | 25200 | 25200 | 25200 | 25200 | 25200 | 25200 | 25200 | 25200 | 25200 | 25200 | 25200 | 25200 | 25200 | 25200 | 25200 | 25200 | 25200 | 25200 | 25200 | 25200 | 25200 | 25200 | 25200 | 25200 | 25200 | 25200 | 25200 | 25200 | 25200 | 25200 | 25200 | 25200 | 25200 | 25200 | 25200 | 25200 | 25200 | 25200 | 25200 | 25200 | 25200 | 25200 | 25200 | 25200 | 25200 | 25200 | 25200 | 25200 | 25200 | 25200 | 25200 | 25200 | 25200 | 25200 | 25200 | 25200 | 25200 | 25200 | 25200 | 25200 | 25200 | 25200 | 25200 | 25200 | 25200 | 25200 | 25200 | 25200 | 25200 | 25200 | 25200 | 25200 | 25200 | 25200 | 25200 | 25200 | 25200 | 25200 | 25200 | 25200 | 25200 | 25200 | 25200 | 25200 | 25200 | 25200 | 25200 | 25200 | 25200 | 25200 | 25200 | 25200 | 25200 | 25200 | 25200 | 25200 | 25200 | 25200 | 25200 | 25200 | 25200 | 25200 | 25200 | 25200 | 25200 | 25200 | 25200 | 25200 | 25200 | 25200 | 25200 | 25200 | 25200 | 25200 | 25200 | 25200 | 25200 | 25200 | 25200 | 25200 | 25200 | 25200 | 25200 | 25200 | 25200 | 25200 | 25200 | 25200 | 25200 | 25200 | 25200 | 25200 | 25200 | 25200 | 25200 | 25200 | 25200 | 25200 | 25200 | 25200 | 25200 | 25200 | 25200 | 25200 | 25200 | 25200 | 25200 | 25200 | 25200 | 25200 | 25200 | 25200 | 25200 | 25200 | 25200 | 25200 | 25200 | 25200 | 25200 | 25200 | 25200 | 25200 | 25200 | 25200 | 25200 | 25200 | 25200 | 25200 | 25200 | 25200 | 25200 | 25200 | 25200 | 25200 | 25200 | 25200 | 25200 | 25200 | 25200 | 25200 | 25200 | 25200 | 25200 | 25200 | 25200 | 25200 | 25200 | 25200 | 25200 | 25200 | 25200 | 25200 | 25200 | 25200 | 25200 | 25200 | 25200 | 25200 | 25200 | 25200 | 25200 | 25200 | 25200 | 25200 | 25200 | 25200 | 25200 | 25200 | 25200 | 25200 | 25200 | 25200 | 25200 | 25200 | 25200 | 25200 | 25200 | 25200 | 25200 | 25200 | 25200 | 25200 | 25200 | 25200 | 25200 | 25200 | 25200 | 25200 | 25200 | 25200 | 25200 | 25200 | 25200 | 25200 | 25200 | 25200 | 25200 | 25200 | 25200 | 25200 | 25200 | 25200 | 25200 | 25200 | 25200 | 25200 | 25200 | 25200 | 25200 | 25200 | 25200 | 25200 | 25200 | 25200 | 25200 | 25200 | 25200 | 25200 | 25200 | 25200 | 25200 | 25200 | 25200 | 25200 | 25200 | 25200 | 25200 | 25200 | 25200 | 25200 | 25200 | 25200 | 25200 | 25200 | 25200 | 25200 | 25200 | 25200 | 25200 | 25200 | 25200 | 25200 | 25200 | 25200 | 25200 | 25200 | 25200 | 25200 | 25200 | 25200 | 25200 | 25200 | 25200 | 25200 | 25200 | 25200 | 25200 | 25200 | 25200 | 25200 | 25200 | 25200 | 25200 | 25200 | 25200 | 25200 | 25200 | 25200 | 25200 | 25200 | 25200 | 25200 | 25200 | 25200 | 25200 | 25200 | 25200 | 25200 | 25200 | 25200 | 25200 | 25200 | 25200 | 25200 | 25200 | 25200 | 25200 | 25200 | 25200 | 25200 | 25200 | 25200 | 25200 | 25200 | 25200 | 25200 | 25200 | 25200 | 25200 | 25200 | 25200 | 25200 | 25200 | 25200 | 25200 | 25200 | 25200 | 25200 | 25200 | 25200 | 25200 | 25200 | 25200 | 25200 | 25200 | 25200 | 25200 | 25200 | 25200 | 25200 | 25200 | 25200 | 25200 | 25200 | 25200 | 25200 | 25200 | 25200 | 25200 | 25200 | 25200 | 25200 | 25200 | 25200 | 25200 | 25200 | 25200 | 25200 | 25200 | 25200 | 25200 | 25200 | 25200 | 25200 | 25200 | 25200 | 25200 | 25200 | 25200 | 25200 | 25200 | 25200 | 25200 | 25200 | 25200 | 25200 | 25200 | 25200 | 25200 | 25200 | 25200 | 25200 | 25200 | 25200 | 25200 | 25200 | 25200 | 25200 | 25200 | 25200 | 25200 | 25200 | 25200 | 25200 | 25200 | 25200 | 25200 | 25200 | 25200 | 25200 | 25200 | 25200 | 25200 | 25200 | 25200 | 25200 | 25200 | 25200 | 25200 | 25200 | 25200 | 25200 | 25200 | 25200 | 25200 | 25200 | 25200 | 25200 | 25200 | 25200 | 25200 | 25200 | 25200 | 25200 | 25200 | 25200 | 25200 | 25200 | 25200 | 25200 | 25200 | 25200 | 25200 | 25200 | 25200 | 25200 | 25200 | 25200 | 25200 | 25200 | 25200 | 25200 | 25200 | 25200 | 25200 | 25200 | 25200 | 25200 | 25200 | 25200 | 25200 | 25200 | 25200 | 25200 | 25200 | 25200 | 25200 | 25200 | 25200 | 25200 | 25200 | 25200 | 25200 | 25200 | 25200 | 25200 | 25200 | 25200 | 25200 | 25200 | 25200 | 25200 | 25200 | 25200 | 25200 | 25200 | 25200 | 25200 | 25200 | 25200 | 25200 | 25200 | 25200 | 25200 | 25200 | 25200 | 25200 | 25200 | 25200 | 25200 | 25200 | 25200 | 25200 | 25200 | 25200 | 25200 | 25200 | 25200 | 25200 | 25200 | 25200 | 25200 | 25200 | 25200 | 25200 | 25200 | 25200 | 25200 | 25200 | 25200 | 25200 | 25200 | 25200 | 25200 | 25200 | 25200 | 25200 | 25200 | 25200 | 25200 | 25200 | 25200 | 25200 | 25200 | 25200 | 25200 | 25200 | 25200 | 25200 | 25200 | 25200 | 25200 | 25200 | 25200 | 25200 | 25200 | 25200 | 25200 | 25200 | 25200 | 25200 | 25200 | 25200 | 25200 | 25200 | 25200 | 25200 | 25200 | 25200 | 25200 | 25200 | 25200 | 25200 | 25200 | 25200 | 25200 | 25200 | 25200 | 25200 | 25200 | 25200 | 25200 | 25200 | 25200 | 25200 | 25200 | 25200 | 25200 | 25200 | 25200 | 25200 | 25200 | 25200 | 25200 | 25200 | 25200 | 25200 | 25200 | 25200 | 25200 | 25200 | 25200 | 25200 | 25200 | 25200 | 25200 | 25200 | 25200 | 25200 | 25200 | 25200 | 25200 | 25200 | 25200 | 25200 | 25200 | 25200 | 25200 | 25200 | 25200 | 25200 | 25200 | 25200 | 25200 | 25200 | 25200 | 25200 | 25200 | 25200 | 25200 | 25200 | 25200 | 25200 | 25200 | 25200 | 25200 | 25200 | 25200 | 25200 | 25200 | 25200 | 25200 | 25200 | 25200 | 25200 | 25200 | 25200 | 25200 | 25200 | 25200 | 25200 | 25200 | 25200 | 25200 | 25200 | 25200 | 25200 | 25200 | 25200 | 25200 | 25200 | 25200 | 25200 | 25200 | 25200 | 25200 | 25200 | 25200 | 25200 | 25200 | 25200 | 25200 | 25200 | 25200 | 25200 | 25200 | 25200 | 25200 | 25200 | 25200 | 25200 | 25200 | 25200 | 25200 | 25200 | 25200 | 25200 | 25200 | 25200 | 25200 | 25200 | 25200 | 25200 | 25200 | 25200 | 25200 | 25200 | 25200 | 25200 | 25200 | 25200 | 25200 | 25200 | 25200 | 25200 | 25200 | 25200 | 25200 | 25200 | 25200 | 25200 | 25200 | 25200 | 25200 | 25200 | 25200 | 25200 | 25200 | 25200 | 25200 | 25200 | 25200 | 25200 | 25200 | 25200 | 25200 | 25200 | 25200 | 25200 | 25200 | 25200 | 25200 | 25200 | 25200 | 25200 | 25200 | 25200 | 25200 | 25200 | 25200 | 25200 | 25200 | 25200 | 25200 | 25200 | 25200 | 25200 | 25200 | 25200 | 25200 | 25200 | 25200 | 25200 | 25200 | 25200 | 25200 | 25200 | 25200 | 25200 | 25200 | 25200 | 25200 | 25200 | 25200 | 25200 | 25200 | 25200 | 25200 | 25200 | 25200 | 25200 | 25200 | 25200 | 25200 | 25200 | 25200 | 25200 | 25200 | 25200 | 25200 | 25200 | 25200 | 25200 | 25200 | 25200 | 25200 | 25200 | 25200 | 25200 | 25200 | 25200 | 25200 | 25200 | 25200 | 25200 | 25200 | 25200 | 25200 | 25200 | 25200 | 25200 | 25200 | 25200 | 25200 | 25200 | 25200 | 25200 | 25200 | 25200 | 25200 | 25200 | 25200 | 25200 | 25200 | 25200 | 25200 | 25200 | 25200 | 25200 | 25200 | 25200 | 25200 | 25200 | 25200 | 25200 | 25200 | 25200 | 25200 | 25200 | 25200 | 25200 | 25200 | 25200 | 25200 | 25200 | 25200 | 25200 | 25200 | 25200 | 25200 | 25200 | 25200 | 25200 | 25200 | 25200 | 25200 | 25200 | 25200 | 25200 | 25200 | 25200 | 25200 | 25200 | 25200 | 25200 | 25200 | 25200 | 25200 | 25200 | 25200 | 25200 | 25200 | 25200 | 25200 | 25200 | 25200 | 25200 | 25200 | 25200 | 25200 | 25200 | 25200 | 25200 | 25200 | 25200 | 25200 | 25200 | 25200 | 25200 | 25200 | 25200 | 25200 | 25200 | 25200 | 25200 | 25200 | 25200 | 25200 | 25200 | 25200 | 25200 | 25200 | 25200 | 25200 | 25200 | 25200 | 25200 | 25200 | 25200 | 25200 | 25200 | 25200 | 25200 | 25200 | 25200 | 25200 | 25200 | 25200 | 25200 | 25200 | 25200 | 25200 | 25200 | 25200 | 25200 | 25200 | 25200 | 25200 | 25200 | 25200 | 25200 | 25200 | 25200 | 25200 | 25200 | 25200 | 25200 | 25200 | 25200 | 25200 | 25200 | 25200 | 25200 | 25200 | 25200 | 25200 | 25200 | 25200 | 25200 | 25200 | 25200 | 25200 | 25200 | 25200 | 25200 | 25200 | 25200 | 25200 | 25200 | 25200 | 25200 | 25200 | 25200 | 25200 | 25200 | 25200 | 25200 | 25200 | 25200 | 25200 | 25200 | 25200 | 25200 | 25200 | 25200 | 25200 | 25200 | 25200 | 25200 | 25200 | 25200 | 25200 | 25200 | 25200 | 25200 | 25200 | 25200 | 25200 | 25200 | 25200 | 25200 | 25200 | 25200 | 25200 | 25200 | 25200 | 25200 | 25200 | 25200 | 25200 | 25200 | 25200 | 25200 | 25200 | 25200 | 25200 | 25200 | 25200 | 25200 | 25200 | 25200 | 25200 | 25200 | 25200 | 25200 | 25200 | 25200 | 25200 | 25200 | 25200 | 25200 | 25200 | 25200 | 25200 | 25200 | 25200 | 25200 | 25200 | 25200 | 25200 | 25200 | 25200 | 25200 | 25200 | 25200 | 25200 | 25200 | 25200 | 25200 | 25200 | 25200 | 25200 | 25200 | 25200 | 25200 | 25200 | 25200 | 25200 | 25200 | 25200 | 25200 | 25200 | 25200 | 25200 | 25200 | 25200 | 25200 | 25200 | 25200 | 25200 | 25200 | 25200 | 25200 | 25200 | 25200 | 25200 | 25200 | 25200 | 25200 | 25200 | 25200 | 25200 | 25200 | 25200 | 25200 | 25200 | 25200 | 25200 | 25200 | 25200 | 25200 | 25200 | 25200 | 25200 | 25200 | 25200 | 25200 | 25200 | 25200 | 25200 | 25200 | 25200 | 25200 | 25200 | 25200 | 25200 | 25200 | 25200 | 25200 | 25200 | 25200 | 25200 | 25200 | 25200 | 25200 | 25200 | 25200 | 25200 | 25200 | 25200 | 25200 | 25200 | 25200 | 25200 | 25200 | 25200 | 25200 | 25200 | 25200 | 25200 | 25200 | 25200 | 25200 | 25200 | 25200 | 25200 | 25200 | 25200 | 25200 | 25200 | 25200 | 25200 | 25200 | 25200 | 25200 | 25200 | 25200 | 25200 | 25200 | 25200 | 25200 | 25200 | 25200 | 25200 | 25200 | 25200 | 25200 | 25200 | 25200 | 25200 | 25200 | 25200 | 25200 | 25200 | 25200 | 25200 | 25200 | 25200 | 25200 | 25200 | 25200 | 25200 | 25200 | 25200 | 25200 | 25200 | 25200 | 25200 | 25200 | 25200 | 25200 | 25200 | 25200 | 25200 | 25200 | 25200 | 25200 | 25200 | 25200 | 25200 | 25200 | 25200 | 25200 | 25200 | 25200 | 25200 | 25200 | 25200 | 25200 | 25200 | 25200 | 25200 | 25200 | 25200 | 25200 | 25200 | 25200 | 25200 | 25200 | 25200 | 25200 | 25200 | 25200 | 25200 | 25200 | 25200 | 25200 | 25200 | 25200 | 25200 | 25200 | 25200 | 25200 | 25200 | 25200 | 25200 | 25200 | 25200 | 25200 | 25200 | 25200 | 25200 | 25200 | 25200 | 25200 | 25200 | 25200 | 25200 | 25200 | 25200 | 25200 | 25200 | 25200 | 25200 | 25200 | 25200 | 25200 | 25200 | 25200 | 25200 | 25200 | 25200 | 25200 | 25200 | 25200 | 25200 | 25200 | 25200 | 25200 | 25200 | 25200 | 25200 | 25200 | 25200 | 25200 | 25200 | 25200 | 25200 | 25200 | 25200 | 25200 | 25200 | 25200 | 25200 | 25200 | 25200 | 25200 | 25200 | 25200 | 25200 | 25200 | 25200 | 25200 | 25200 | 25200 | 25200 | 25200 | 25200 | 25200 | 25200 | 25200 | 25200 | 25200 | 25200 | 25200 | 25200 | 25200 | 25200 | 25200 | 25200 | 25200 | 25200 | 25200 | 25200 | 25200 | 25200 | 25200 | 25200 | 25200 | 25200 | 25200 | 25200 | 25200 | 25200 | 25200 | 25200 | 25200 | 25200 | 25200 | 25200 | 25200 | 25200 | 25200 | 25200 | 25200 | 25200 | 25200 | 25200 | 25200 | 25200 | 25200 | 25200 | 25200 | 25200 | 25200 | 25200 | 25200 | 25200 | 25200 | 25200 | 25200 | 25200 | 25200 | 25200 | 25200 | 25200 | 25200 | 25200 | 25200 | 25200 | 25200 | 25200 | 25200 | 25200 | 25200 | 25200 | 25200 | 25200 | 25200 | 25200 | 25200 | 25200 | 25200 | 25200 | 25200 | 25200 | 25200 | 25200 | 25200 | 25200 | 25200 | 25200 | 25200 | 25200 | 25200 | 25200 | 25200 | 25200 | 25200 | 25200 | 25200 | 25200 | 25200 | 25200 | 25200 | 25200 | 25200 | 25200 | 25200 | 25200 | 25200 | 25200 | 25200 | 25200 | 25200 | 25200 | 25200 | 25200 | 25200 | 25200 | 25200 | 25200 | 25200 | 25200 | 25200 | 25200 | 25200 | 25200 | 25200 | 25200 | 25200 | 25200 | 25200 | 25200 | 25200 | 25200 | 25200 | 25200 | 25200 | 25200 | 25200 | 25200 | 25200 | 25200 | 25200 | 25200 | 25200 | 25200 | 25200 | 25200 | 25200 | 25200 | 25200 | 25200 | 25200 | 25200 | 25200 | 25200 | 25200 | 25200 | 25200 | 25200 | 25200 | 25200 | 25200 | 25200 | 25200 | 25200 | 25200 | 25200 | 25200 | 25200 | 25200 | 25200 | 25200 | 25200 | 25200 | 25200 | 25200 | 25200 | 25200 | 25200 | 25200 | 25200 | 25200 | 25200 | 25200 | 25200 | 25200 | 25200 | 25200 | 25200 | 25200 | 25200 | 25200 | 25200 | 25200 | 25200 | 25200 | 25200 | 25200 | 25200 | 25200 | 25200 | 25200 | 25200 | 25200 | 25200 | 25200 | 25200 | 25200 | 25200 | 25200 | 25200 | 25200 | 25200 | 25200 | 25200 | 25200 | 25200 | 25200 | 25200 | 25200 | 25200 | 25200 | 25200 | 25200 | 25200 | 25200 | 25200 | 25200 | 25200 | 25200 | 25200 | 25200 | 25200 | 25200 | 25200 | 25200 | 25200 | 25200 | 25200 | 25200 | 25200 | 25200 | 25200 | 25200 | 25200 | 25200 | 25200 | 25200 | 25200 | 25200 | 25200 | 25200 | 25200 | 25200 | 25200 | 25200 | 25200 | 25200 | 25200 | 25200 | 25200 | 25200 | 25200 | 25200 | 25200 | 25200 | 25200 | 25200 | 25200 | 25200 | 25200 | 25200 | 25200 | 25200
Time infected person occupied the space | T_I | constant | 25200 |  | s | These values are not used by this model | T_I | 25200 | 25200 | 25200 | 25200 | 25200 | 25200 | 25200 | 25200 | 25200 | 25200 | 25200 | 25200 | 25200 | 25200 | 25200 | 25200 | 25200 | 25200 | 25200 | 25200 | 25200 | 25200 | 25200 | 25200 | 25200 | 25200 | 25200 | 25200 | 25200 | 25200 | 25200 | 25200 | 25200 | 25200 | 25200 | 25200 | 25200 | 25200 | 25200 | 25200 | 25200 | 25200 | 25200 | 25200 | 25200 | 25200 | 25200 | 25200 | 25200 | 25200 | 25200 | 25200 | 25200 | 25200 | 25200 | 25200 | 25200 | 25200 | 25200 | 25200 | 25200 | 25200 | 25200 | 25200 | 25200 | 25200 | 25200 | 25200 | 25200 | 25200 | 25200 | 25200 | 25200 | 25200 | 25200 | 25200 | 25200 | 25200 | 25200 | 25200 | 25200 | 25200 | 25200 | 25200 | 25200 | 25200 | 25200 | 25200 | 25200 | 25200 | 25200 | 25200 | 25200 | 25200 | 25200 | 25200 | 25200 | 25200 | 25200 | 25200 | 25200 | 25200 | 25200 | 25200 | 25200 | 25200 | 25200 | 25200 | 25200 | 25200 | 25200 | 25200 | 25200 | 25200 | 25200 | 25200 | 25200 | 25200 | 25200 | 25200 | 25200 | 25200 | 25200 | 25200 | 25200 | 25200 | 25200 | 25200 | 25200 | 25200 | 25200 | 25200 | 25200 | 25200 | 25200 | 25200 | 25200 | 25200 | 25200 | 25200 | 25200 | 25200 | 25200 | 25200 | 25200 | 25200 | 25200 | 25200 | 25200 | 25200 | 25200 | 25200 | 25200 | 25200 | 25200 | 25200 | 25200 | 25200 | 25200 | 25200 | 25200 | 25200 | 25200 | 25200 | 25200 | 25200 | 25200 | 25200 | 25200 | 25200 | 25200 | 25200 | 25200 | 25200 | 25200 | 25200 | 25200 | 25200 | 25200 | 25200 | 25200 | 25200 | 25200 | 25200 | 25200 | 25200 | 25200 | 25200 | 25200 | 25200 | 25200 | 25200 | 25200 | 25200 | 25200 | 25200 | 25200 | 25200 | 25200 | 25200 | 25200 | 25200 | 25200 | 25200 | 25200 | 25200 | 25200 | 25200 | 25200 | 25200 | 25200 | 25200 | 25200 | 25200 | 25200 | 25200 | 25200 | 25200 | 25200 | 25200 | 25200 | 25200 | 25200 | 25200 | 25200 | 25200 | 25200 | 25200 | 25200 | 25200 | 25200 | 25200 | 25200 | 25200 | 25200 | 25200 | 25200 | 25200 | 25200 | 25200 | 25200 | 25200 | 25200 | 25200 | 25200 | 25200 | 25200 | 25200 | 25200 | 25200 | 25200 | 25200 | 25200 | 25200 | 25200 | 25200 | 25200 | 25200 | 25200 | 25200 | 25200 | 25200 | 25200 | 25200 | 25200 | 25200 | 25200 | 25200 | 25200 | 25200 | 25200 | 25200 | 25200 | 25200 | 25200 | 25200 | 25200 | 25200 | 25200 | 25200 | 25200 | 25200 | 25200 | 25200 | 25200 | 25200 | 25200 | 25200 | 25200 | 25200 | 25200 | 25200 | 25200 | 25200 | 25200 | 25200 | 25200 | 25200 | 25200 | 25200 | 25200 | 25200 | 25200 | 25200 | 25200 | 25200 | 25200 | 25200 | 25200 | 25200 | 25200 | 25200 | 25200 | 25200 | 25200 | 25200 | 25200 | 25200 | 25200 | 25200 | 25200 | 25200 | 25200 | 25200 | 25200 | 25200 | 25200 | 25200 | 25200 | 25200 | 25200 | 25200 | 25200 | 25200 | 25200 | 25200 | 25200 | 25200 | 25200 | 25200 | 25200 | 25200 | 25200 | 25200 | 25200 | 25200 | 25200 | 25200 | 25200 | 25200 | 25200 | 25200 | 25200 | 25200 | 25200 | 25200 | 25200 | 25200 | 25200 | 25200 | 25200 | 25200 | 25200 | 25200 | 25200 | 25200 | 25200 | 25200 | 25200 | 25200 | 25200 | 25200 | 25200 | 25200 | 25200 | 25200 | 25200 | 25200 | 25200 | 25200 | 25200 | 25200 | 25200 | 25200 | 25200 | 25200 | 25200 | 25200 | 25200 | 25200 | 25200 | 25200 | 25200 | 25200 | 25200 | 25200 | 25200 | 25200 | 25200 | 25200 | 25200 | 25200 | 25200 | 25200 | 25200 | 25200 | 25200 | 25200 | 25200 | 25200 | 25200 | 25200 | 25200 | 25200 | 25200 | 25200 | 25200 | 25200 | 25200 | 25200 | 25200 | 25200 | 25200 | 25200 | 25200 | 25200 | 25200 | 25200 | 25200 | 25200 | 25200 | 25200 | 25200 | 25200 | 25200 | 25200 | 25200 | 25200 | 25200 | 25200 | 25200 | 25200 | 25200 | 25200 | 25200 | 25200 | 25200 | 25200 | 25200 | 25200 | 25200 | 25200 | 25200 | 25200 | 25200 | 25200 | 25200 | 25200 | 25200 | 25200 | 25200 | 25200 | 25200 | 25200 | 25200 | 25200 | 25200 | 25200 | 25200 | 25200 | 25200 | 25200 | 25200 | 25200 | 25200 | 25200 | 25200 | 25200 | 25200 | 25200 | 25200 | 25200 | 25200 | 25200 | 25200 | 25200 | 25200 | 25200 | 25200 | 25200 | 25200 | 25200 | 25200 | 25200 | 25200 | 25200 | 25200 | 25200 | 25200 | 25200 | 25200 | 25200 | 25200 | 25200 | 25200 | 25200 | 25200 | 25200 | 25200 | 25200 | 25200 | 25200 | 25200 | 25200 | 25200 | 25200 | 25200 | 25200 | 25200 | 25200 | 25200 | 25200 | 25200 | 25200 | 25200 | 25200 | 25200 | 25200 | 25200 | 25200 | 25200 | 25200 | 25200 | 25200 | 25200 | 25200 | 25200 | 25200 | 25200 | 25200 | 25200 | 25200 | 25200 | 25200 | 25200 | 25200 | 25200 | 25200 | 25200 | 25200 | 25200 | 25200 | 25200 | 25200 | 25200 | 25200 | 25200 | 25200 | 25200 | 25200 | 25200 | 25200 | 25200 | 25200 | 25200 | 25200 | 25200 | 25200 | 25200 | 25200 | 25200 | 25200 | 25200 | 25200 | 25200 | 25200 | 25200 | 25200 | 25200 | 25200 | 25200 | 25200 | 25200 | 25200 | 25200 | 25200 | 25200 | 25200 | 25200 | 25200 | 25200 | 25200 | 25200 | 25200 | 25200 | 25200 | 25200 | 25200 | 25200 | 25200 | 25200 | 25200 | 25200 | 25200 | 25200 | 25200 | 25200 | 25200 | 25200 | 25200 | 25200 | 25200 | 25200 | 25200 | 25200 | 25200 | 25200 | 25200 | 25200 | 25200 | 25200 | 25200 | 25200 | 25200 | 25200 | 25200 | 25200 | 25200 | 25200 | 25200 | 25200 | 25200 | 25200 | 25200 | 25200 | 25200 | 25200 | 25200 | 25200 | 25200 | 25200 | 25200 | 25200 | 25200 | 25200 | 25200 | 25200 | 25200 | 25200 | 25200 | 25200 | 25200 | 25200 | 25200 | 25200 | 25200 | 25200 | 25200 | 25200 | 25200 | 25200 | 25200 | 25200 | 25200 | 25200 | 25200 | 25200 | 25200 | 25200 | 25200 | 25200 | 25200 | 25200 | 25200 | 25200 | 25200 | 25200 | 25200 | 25200 | 25200 | 25200 | 25200 | 25200 | 25200 | 25200 | 25200 | 25200 | 25200 | 25200 | 25200 | 25200 | 25200 | 25200 | 25200 | 25200 | 25200 | 25200 | 25200 | 25200 | 25200 | 25200 | 25200 | 25200 | 25200 | 25200 | 25200 | 25200 | 25200 | 25200 | 25200 | 25200 | 25200 | 25200 | 25200 | 25200 | 25200 | 25200 | 25200 | 25200 | 25200 | 25200 | 25200 | 25200 | 25200 | 25200 | 25200 | 25200 | 25200 | 25200 | 25200 | 25200 | 25200 | 25200 | 25200 | 25200 | 25200 | 25200 | 25200 | 25200 | 25200 | 25200 | 25200 | 25200 | 25200 | 25200 | 25200 | 25200 | 25200 | 25200 | 25200 | 25200 | 25200 | 25200 | 25200 | 25200 | 25200 | 25200 | 25200 | 25200 | 25200 | 25200 | 25200 | 25200 | 25200 | 25200 | 25200 | 25200 | 25200 | 25200 | 25200 | 25200 | 25200 | 25200 | 25200 | 25200 | 25200 | 25200 | 25200 | 25200 | 25200 | 25200 | 25200 | 25200 | 25200 | 25200 | 25200 | 25200 | 25200 | 25200 | 25200 | 25200 | 25200 | 25200 | 25200 | 25200 | 25200 | 25200 | 25200 | 25200 | 25200 | 25200 | 25200 | 25200 | 25200 | 25200 | 25200 | 25200 | 25200 | 25200 | 25200 | 25200 | 25200 | 25200 | 25200 | 25200 | 25200 | 25200 | 25200 | 25200 | 25200 | 25200 | 25200 | 25200 | 25200 | 25200 | 25200 | 25200 | 25200 | 25200 | 25200 | 25200 | 25200 | 25200 | 25200 | 25200 | 25200 | 25200 | 25200 | 25200 | 25200 | 25200 | 25200 | 25200 | 25200 | 25200 | 25200 | 25200 | 25200 | 25200 | 25200 | 25200 | 25200 | 25200 | 25200 | 25200 | 25200 | 25200 | 25200 | 25200 | 25200 | 25200 | 25200 | 25200 | 25200 | 25200 | 25200 | 25200 | 25200 | 25200 | 25200 | 25200 | 25200 | 25200 | 25200 | 25200 | 25200 | 25200 | 25200 | 25200 | 25200 | 25200 | 25200 | 25200 | 25200 | 25200 | 25200 | 25200 | 25200 | 25200 | 25200 | 25200 | 25200 | 25200 | 25200 | 25200 | 25200 | 25200 | 25200 | 25200 | 25200 | 25200 | 25200 | 25200 | 25200 | 25200 | 25200 | 25200 | 25200 | 25200 | 25200 | 25200 | 25200 | 25200 | 25200 | 25200 | 25200 | 25200 | 25200 | 25200 | 25200 | 25200 | 25200 | 25200 | 25200 | 25200 | 25200 | 25200 | 25200 | 25200 | 25200 | 25200 | 25200 | 25200 | 25200 | 25200 | 25200 | 25200 | 25200 | 25200 | 25200 | 25200 | 25200 | 25200 | 25200 | 25200 | 25200 | 25200 | 25200 | 25200 | 25200 | 25200 | 25200 | 25200 | 25200 | 25200 | 25200 | 25200 | 25200 | 25200 | 25200 | 25200 | 25200 | 25200 | 25200 | 25200 | 25200 | 25200 | 25200 | 25200 | 25200 | 25200 | 25200 | 25200 | 25200 | 25200 | 25200 | 25200 | 25200 | 25200 | 25200 | 25200 | 25200 | 25200 | 25200 | 25200 | 25200 | 25200 | 25200 | 25200 | 25200 | 25200 | 25200 | 25200 | 25200 | 25200 | 25200 | 25200 | 25200 | 25200 | 25200 | 25200 | 25200 | 25200 | 25200 | 25200 | 25200 | 25200 | 25200 | 25200 | 25200 | 25200 | 25200 | 25200 | 25200 | 25200 | 25200 | 25200 | 25200 | 25200 | 25200 | 25200 | 25200 | 25200 | 25200 | 25200 | 25200 | 25200 | 25200 | 25200 | 25200 | 25200 | 25200 | 25200 | 25200 | 25200 | 25200 | 25200 | 25200 | 25200 | 25200 | 25200 | 25200 | 25200 | 25200 | 25200 | 25200 | 25200 | 25200 | 25200 | 25200 | 25200 | 25200 | 25200 | 25200 | 25200 | 25200 | 25200 | 25200 | 25200 | 25200 | 25200 | 25200 | 25200 | 25200 | 25200 | 25200 | 25200 | 25200 | 25200 | 25200 | 25200 | 25200 | 25200 | 25200 | 25200 | 25200 | 25200 | 25200 | 25200 | 25200 | 25200 | 25200 | 25200 | 25200 | 25200 | 25200 | 25200 | 25200 | 25200 | 25200 | 25200 | 25200 | 25200 | 25200 | 25200 | 25200 | 25200 | 25200 | 25200 | 25200 | 25200 | 25200 | 25200 | 25200 | 25200 | 25200 | 25200 | 25200 | 25200 | 25200 | 25200 | 25200 | 25200 | 25200 | 25200 | 25200 | 25200 | 25200 | 25200 | 25200 | 25200 | 25200 | 25200 | 25200 | 25200 | 25200 | 25200 | 25200 | 25200 | 25200 | 25200 | 25200 | 25200 | 25200 | 25200 | 25200 | 25200 | 25200 | 25200 | 25200 | 25200 | 25200 | 25200 | 25200 | 25200 | 25200 | 25200 | 25200 | 25200 | 25200 | 25200 | 25200 | 25200 | 25200 | 25200 | 25200 | 25200 | 25200 | 25200 | 25200 | 25200 | 25200 | 25200 | 25200 | 25200 | 25200 | 25200 | 25200 | 25200 | 25200 | 25200 | 25200 | 25200 | 25200 | 25200 | 25200 | 25200 | 25200 | 25200 | 25200 | 25200 | 25200 | 25200 | 25200 | 25200 | 25200 | 25200 | 25200 | 25200 | 25200 | 25200 | 25200 | 25200 | 25200 | 25200 | 25200 | 25200 | 25200 | 25200 | 25200 | 25200 | 25200 | 25200 | 25200 | 25200 | 25200 | 25200 | 25200 | 25200 | 25200 | 25200 | 25200 | 25200 | 25200 | 25200 | 25200 | 25200 | 25200 | 25200 | 25200 | 25200 | 25200 | 25200 | 25200 | 25200 | 25200 | 25200 | 25200 | 25200 | 25200 | 25200 | 25200 | 25200 | 25200 | 25200 | 25200 | 25200 | 25200 | 25200 | 25200 | 25200 | 25200 | 25200 | 25200 | 25200 | 25200 | 25200 | 25200 | 25200 | 25200 | 25200 | 25200 | 25200 | 25200 | 25200 | 25200 | 25200 | 25200 | 25200 | 25200 | 25200 | 25200 | 25200 | 25200 | 25200 | 25200 | 25200 | 25200 | 25200 | 25200 | 25200 | 25200 | 25200 | 25200 | 25200 | 25200 | 25200 | 25200 | 25200 | 25200 | 25200 | 25200 | 25200 | 25200 | 25200 | 25200 | 25200 | 25200 | 25200 | 25200 | 25200 | 25200 | 25200 | 25200 | 25200 | 25200 | 25200 | 25200 | 25200 | 25200 | 25200 | 25200 | 25200 | 25200 | 25200 | 25200 | 25200 | 25200 | 25200 | 25200 | 25200 | 25200 | 25200 | 25200 | 25200 | 25200 | 25200 | 25200 | 25200 | 25200 | 25200 | 25200 | 25200 | 25200 | 25200 | 25200 | 25200 | 25200 | 25200 | 25200 | 25200 | 25200 | 25200 | 25200 | 25200 | 25200 | 25200 | 25200 | 25200 | 25200 | 25200 | 25200 | 25200 | 25200 | 25200 | 25200 | 25200 | 25200 | 25200 | 25200 | 25200 | 25200 | 25200 | 25200 | 25200 | 25200 | 25200 | 25200 | 25200 | 25200 | 25200 | 25200 | 25200 | 25200 | 25200 | 25200 | 25200 | 25200 | 25200 | 25200 | 25200 | 25200 | 25200 | 25200 | 25200 | 25200 | 25200 | 25200 | 25200 | 25200 | 25200 | 25200 | 25200 | 25200 | 25200 | 25200 | 25200 | 25200 | 25200 | 25200 | 25200 | 25200 | 25200 | 25200 | 25200 | 25200 | 25200 | 25200 | 25200 | 25200 | 25200 | 25200 | 25200 | 25200 | 25200 | 25200 | 25200 | 25200 | 25200 | 25200 | 25200 | 25200 | 25200 | 25200 | 25200 | 25200 | 25200 | 25200 | 25200 | 25200 | 25200 | 25200 | 25200 | 25200 | 25200 | 25200 | 25200 | 25200 | 25200 | 25200 | 25200 | 25200 | 25200 | 25200 | 25200 | 25200 | 25200 | 25200 | 25200 | 25200 | 25200 | 25200 | 25200 | 25200 | 25200 | 25200 | 25200 | 25200 | 25200 | 25200 | 25200 | 25200 | 25200 | 25200 | 25200 | 25200 | 25200 | 25200 | 25200 | 25200 | 25200 | 25200 | 25200 | 25200 | 25200 | 25200 | 25200 | 25200 | 25200 | 25200 | 25200 | 25200 | 25200 | 25200 | 25200 | 25200 | 25200 | 25200 | 25200 | 25200 | 25200 | 25200 | 25200 | 25200 | 25200 | 25200 | 25200 | 25200 | 25200 | 25200 | 25200 | 25200 | 25200 | 25200 | 25200 | 25200 | 25200 | 25200 | 25200 | 25200 | 25200 | 25200 | 25200 | 25200 | 25200 | 25200 | 25200 | 25200 | 25200 | 25200 | 25200 | 25200 | 25200 | 25200 | 25200 | 25200 | 25200 | 25200 | 25200 | 25200 | 25200 | 25200 | 25200 | 25200 | 25200 | 25200 | 25200 | 25200 | 25200 | 25200 | 25200 | 25200 | 25200 | 25200 | 25200 | 25200 | 25200 | 25200 | 25200 | 25200 | 25200 | 25200 | 25200 | 25200 | 25200 | 25200 | 25200 | 25200 | 25200 | 25200 | 25200 | 25200 | 25200 | 25200 | 25200 | 25200 | 25200 | 25200 | 25200 | 25200 | 25200 | 25200 | 25200 | 25200 | 25200 | 25200 | 25200 | 25200 | 25200 | 25200 | 25200 | 25200 | 25200 | 25200 | 25200 | 25200 | 25200 | 25200 | 25200 | 25200 | 25200 | 25200 | 25200 | 25200 | 25200 | 25200 | 25200 | 25200 | 25200 | 25200 | 25200 | 25200 | 25200 | 25200 | 25200 | 25200 | 25200 | 25200 | 25200 | 25200 | 25200 | 25200 | 25200 | 25200 | 25200 | 25200 | 25200 | 25200 | 25200 | 25200 | 25200 | 25200 | 25200 | 25200 | 25200 | 25200 | 25200 | 25200 | 25200 | 25200 | 25200 | 25200 | 25200 | 25200 | 25200 | 25200 | 25200 | 25200 | 25200 | 25200 | 25200 | 25200 | 25200 | 25200 | 25200 | 25200 | 25200 | 25200 | 25200 | 25200 | 25200 | 25200 | 25200 | 25200 | 25200 | 25200 | 25200 | 25200 | 25200 | 25200 | 25200 | 25200 | 25200 | 25200 | 25200 | 25200 | 25200 | 25200 | 25200 | 25200 | 25200 | 25200 | 25200 | 25200 | 25200 | 25200 | 25200 | 25200 | 25200 | 25200 | 25200 | 25200 | 25200 | 25200 | 25200 | 25200 | 25200 | 25200 | 25200 | 25200 | 25200 | 25200 | 25200 | 25200 | 25200 | 25200 | 25200 | 25200 | 25200 | 25200 | 25200 | 25200 | 25200 | 25200 | 25200 | 25200 | 25200 | 25200 | 25200 | 25200 | 25200 | 25200 | 25200 | 25200 | 25200 | 25200 | 25200 | 25200 | 25200 | 25200 | 25200 | 25200 | 25200 | 25200 | 25200 | 25200 | 25200 | 25200 | 25200 | 25200 | 25200 | 25200 | 25200 | 25200 | 25200 | 25200 | 25200 | 25200 | 25200 | 25200 | 25200 | 25200 | 25200 | 25200 | 25200 | 25200 | 25200 | 25200 | 25200 | 25200 | 25200 | 25200 | 25200 | 25200 | 25200 | 25200 | 25200 | 25200 | 25200 | 25200 | 25200 | 25200 | 25200 | 25200 | 25200 | 25200 | 25200 | 25200 | 25200 | 25200 | 25200 | 25200 | 25200 | 25200 | 25200 | 25200 | 25200 | 25200 | 25200 | 25200 | 25200 | 25200 | 25200 | 25200 | 25200 | 25200 | 25200 | 25200 | 25200 | 25200 | 25200 | 25200 | 25200 | 25200 | 25200 | 25200 | 25200 | 25200 | 25200 | 25200 | 25200 | 25200 | 25200 | 25200 | 25200 | 25200 | 25200 | 25200 | 25200 | 25200 | 25200 | 25200 | 25200 | 25200 | 25200 | 25200 | 25200 | 25200 | 25200 | 25200 | 25200 | 25200 | 25200 | 25200 | 25200 | 25200 | 25200 | 25200 | 25200 | 25200 | 25200 | 25200 | 25200 | 25200 | 25200 | 25200 | 25200 | 25200 | 25200 | 25200 | 25200 | 25200 | 25200 | 25200 | 25200 | 25200 | 25200 | 25200 | 25200 | 25200 | 25200 | 25200 | 25200 | 25200 | 25200 | 25200 | 25200 | 25200 | 25200 | 25200 | 25200 | 25200 | 25200 | 25200 | 25200 | 25200 | 25200 | 25200 | 25200 | 25200 | 25200 | 25200 | 25200 | 25200 | 25200 | 25200 | 25200 | 25200 | 25200 | 25200 | 25200 | 25200 | 25200 | 25200 | 25200 | 25200 | 25200 | 25200 | 25200 | 25200 | 25200 | 25200 | 25200 | 25200 | 25200 | 25200 | 25200 | 25200 | 25200 | 25200 | 25200 | 25200 | 25200 | 25200 | 25200 | 25200 | 25200 | 25200 | 25200 | 25200 | 25200 | 25200 | 25200 | 25200 | 25200 | 25200 | 25200 | 25200 | 25200 | 25200 | 25200 | 25200 | 25200 | 25200 | 25200 | 25200 | 25200 | 25200 | 25200 | 25200 | 25200 | 25200 | 25200 | 25200 | 25200 | 25200 | 25200 | 25200 | 25200 | 25200 | 25200 | 25200 | 25200 | 25200 | 25200 | 25200 | 25200 | 25200 | 25200 | 25200 | 25200 | 25200 | 25200 | 25200 | 25200 | 25200 | 25200 | 25200 | 25200 | 25200 | 25200 | 25200 | 25200 | 25200 | 25200 | 25200 | 25200 | 25200 | 25200 | 25200 | 25200 | 25200 | 25200 | 25200 | 25200 | 25200 | 25200 | 25200 | 25200 | 25200 | 25200 | 25200 | 25200 | 25200 | 25200 | 25200 | 25200 | 25200 | 25200 | 25200 | 25200 | 25200 | 25200 | 25200 | 25200 | 25200 | 25200 | 25200 | 25200 | 25200 | 25200 | 25200 | 25200 | 25200 | 25200 | 25200 | 25200 | 25200 | 25200 | 25200 | 25200 | 25200 | 25200 | 25200 | 25200 | 25200 | 25200 | 25200 | 25200 | 25200 | 25200 | 25200 | 25200 | 25200 | 25200 | 25200 | 25200 | 25200 | 25200 | 25200 | 25200 | 25200 | 25200 | 25200 | 25200 | 25200 | 25200 | 25200 | 25200 | 25200 | 25200 | 25200 | 25200 | 25200 | 25200 | 25200 | 25200 | 25200 | 25200 | 25200 | 25200 | 25200 | 25200 | 25200 | 25200 | 25200 | 25200 | 25200 | 25200 | 25200 | 25200 | 25200 | 25200 | 25200 | 25200 | 25200 | 25200 | 25200 | 25200 | 25200 | 25200 | 25200 | 25200 | 25200 | 25200 | 25200 | 25200 | 25200 | 25200 | 25200 | 25200 | 25200 | 25200 | 25200 | 25200 | 25200 | 25200 | 25200 | 25200 | 25200 | 25200 | 25200 | 25200 | 25200 | 25200 | 25200 | 25200 | 25200 | 25200 | 25200 | 25200 | 25200 | 25200 | 25200 | 25200 | 25200 | 25200 | 25200 | 25200 | 25200 | 25200 | 25200 | 25200 | 25200 | 25200 | 25200 | 25200 | 25200 | 25200 | 25200 | 25200 | 25200 | 25200 | 25200 | 25200 | 25200 | 25200 | 25200 | 25200 | 25200 | 25200 | 25200 | 25200 | 25200 | 25200 | 25200 | 25200 | 25200 | 25200 | 25200 | 25200 | 25200 | 25200 | 25200 | 25200 | 25200 | 25200 | 25200 | 25200 | 25200 | 25200 | 25200 | 25200 | 25200 | 25200 | 25200 | 25200 | 25200 | 25200 | 25200 | 25200 | 25200 | 25200 | 25200 | 25200 | 25200 | 25200 | 25200 | 25200 | 25200 | 25200 | 25200 | 25200 | 25200 | 25200 | 25200 | 25200 | 25200 | 25200 | 25200 | 25200 | 25200 | 25200 | 25200 | 25200 | 25200 | 25200 | 25200 | 25200 | 25200 | 25200 | 25200 | 25200 | 25200 | 25200 | 25200 | 25200 | 25200 | 25200 | 25200 | 25200 | 25200 | 25200 | 25200 | 25200 | 25200 | 25200 | 25200 | 25200 | 25200 | 25200 | 25200 | 25200 | 25200 | 25200 | 25200 | 25200 | 25200 | 25200 | 25200 | 25200 | 25200 | 25200 | 25200 | 25200 | 25200 | 25200 | 25200 | 25200 | 25200 | 25200 | 25200 | 25200 | 25200 | 25200 | 25200 | 25200 | 25200 | 25200 | 25200 | 25200 | 25200 | 25200 | 25200 | 25200 | 25200 | 25200 | 25200 | 25200 | 25200 | 25200 | 25200 | 25200 | 25200 | 25200 | 25200 | 25200 | 25200 | 25200 | 25200 | 25200 | 25200 | 25200 | 25200 | 25200 | 25200 | 25200 | 25200 | 25200 | 25200 | 25200 | 25200 | 25200 | 25200 | 25200 | 25200 | 25200 | 25200 | 25200 | 25200 | 25200 | 25200 | 25200 | 25200 | 25200 | 25200 | 25200 | 25200 | 25200 | 25200 | 25200 | 25200 | 25200 | 25200 | 25200 | 25200 | 25200 | 25200 | 25200 | 25200 | 25200 | 25200 | 25200 | 25200 | 25200 | 25200 | 25200 | 25200 | 25200 | 25200 | 25200 | 25200 | 25200 | 25200 | 25200 | 25200 | 25200 | 25200 | 25200 | 25200 | 25200 | 25200 | 25200 | 25200 | 25200 | 25200 | 25200 | 25200 | 25200 | 25200 | 25200 | 25200 | 25200 | 25200 | 25200 | 25200 | 25200 | 25200 | 25200 | 25200 | 25200 | 25200 | 25200 | 25200 | 25200 | 25200 | 25200 | 25200 | 25200 | 25200 | 25200 | 25200 | 25200 | 25200 | 25200 | 25200 | 25200 | 25200 | 25200 | 25200 | 25200 | 25200 | 25200 | 25200 | 25200 | 25200 | 25200 | 25200 | 25200 | 25200 | 25200 | 25200 | 25200 | 25200 | 25200 | 25200 | 25200 | 25200 | 25200 | 25200 | 25200 | 25200 | 25200 | 25200 | 25200 | 25200 | 25200 | 25200 | 25200 | 25200 | 25200 | 25200 | 25200 | 25200 | 25200 | 25200 | 25200 | 25200 | 25200 | 25200 | 25200 | 25200 | 25200 | 25200 | 25200 | 25200 | 25200 | 25200 | 25200 | 25200 | 25200 | 25200 | 25200 | 25200 | 25200 | 25200 | 25200 | 25200 | 25200 | 25200 | 25200 | 25200 | 25200 | 25200 | 25200 | 25200 | 25200 | 25200 | 25200 | 25200 | 25200 | 25200 | 25200 | 25200 | 25200 | 25200 | 25200 | 25200 | 25200 | 25200 | 25200 | 25200 | 25200 | 25200 | 25200 | 25200 | 25200 | 25200 | 25200 | 25200 | 25200 | 25200 | 25200 | 25200 | 25200 | 25200 | 25200 | 25200 | 25200 | 25200 | 25200 | 25200 | 25200 | 25200 | 25200 | 25200 | 25200 | 25200 | 25200 | 25200 | 25200 | 25200 | 25200 | 25200 | 25200 | 25200 | 25200 | 25200 | 25200 | 25200 | 25200 | 25200 | 25200 | 25200 | 25200 | 25200 | 25200 | 25200 | 25200 | 25200 | 25200 | 25200 | 25200 | 25200 | 25200 | 25200 | 25200 | 25200 | 25200 | 25200 | 25200 | 25200 | 25200 | 25200 | 25200 | 25200 | 25200 | 25200 | 25200 | 25200 | 25200 | 25200 | 25200 | 25200 | 25200 | 25200 | 25200 | 25200 | 25200 | 25200 | 25200 | 25200 | 25200 | 25200 | 25200 | 25200 | 25200 | 25200 | 25200 | 25200 | 25200 | 25200 | 25200 | 25200 | 25200 | 25200 | 25200 | 25200 | 25200 | 25200 | 25200 | 25200 | 25200 | 25200 | 25200 | 25200 | 25200 | 25200 | 25200 | 25200 | 25200 | 25200 | 25200 | 25200 | 25200 | 25200 | 25200 | 25200 | 25200 | 25200 | 25200 | 25200 | 25200 | 25200 | 25200 | 25200 | 25200 | 25200 | 25200 | 25200 | 25200 | 25200 | 25200 | 25200 | 25200 | 25200 | 25200 | 25200 | 25200 | 25200 | 25200 | 25200 | 25200 | 25200 | 25200 | 25200 | 25200 | 25200 | 25200 | 25200 | 25200 | 25200 | 25200 | 25200 | 25200 | 25200 | 25200 | 25200 | 25200 | 25200 | 25200 | 25200 | 25200 | 25200 | 25200 | 25200 | 25200 | 25200 | 25200 | 25200 | 25200 | 25200 | 25200 | 25200 | 25200 | 25200 | 25200 | 25200 | 25200 | 25200 | 25200 | 25200 | 25200 | 25200 | 25200 | 25200 | 25200 | 25200 | 25200 | 25200 | 25200 | 25200 | 25200 | 25200 | 25200 | 25200 | 25200 | 25200 | 25200 | 25200 | 25200 | 25200 | 25200 | 25200 | 25200 | 25200 | 25200 | 25200 | 25200 | 25200 | 25200 | 25200 | 25200 | 25200 | 25200 | 25200 | 25200 | 25200 | 25200 | 25200 | 25200 | 25200 | 25200 | 25200 | 25200 | 25200 | 25200 | 25200 | 25200 | 25200 | 25200 | 25200 | 25200 | 25200 | 25200 | 25200 | 25200 | 25200 | 25200 | 25200 | 25200 | 25200 | 25200 | 25200 | 25200 | 25200 | 25200 | 25200 | 25200 | 25200 | 25200 | 25200 | 25200 | 25200 | 25200 | 25200 | 25200 | 25200 | 25200 | 25200 | 25200 | 25200 | 25200 | 25200 | 25200 | 25200 | 25200 | 25200 | 25200 | 25200 | 25200 | 25200 | 25200 | 25200 | 25200 | 25200 | 25200 | 25200 | 25200 | 25200 | 25200 | 25200 | 25200 | 25200 | 25200 | 25200 | 25200 | 25200 | 25200 | 25200 | 25200 | 25200 | 25200 | 25200 | 25200 | 25200 | 25200 | 25200 | 25200 | 25200 | 25200 | 25200 | 25200 | 25200 | 25200 | 25200 | 25200 | 25200 | 25200 | 25200 | 25200 | 25200 | 25200 | 25200 | 25200 | 25200 | 25200 | 25200 | 25200 | 25200 | 25200 | 25200 | 25200 | 25200 | 25200 | 25200 | 25200 | 25200 | 25200 | 25200 | 25200 | 25200 | 25200 | 25200 | 25200 | 25200 | 25200 | 25200 | 25200 | 25200 | 25200 | 25200 | 25200 | 25200 | 25200 | 25200 | 25200 | 25200 | 25200 | 25200 | 25200 | 25200 | 25200 | 25200 | 25200 | 25200 | 25200 | 25200 | 25200 | 25200 | 25200 | 25200 | 25200 | 25200 | 25200 | 25200 | 25200 | 25200 | 25200 | 25200 | 25200 | 25200 | 25200 | 25200 | 25200 | 25200 | 25200 | 25200 | 25200 | 25200 | 25200 | 25200 | 25200 | 25200 | 25200 | 25200 | 25200 | 25200 | 25200 | 25200 | 25200 | 25200 | 25200 | 25200 | 25200 | 25200 | 25200 | 25200 | 25200 | 25200 | 25200 | 25200 | 25200 | 25200 | 25200 | 25200 | 25200 | 25200 | 25200 | 25200 | 25200 | 25200 | 25200 | 25200 | 25200 | 25200 | 25200 | 25200 | 25200 | 25200 | 25200 | 25200 | 25200 | 25200 | 25200 | 25200 | 25200 | 25200 | 25200 | 25200 | 25200 | 25200 | 25200 | 25200 | 25200 | 25200 | 25200 | 25200 | 25200 | 25200 | 25200 | 25200 | 25200 | 25200 | 25200 | 25200 | 25200 | 25200 | 25200 | 25200 | 25200 | 25200 | 25200 | 25200 | 25200 | 25200 | 25200 | 25200 | 25200 | 25200 | 25200 | 25200 | 25200 | 25200 | 25200 | 25200 | 25200 | 25200 | 25200 | 25200 | 25200 | 25200 | 25200 | 25200 | 25200 | 25200 | 25200 | 25200 | 25200 | 25200 | 25200 | 25200 | 25200 | 25200 | 25200 | 25200 | 25200 | 25200 | 25200 | 25200 | 25200 | 25200 | 25200 | 25200 | 25200 | 25200 | 25200 | 25200 | 25200 | 25200 | 25200 | 25200 | 25200 | 25200 | 25200 | 25200 | 25200 | 25200 | 25200 | 25200 | 25200 | 25200 | 25200 | 25200 | 25200 | 25200 | 25200 | 25200 | 25200 | 25200 | 25200 | 25200 | 25200 | 25200 | 25200 | 25200 | 25200 | 25200 | 25200 | 25200 | 25200 | 25200 | 25200 | 25200 | 25200 | 25200 | 25200 | 25200 | 25200 | 25200 | 25200 | 25200 | 25200 | 25200 | 25200 | 25200 | 25200 | 25200 | 25200 | 25200 | 25200 | 25200 | 25200 | 25200 | 25200 | 25200 | 25200 | 25200 | 25200 | 25200 | 25200 | 25200 | 25200 | 25200 | 25200 | 25200 | 25200 | 25200 | 25200 | 25200 | 25200 | 25200 | 25200 | 25200 | 25200 | 25200 | 25200 | 25200 | 25200 | 25200 | 25200 | 25200 | 25200 | 25200 | 25200 | 25200 | 25200 | 25200 | 25200 | 25200 | 25200 | 25200 | 25200 | 25200 | 25200 | 25200 | 25200 | 25200 | 25200 | 25200 | 25200 | 25200 | 25200 | 25200 | 25200 | 25200 | 25200 | 25200 | 25200 | 25200 | 25200 | 25200 | 25200 | 25200 | 25200 | 25200 | 25200 | 25200 | 25200 | 25200 | 25200 | 25200 | 25200 | 25200 | 25200 | 25200 | 25200 | 25200 | 25200 | 25200 | 25200 | 25200 | 25200 | 25200 | 25200 | 25200 | 25200 | 25200 | 25200 | 25200 | 25200 | 25200 | 25200 | 25200 | 25200 | 25200 | 25200 | 25200 | 25200 | 25200 | 25200 | 25200 | 25200 | 25200 | 25200 | 25200 | 25200 | 25200 | 25200 | 25200 | 25200 | 25200 | 25200 | 25200 | 25200 | 25200 | 25200 | 25200 | 25200 | 25200 | 25200 | 25200 | 25200 | 25200 | 25200 | 25200 | 25200 | 25200 | 25200 | 25200 | 25200 | 25200 | 25200 | 25200 | 25200 | 25200 | 25200 | 25200 | 25200 | 25200 | 25200 | 25200 | 25200 | 25200 | 25200 | 25200 | 25200 | 25200 | 25200 | 25200 | 25200 | 25200 | 25200 | 25200 | 25200 | 25200 | 25200 | 25200 | 25200 | 25200 | 25200 | 25200 | 25200 | 25200 | 25200 | 25200 | 25200 | 25200 | 25200 | 25200 | 25200 | 25200 | 25200 | 25200 | 25200 | 25200 | 25200 | 25200 | 25200 | 25200 | 25200 | 25200 | 25200 | 25200 | 25200 | 25200 | 25200 | 25200 | 25200 | 25200 | 25200 | 25200 | 25200 | 25200 | 25200 | 25200 | 25200 | 25200 | 25200 | 25200 | 25200 | 25200 | 25200 | 25200 | 25200 | 25200 | 25200 | 25200 | 25200 | 25200 | 25200 | 25200 | 25200 | 25200 | 25200 | 25200 | 25200 | 25200 | 25200 | 25200 | 25200 | 25200 | 25200 | 25200 | 25200 | 25200 | 25200 | 25200 | 25200 | 25200 | 25200 | 25200 | 25200 | 25200 | 25200 | 25200 | 25200 | 25200 | 25200 | 25200 | 25200 | 25200 | 25200 | 25200 | 25200 | 25200 | 25200 | 25200 | 25200 | 25200 | 25200 | 25200 | 25200 | 25200 | 25200 | 25200 | 25200 | 25200 | 25200 | 25200 | 25200 | 25200 | 25200 | 25200 | 25200 | 25200 | 25200 | 25200 | 25200 | 25200 | 25200 | 25200 | 25200 | 25200 | 25200 | 25200 | 25200 | 25200 | 25200 | 25200 | 25200 | 25200 | 25200 | 25200 | 25200 | 25200 | 25200 | 25200 | 25200 | 25200 | 25200 | 25200 | 25200 | 25200 | 25200 | 25200 | 25200 | 25200 | 25200 | 25200 | 25200 | 25200 | 25200 | 25200 | 25200 | 25200 | 25200 | 25200 | 25200 | 25200 | 25200 | 25200 | 25200 | 25200 | 25200 | 25200 | 25200 | 25200 | 25200 | 25200 | 25200 | 25200 | 25200 | 25200 | 25200 | 25200 | 25200 | 25200 | 25200 | 25200 | 25200 | 25200 | 25200 | 25200 | 25200 | 25200 | 25200 | 25200 | 25200 | 25200 | 25200 | 25200 | 25200 | 25200 | 25200 | 25200 | 25200 | 25200 | 25200 | 25200 | 25200 | 25200 | 25200 | 25200 | 25200 | 25200 | 25200 | 25200 | 25200 | 25200 | 25200 | 25200 | 25200 | 25200 | 25200 | 25200 | 25200 | 25200 | 25200 | 25200 | 25200 | 25200 | 25200 | 25200 | 25200 | 25200 | 25200 | 25200 | 25200 | 25200 | 25200 | 25200 | 25200 | 25200 | 25200 | 25200 | 25200 | 25200 | 25200 | 25200 | 25200 | 25200 | 25200 | 25200 | 25200 | 25200 | 25200 | 25200 | 25200 | 25200 | 25200 | 25200 | 25200 | 25200 | 25200 | 25200 | 25200 | 25200 | 25200 | 25200 | 25200 | 25200 | 25200 | 25200 | 25200 | 25200 | 25200 | 25200 | 25200 | 25200 | 25200 | 25200 | 25200 | 25200 | 25200 | 25200 | 25200 | 25200 | 25200 | 25200 | 25200 | 25200 | 25200 | 25200 | 25200 | 25200 | 25200 | 25200 | 25200 | 25200 | 25200 | 25200 | 25200 | 25200 | 25200 | 25200 | 25200 | 25200 | 25200 | 25200 | 25200 | 25200 | 25200 | 25200 | 25200 | 25200 | 25200 | 25200 | 25200 | 25200 | 25200 | 25200 | 25200 | 25200 | 25200 | 25200 | 25200 | 25200 | 25200 | 25200 | 25200 | 25200 | 25200 | 25200 | 25200 | 25200 | 25200 | 25200 | 25200 | 25200 | 25200 | 25200 | 25200 | 25200 | 25200 | 25200 | 25200 | 25200 | 25200 | 25200 | 25200 | 25200 | 25200 | 25200 | 25200 | 25200 | 25200 | 25200 | 25200 | 25200 | 25200 | 25200 | 25200 | 25200 | 25200 | 25200 | 25200 | 25200 | 25200 | 25200 | 25200 | 25200 | 25200 | 25200 | 25200 | 25200 | 25200 | 25200 | 25200 | 25200 | 25200 | 25200 | 25200 | 25200 | 25200 | 25200 | 25200 | 25200 | 25200 | 25200 | 25200 | 25200 | 25200 | 25200 | 25200 | 25200 | 25200 | 25200 | 25200 | 25200 | 25200 | 25200 | 25200 | 25200 | 25200 | 25200 | 25200 | 25200 | 25200 | 25200 | 25200 | 25200 | 25200 | 25200 | 25200 | 25200 | 25200 | 25200 | 25200 | 25200 | 25200 | 25200 | 25200 | 25200 | 25200 | 25200 | 25200 | 25200 | 25200 | 25200 | 25200 | 25200 | 25200 | 25200 | 25200 | 25200 | 25200 | 25200 | 25200 | 25200 | 25200 | 25200 | 25200 | 25200 | 25200 | 25200 | 25200 | 25200 | 25200 | 25200 | 25200 | 25200 | 25200 | 25200 | 25200 | 25200 | 25200 | 25200 | 25200 | 25200 | 25200 | 25200 | 25200 | 25200 | 25200 | 25200 | 25200 | 25200 | 25200 | 25200 | 25200 | 25200 | 25200 | 25200 | 25200 | 25200 | 25200 | 25200 | 25200 | 25200 | 25200 | 25200 | 25200 | 25200 | 25200 | 25200 | 25200 | 25200 | 25200 | 25200 | 25200 | 25200 | 25200 | 25200 | 25200 | 25200 | 25200 | 25200 | 25200 | 25200 | 25200 | 25200 | 25200 | 25200 | 25200 | 25200 | 25200 | 25200 | 25200 | 25200 | 25200 | 25200 | 25200 | 25200 | 25200 | 25200 | 25200 | 25200 | 25200 | 25200 | 25200 | 25200 | 25200 | 25200 | 25200 | 25200 | 25200 | 25200 | 25200 | 25200 | 25200 | 25200 | 25200 | 25200 | 25200 | 25200 | 25200 | 25200 | 25200 | 25200 | 25200 | 25200 | 25200 | 25200 | 25200 | 25200 | 25200 | 25200 | 25200 | 25200 | 25200 | 25200 | 25200 | 25200 | 25200 | 25200 | 25200 | 25200 | 25200 | 25200 | 25200 | 25200 | 25200 | 25200 | 25200 | 25200 | 25200 | 25200 | 25200 | 25200 | 25200 | 25200 | 25200 | 25200 | 25200 | 25200 | 25200 | 25200 | 25200 | 25200 | 25200 | 25200 | 25200 | 25200 | 25200 | 25200 | 25200 | 25200 | 25200 | 25200 | 25200 | 25200 | 25200 | 25200 | 25200 | 25200 | 25200 | 25200 | 25200 | 25200 | 25200 | 25200 | 25200 | 25200 | 25200 | 25200 | 25200 | 25200 | 25200 | 25200 | 25200 | 25200 | 25200 | 25200 | 25200 | 25200 | 25200 | 25200 | 25200 | 25200 | 25200 | 25200 | 25200 | 25200 | 25200 | 25200 | 25200 | 25200 | 25200 | 25200 | 25200 | 25200 | 25200 | 25200 | 25200 | 25200 | 25200 | 25200 | 25200 | 25200 | 25200 | 25200 | 25200 | 25200 | 25200 | 25200 | 25200 | 25200 | 25200 | 25200 | 25200 | 25200 | 25200 | 25200 | 25200 | 25200 | 25200 | 25200 | 25200 | 25200 | 25200 | 25200 | 25200 | 25200 | 25200 | 25200 | 25200 | 25200 | 25200 | 25200 | 25200 | 25200 | 25200 | 25200 | 25200 | 25200 | 25200 | 25200 | 25200 | 25200 | 25200 | 25200 | 25200 | 25200 | 25200 | 25200 | 25200 | 25200 | 25200 | 25200 | 25200 | 25200 | 25200 | 25200 | 25200 | 25200 | 25200 | 25200 | 25200 | 25200 | 25200 | 25200 | 25200 | 25200 | 25200 | 25200 | 25200 | 25200 | 25200 | 25200 | 25200 | 25200 | 25200 | 25200 | 25200 | 25200 | 25200 | 25200 | 25200 | 25200 | 25200 | 25200 | 25200 | 25200 | 25200 | 25200 | 25200 | 25200 | 25200 | 25200 | 25200 | 25200 | 25200 | 25200 | 25200 | 25200 | 25200 | 25200 | 25200 | 25200 | 25200 | 25200 | 25200 | 25200 | 25200 | 25200 | 25200 | 25200 | 25200 | 25200 | 25200 | 25200 | 25200 | 25200 | 25200 | 25200 | 25200 | 25200 | 25200 | 25200 | 25200 | 25200 | 25200 | 25200 | 25200 | 25200 | 25200 | 25200 | 25200 | 25200 | 25200 | 25200 | 25200 | 25200 | 25200 | 25200 | 25200 | 25200 | 25200 | 25200 | 25200 | 25200 | 25200 | 25200 | 25200 | 25200 | 25200 | 25200 | 25200 | 25200 | 25200 | 25200 | 25200 | 25200 | 25200 | 25200 | 25200 | 25200 | 25200 | 25200 | 25200 | 25200 | 25200 | 25200 | 25200 | 25200 | 25200 | 25200 | 25200 | 25200 | 25200 | 25200 | 25200 | 25200 | 25200 | 25200 | 25200 | 25200 | 25200 | 25200 | 25200 | 25200 | 25200 | 25200 | 25200 | 25200 | 25200 | 25200 | 25200 | 25200 | 25200 | 25200 | 25200 | 25200 | 25200 | 25200 | 25200 | 25200 | 25200 | 25200 | 25200 | 25200 | 25200 | 25200 | 25200 | 25200 | 25200 | 25200 | 25200 | 25200 | 25200 | 25200 | 25200 | 25200 | 25200 | 25200 | 25200 | 25200 | 25200 | 25200 | 25200 | 25200 | 25200 | 25200 | 25200 | 25200 | 25200 | 25200 | 25200 | 25200 | 25200 | 25200 | 25200 | 25200 | 25200 | 25200 | 25200 | 25200 | 25200 | 25200 | 25200 | 25200 | 25200 | 25200 | 25200 | 25200 | 25200 | 25200 | 25200 | 25200 | 25200 | 25200 | 25200 | 25200 | 25200 | 25200 | 25200 | 25200 | 25200 | 25200 | 25200 | 25200 | 25200 | 25200 | 25200 | 25200 | 25200 | 25200 | 25200 | 25200 | 25200 | 25200 | 25200 | 25200 | 25200 | 25200 | 25200 | 25200 | 25200 | 25200 | 25200 | 25200 | 25200 | 25200 | 25200 | 25200 | 25200 | 25200 | 25200 | 25200 | 25200 | 25200 | 25200 | 25200 | 25200 | 25200 | 25200 | 25200 | 25200 | 25200 | 25200 | 25200 | 25200 | 25200 | 25200 | 25200 | 25200 | 25200 | 25200 | 25200 | 25200 | 25200 | 25200 | 25200 | 25200 | 25200 | 25200 | 25200 | 25200 | 25200 | 25200 | 25200 | 25200 | 25200 | 25200 | 25200 | 25200 | 25200 | 25200 | 25200 | 25200 | 25200 | 25200 | 25200 | 25200 | 25200 | 25200 | 25200 | 25200 | 25200 | 25200 | 25200 | 25200 | 25200 | 25200 | 25200 | 25200 | 25200 | 25200 | 25200 | 25200 | 25200 | 25200 | 25200 | 25200 | 25200 | 25200 | 25200 | 25200 | 25200 | 25200 | 25200 | 25200 | 25200 | 25200 | 25200 | 25200 | 25200 | 25200 | 25200 | 25200 | 25200 | 25200 | 25200 | 25200 | 25200 | 25200 | 25200 | 25200 | 25200 | 25200 | 25200 | 25200 | 25200 | 25200 | 25200 | 25200 | 25200 | 25200 | 25200 | 25200 | 25200 | 25200 | 25200 | 25200 | 25200 | 25200 | 25200 | 25200 | 25200 | 25200 | 25200 | 25200 | 25200 | 25200 | 25200 | 25200 | 25200 | 25200 | 25200 | 25200 | 25200 | 25200 | 25200 | 25200 | 25200 | 25200 | 25200 | 25200 | 25200 | 25200 | 25200 | 25200 | 25200 | 25200 | 25200 | 25200 | 25200 | 25200 | 25200 | 25200 | 25200 | 25200 | 25200 | 25200 | 25200 | 25200 | 25200 | 25200 | 25200 | 25200 | 25200 | 25200 | 25200 | 25200 | 25200 | 25200 | 25200 | 25200 | 25200 | 25200 | 25200 | 25200 | 25200 | 25200 | 25200 | 25200 | 25200 | 25200 | 25200 | 25200 | 25200 | 25200 | 25200 | 25200 | 25200 | 25200 | 25200 | 25200 | 25200 | 25200 | 25200 | 25200 | 25200 | 25200 | 25200 | 25200 | 25200 | 25200 | 25200 | 25200 | 25200 | 25200 | 25200 | 25200 | 25200 | 25200 | 25200 | 25200 | 25200 | 25200 | 25200 | 25200 | 25200 | 25200 | 25200 | 25200 | 25200 | 25200 | 25200 | 25200 | 25200 | 25200 | 25200 | 25200 | 25200 | 25200 | 25200 | 25200 | 25200 | 25200 | 25200 | 25200 | 25200 | 25200 | 25200 | 25200 | 25200 | 25200 | 25200 | 25200 | 25200 | 25200 | 25200 | 25200 | 25200 | 25200 | 25200 | 25200 | 25200 | 25200 | 25200 | 25200 | 25200 | 25200 | 25200 | 25200 | 25200 | 25200 | 25200 | 25200 | 25200 | 25200 | 25200 | 25200 | 25200 | 25200 | 25200 | 25200 | 25200 | 25200 | 25200 | 25200 | 25200 | 25200 | 25200 | 25200 | 25200 | 25200 | 25200 | 25200 | 25200 | 25200 | 25200 | 25200 | 25200 | 25200 | 25200 | 25200 | 25200 | 25200 | 25200 | 25200 | 25200 | 25200 | 25200 | 25200 | 25200 | 25200 | 25200 | 25200 | 25200 | 25200 | 25200 | 25200 | 25200 | 25200 | 25200 | 25200 | 25200 | 25200 | 25200 | 25200 | 25200 | 25200 | 25200 | 25200 | 25200 | 25200 | 25200 | 25200 | 25200 | 25200 | 25200 | 25200 | 25200 | 25200 | 25200 | 25200 | 25200 | 25200 | 25200 | 25200 | 25200 | 25200 | 25200 | 25200 | 25200 | 25200 | 25200 | 25200 | 25200 | 25200 | 25200 | 25200 | 25200 | 25200 | 25200 | 25200 | 25200 | 25200 | 25200 | 25200 | 25200 | 25200 | 25200 | 25200 | 25200 | 25200 | 25200 | 25200 | 25200 | 25200 | 25200 | 25200 | 25200 | 25200 | 25200 | 25200 | 25200 | 25200 | 25200 | 25200 | 25200 | 25200 | 25200 | 25200 | 25200 | 25200 | 25200 | 25200 | 25200 | 25200 | 25200 | 25200 | 25200 | 25200 | 25200 | 25200 | 25200 | 25200 | 25200 | 25200 | 25200 | 25200 | 25200 | 25200 | 25200 | 25200 | 25200 | 25200 | 25200 | 25200 | 25200 | 25200 | 25200 | 25200 | 25200 | 25200 | 25200 | 25200 | 25200 | 25200 | 25200 | 25200 | 25200 | 25200 | 25200 | 25200 | 25200 | 25200 | 25200 | 25200 | 25200 | 25200 | 25200 | 25200 | 25200 | 25200 | 25200 | 25200 | 25200 | 25200 | 25200 | 25200 | 25200 | 25200 | 25200 | 25200 | 25200 | 25200 | 25200 | 25200 | 25200 | 25200 | 25200 | 25200 | 25200 | 25200 | 25200 | 25200 | 25200 | 25200 | 25200 | 25200 | 25200 | 25200 | 25200 | 25200 | 25200 | 25200 | 25200 | 25200 | 25200 | 25200 | 25200 | 25200 | 25200 | 25200 | 25200 | 25200 | 25200 | 25200 | 25200 | 25200 | 25200 | 25200 | 25200 | 25200 | 25200 | 25200 | 25200 | 25200 | 25200 | 25200 | 25200 | 25200 | 25200 | 25200 | 25200 | 25200 | 25200 | 25200 | 25200 | 25200 | 25200 | 25200 | 25200 | 25200 | 25200 | 25200 | 25200 | 25200 | 25200 | 25200 | 25200 | 25200 | 25200 | 25200 | 25200 | 25200 | 25200 | 25200 | 25200 | 25200 | 25200 | 25200 | 25200 | 25200 | 25200 | 25200 | 25200 | 25200 | 25200 | 25200 | 25200 | 25200 | 25200 | 25200 | 25200 | 25200 | 25200 | 25200 | 25200 | 25200 | 25200 | 25200 | 25200 | 25200 | 25200 | 25200 | 25200 | 25200 | 25200 | 25200 | 25200 | 25200 | 25200 | 25200 | 25200 | 25200 | 25200 | 25200 | 25200 | 25200 | 25200 | 25200 | 25200 | 25200 | 25200 | 25200 | 25200 | 25200 | 25200 | 25200 | 25200 | 25200 | 25200 | 25200 | 25200 | 25200 | 25200 | 25200 | 25200 | 25200 | 25200 | 25200 | 25200 | 25200 | 25200 | 25200 | 25200 | 25200 | 25200 | 25200 | 25200 | 25200 | 25200 | 25200 | 25200 | 25200 | 25200 | 25200 | 25200 | 25200 | 25200 | 25200 | 25200 | 25200 | 25200 | 25200 | 25200 | 25200 | 25200 | 25200 | 25200 | 25200 | 25200 | 25200 | 25200 | 25200 | 25200 | 25200 | 25200 | 25200 | 25200 | 25200 | 25200 | 25200 | 25200 | 25200 | 25200 | 25200 | 25200 | 25200 | 25200 | 25200 | 25200 | 25200 | 25200 | 25200 | 25200 | 25200 | 25200 | 25200 | 25200 | 25200 | 25200 | 25200 | 25200 | 25200 | 25200 | 25200 | 25200 | 25200 | 25200 | 25200 | 25200 | 25200 | 25200 | 25200 | 25200 | 25200 | 25200 | 25200 | 25200 | 25200 | 25200 | 25200 | 25200 | 25200 | 25200 | 25200 | 25200 | 25200 | 25200 | 25200 | 25200 | 25200 | 25200 | 25200 | 25200 | 25200 | 25200 | 25200 | 25200 | 25200 | 25200 | 25200 | 25200 | 25200 | 25200 | 25200 | 25200 | 25200 | 25200 | 25200 | 25200 | 25200 | 25200 | 25200 | 25200 | 25200 | 25200 | 25200 | 25200 | 25200 | 25200 | 25200 | 25200 | 25200 | 25200 | 25200 | 25200 | 25200 | 25200 | 25200 | 25200 | 25200 | 25200 | 25200 | 25200 | 25200 | 25200 | 25200 | 25200 | 25200 | 25200 | 25200 | 25200 | 25200 | 25200 | 25200 | 25200 | 25200 | 25200 | 25200 | 25200 | 25200 | 25200 | 25200 | 25200 | 25200 | 25200 | 25200 | 25200 | 25200 | 25200 | 25200 | 25200 | 25200 | 25200 | 25200 | 25200 | 25200 | 25200 | 25200 | 25200 | 25200 | 25200 | 25200 | 25200 | 25200 | 25200 | 25200 | 25200 | 25200 | 25200 | 25200 | 25200 | 25200 | 25200 | 25200 | 25200 | 25200 | 25200 | 25200 | 25200 | 25200 | 25200 | 25200 | 25200 | 25200 | 25200 | 25200 | 25200 | 25200 | 25200 | 25200 | 25200 | 25200 | 25200 | 25200 | 25200 | 25200 | 25200 | 25200 | 25200 | 25200 | 25200 | 25200 | 25200 | 25200 | 25200 | 25200 | 25200 | 25200 | 25200 | 25200 | 25200 | 25200 | 25200 | 25200 | 25200 | 25200 | 25200 | 25200 | 25200 | 25200 | 25200 | 25200 | 25200 | 25200 | 25200 | 25200 | 25200 | 25200 | 25200 | 25200 | 25200 | 25200 | 25200 | 25200 | 25200 | 25200 | 25200 | 25200 | 25200 | 25200 | 25200 | 25200 | 25200 | 25200 | 25200 | 25200 | 25200 | 25200 | 25200 | 25200 | 25200 | 25200 | 25200 | 25200 | 25200 | 25200 | 25200 | 25200 | 25200 | 25200 | 25200 | 25200 | 25200 | 25200 | 25200 | 25200 | 25200 | 25200 | 25200 | 25200 | 25200 | 25200 | 25200 | 25200 | 25200 | 25200 | 25200 | 25200 | 25200 | 25200 | 25200 | 25200 | 25200 | 25200 | 25200 | 25200 | 25200 | 25200 | 25200 | 25200 | 25200 | 25200 | 25200 | 25200 | 25200 | 25200 | 25200 | 25200 | 25200 | 25200 | 25200 | 25200 | 25200 | 25200 | 25200 | 25200 | 25200 | 25200 | 25200 | 25200 | 25200 | 25200 | 25200 | 25200 | 25200 | 25200 | 25200 | 25200 | 25200 | 25200 | 25200 | 25200 | 25200 | 25200 | 25200 | 25200 | 25200 | 25200 | 25200 | 25200 | 25200 | 25200 | 25200 | 25200 | 25200 | 25200 | 25200 | 25200 | 25200 | 25200 | 25200 | 25200 | 25200 | 25200 | 25200 | 25200 | 25200 | 25200 | 25200 | 25200 | 25200 | 25200 | 25200 | 25200 | 25200 | 25200 | 25200 | 25200 | 25200 | 25200 | 25200 | 25200 | 25200 | 25200 | 25200 | 25200 | 25200 | 25200 | 25200 | 25200 | 25200 | 25200 | 25200 | 25200 | 25200 | 25200 | 25200 | 25200 | 25200 | 25200 | 25200 | 25200 | 25200 | 25200 | 25200 | 25200 | 25200 | 25200 | 25200 | 25200 | 25200 | 25200 | 25200 | 25200 | 25200 | 25200 | 25200 | 25200 | 25200 | 25200 | 25200 | 25200 | 25200 | 25200 | 25200 | 25200 | 25200 | 25200 | 25200 | 25200 | 25200 | 25200 | 25200 | 25200 | 25200 | 25200 | 25200 | 25200 | 25200 | 25200 | 25200 | 25200 | 25200 | 25200 | 25200 | 25200 | 25200 | 25200 | 25200 | 25200 | 25200 | 25200 | 25200 | 25200 | 25200 | 25200 | 25200 | 25200 | 25200 | 25200 | 25200 | 25200 | 25200 | 25200 | 25200 | 25200 | 25200 | 25200 | 25200 | 25200 | 25200 | 25200 | 25200 | 25200 | 25200 | 25200 | 25200 | 25200 | 25200 | 25200 | 25200 | 25200 | 25200 | 25200 | 25200 | 25200 | 25200 | 25200 | 25200 | 25200 | 25200 | 25200 | 25200 | 25200 | 25200 | 25200 | 25200 | 25200 | 25200 | 25200 | 25200 | 25200 | 25200 | 25200 | 25200 | 25200 | 25200 | 25200 | 25200 | 25200 | 25200 | 25200 | 25200 | 25200 | 25200 | 25200 | 25200 | 25200 | 25200 | 25200 | 25200 | 25200 | 25200 | 25200 | 25200 | 25200 | 25200 | 25200 | 25200 | 25200 | 25200 | 25200 | 25200 | 25200 | 25200 | 25200 | 25200 | 25200 | 25200 | 25200 | 25200 | 25200 | 25200 | 25200 | 25200 | 25200 | 25200 | 25200 | 25200 | 25200 | 25200 | 25200 | 25200 | 25200 | 25200 | 25200 | 25200 | 25200 | 25200 | 25200 | 25200 | 25200 | 25200 | 25200 | 25200 | 25200 | 25200 | 25200 | 25200 | 25200 | 25200 | 25200 | 25200 | 25200 | 25200 | 25200 | 25200 | 25200 | 25200 | 25200 | 25200 | 25200 | 25200 | 25200 | 25200 | 25200 | 25200 | 25200 | 25200 | 25200 | 25200 | 25200 | 25200 | 25200 | 25200 | 25200 | 25200 | 25200 | 25200 | 25200 | 25200 | 25200 | 25200 | 25200 | 25200 | 25200 | 25200 | 25200 | 25200 | 25200 | 25200 | 25200 | 25200 | 25200 | 25200 | 25200 | 25200 | 25200 | 25200 | 25200 | 25200 | 25200 | 25200 | 25200 | 25200 | 25200 | 25200 | 25200 | 25200 | 25200 | 25200 | 25200 | 25200 | 25200 | 25200 | 25200 | 25200 | 25200 | 25200 | 25200 | 25200 | 25200 | 25200 | 25200 | 25200 | 25200 | 25200 | 25200 | 25200 | 25200 | 25200 | 25200 | 25200 | 25200 | 25200 | 25200 | 25200 | 25200 | 25200 | 25200 | 25200 | 25200 | 25200 | 25200 | 25200 | 25200 | 25200 | 25200 | 25200 | 25200 | 25200 | 25200 | 25200 | 25200 | 25200 | 25200 | 25200 | 25200 | 25200 | 25200 | 25200 | 25200 | 25200 | 25200 | 25200 | 25200 | 25200 | 25200 | 25200 | 25200 | 25200 | 25200 | 25200 | 25200 | 25200 | 25200 | 25200 | 25200 | 25200 | 25200 | 25200 | 25200 | 25200 | 25200 | 25200 | 25200 | 25200 | 25200 | 25200 | 25200 | 25200 | 25200 | 25200 | 25200 | 25200 | 25200 | 25200 | 25200 | 25200 | 25200 | 25200 | 25200 | 25200 | 25200 | 25200 | 25200 | 25200 | 25200 | 25200 | 25200 | 25200 | 25200 | 25200 | 25200 | 25200 | 25200 | 25200 | 25200 | 25200 | 25200 | 25200 | 25200 | 25200 | 25200 | 25200 | 25200 | 25200 | 25200 | 25200 | 25200 | 25200 | 25200 | 25200 | 25200 | 25200 | 25200 | 25200 | 25200 | 25200 | 25200 | 25200 | 25200 | 25200 | 25200 | 25200 | 25200 | 25200 | 25200 | 25200 | 25200 | 25200 | 25200 | 25200 | 25200 | 25200 | 25200 | 25200 | 25200 | 25200 | 25200 | 25200 | 25200 | 25200 | 25200 | 25200 | 25200 | 25200 | 25200 | 25200 | 25200 | 25200 | 25200 | 25200 | 25200 | 25200 | 25200 | 25200 | 25200 | 25200 | 25200 | 25200 | 25200 | 25200 | 25200 | 25200 | 25200 | 25200 | 25200 | 25200 | 25200 | 25200 | 25200 | 25200 | 25200 | 25200 | 25200 | 25200 | 25200 | 25200 | 25200 | 25200 | 25200 | 25200 | 25200 | 25200 | 25200 | 25200 | 25200 | 25200 | 25200 | 25200 | 25200 | 25200 | 25200 | 25200 | 25200 | 25200 | 25200 | 25200 | 25200 | 25200 | 25200 | 25200 | 25200 | 25200 | 25200 | 25200 | 25200 | 25200 | 25200 | 25200 | 25200 | 25200 | 25200 | 25200 | 25200 | 25200 | 25200 | 25200 | 25200 | 25200 | 25200 | 25200 | 25200 | 25200 | 25200 | 25200 | 25200 | 25200 | 25200 | 25200 | 25200 | 25200 | 25200 | 25200 | 25200 | 25200 | 25200 | 25200 | 25200 | 25200 | 25200 | 25200 | 25200 | 25200 | 25200 | 25200 | 25200 | 25200 | 25200 | 25200 | 25200 | 25200 | 25200 | 25200 | 25200 | 25200 | 25200 | 25200 | 25200 | 25200 | 25200 | 25200 | 25200 | 25200 | 25200 | 25200 | 25200 | 25200 | 25200 | 25200 | 25200 | 25200 | 25200 | 25200 | 25200 | 25200 | 25200 | 25200 | 25200 | 25200 | 25200 | 25200 | 25200 | 25200 | 25200 | 25200 | 25200 | 25200 | 25200 | 25200 | 25200 | 25200 | 25200 | 25200 | 25200 | 25200 | 25200 | 25200 | 25200 | 25200 | 25200 | 25200 | 25200 | 25200 | 25200 | 25200 | 25200 | 25200 | 25200 | 25200 | 25200 | 25200 | 25200 | 25200 | 25200 | 25200 | 25200 | 25200 | 25200 | 25200 | 25200 | 25200 | 25200 | 25200 | 25200 | 25200 | 25200 | 25200 | 25200 | 25200 | 25200 | 25200 | 25200 | 25200 | 25200 | 25200 | 25200 | 25200 | 25200 | 25200 | 25200 | 25200 | 25200 | 25200 | 25200 | 25200 | 25200 | 25200 | 25200 | 25200 | 25200 | 25200 | 25200 | 25200 | 25200 | 25200 | 25200 | 25200 | 25200 | 25200 | 25200 | 25200 | 25200 | 25200 | 25200 | 25200 | 25200 | 25200 | 25200 | 25200 | 25200 | 25200 | 25200 | 25200 | 25200 | 25200 | 25200 | 25200 | 25200 | 25200 | 25200 | 25200 | 25200 | 25200 | 25200 | 25200 | 25200 | 25200 | 25200 | 25200 | 25200 | 25200 | 25200 | 25200 | 25200 | 25200 | 25200 | 25200 | 25200 | 25200 | 25200 | 25200 | 25200 | 25200 | 25200 | 25200 | 25200 | 25200 | 25200 | 25200 | 25200 | 25200 | 25200 | 25200 | 25200 | 25200 | 25200 | 25200 | 25200 | 25200 | 25200 | 25200 | 25200 | 25200 | 25200 | 25200 | 25200 | 25200 | 25200 | 25200 | 25200 | 25200 | 25200 | 25200 | 25200 | 25200 | 25200 | 25200 | 25200 | 25200 | 25200 | 25200 | 25200 | 25200 | 25200 | 25200 | 25200 | 25200 | 25200 | 25200 | 25200 | 25200 | 25200 | 25200 | 25200 | 25200 | 25200 | 25200 | 25200 | 25200 | 25200 | 25200 | 25200 | 25200 | 25200 | 25200 | 25200 | 25200 | 25200 | 25200 | 25200 | 25200 | 25200 | 25200 | 25200 | 25200 | 25200 | 25200 | 25200 | 25200 | 25200 | 25200 | 25200 | 25200 | 25200 | 25200 | 25200 | 25200 | 25200 | 25200 | 25200 | 25200 | 25200 | 25200 | 25200 | 25200 | 25200 | 25200 | 25200 | 25200 | 25200 | 25200 | 25200 | 25200 | 25200 | 25200 | 25200 | 25200 | 25200 | 25200 | 25200 | 25200 | 25200 | 25200 | 25200 | 25200 | 25200 | 25200 | 25200 | 25200 | 25200 | 25200 | 25200 | 25200 | 25200 | 25200 | 25200 | 25200 | 25200 | 25200 | 25200 | 25200 | 25200 | 25200 | 25200 | 25200 | 25200 | 25200 | 25200 | 25200 | 25200 | 25200 | 25200 | 25200 | 25200 | 25200 | 25200 | 25200 | 25200 | 25200 | 25200 | 25200 | 25200 | 25200 | 25200 | 25200 | 25200 | 25200 | 25200 | 25200 | 25200 | 25200 | 25200 | 25200 | 25200 | 25200 | 25200 | 25200 | 25200 | 25200 | 25200 | 25200 | 25200 | 25200 | 25200 | 25200 | 25200 | 25200 | 25200 | 25200 | 25200 | 25200 | 25200 | 25200 | 25200 | 25200 | 25200 | 25200 | 25200 | 25200 | 25200 | 25200 | 25200 | 25200 | 25200 | 25200 | 25200 | 25200 | 25200 | 25200 | 25200 | 25200 | 25200 | 25200 | 25200 | 25200 | 25200 | 25200 | 25200 | 25200 | 25200 | 25200 | 25200 | 25200 | 25200 | 25200 | 25200 | 25200 | 25200 | 25200 | 25200 | 25200 | 25200 | 25200 | 25200 | 25200 | 25200 | 25200 | 25200 | 25200 | 25200 | 25200 | 25200 | 25200 | 25200 | 25200 | 25200 | 25200 | 25200 | 25200 | 25200 | 25200 | 25200 | 25200 | 25200 | 25200 | 25200 | 25200 | 25200 | 25200 | 25200 | 25200 | 25200 | 25200 | 25200 | 25200 | 25200 | 25200 | 25200 | 25200 | 25200 | 25200 | 25200 | 25200 | 25200 | 25200 | 25200 | 25200 | 25200 | 25200 | 25200 | 25200 | 25200 | 25200 | 25200 | 25200 | 25200 | 25200 | 25200 | 25200 | 25200 | 25200 | 25200 | 25200 | 25200 | 25200 | 25200 | 25200 | 25200 | 25200 | 25200 | 25200 | 25200 | 25200 | 25200 | 25200 | 25200 | 25200 | 25200 | 25200 | 25200 | 25200 | 25200 | 25200 | 25200 | 25200 | 25200 | 25200 | 25200 | 25200 | 25200 | 25200 | 25200 | 25200 | 25200 | 25200 | 25200 | 25200 | 25200 | 25200 | 25200 | 25200 | 25200 | 25200 | 25200 | 25200 | 25200 | 25200 | 25200 | 25200 | 25200 | 25200 | 25200 | 25200 | 25200 | 25200 | 25200 | 25200 | 25200 | 25200 | 25200 | 25200 | 25200 | 25200 | 25200 | 25200 | 25200 | 25200 | 25200 | 25200 | 25200 | 25200 | 25200 | 25200 | 25200 | 25200 | 25200 | 25200 | 25200 | 25200 | 25200 | 25200 | 25200 | 25200 | 25200 | 25200 | 25200 | 25200 | 25200 | 25200 | 25200 | 25200 | 25200 | 25200 | 25200 | 25200 | 25200 | 25200 | 25200 | 25200 | 25200 | 25200 | 25200 | 25200 | 25200 | 25200 | 25200 | 25200 | 25200 | 25200 | 25200 | 25200 | 25200 | 25200 | 25200 | 25200 | 25200 | 25200 | 25200 | 25200 | 25200 | 25200 | 25200 | 25200 | 25200 | 25200 | 25200 | 25200 | 25200 | 25200 | 25200 | 25200 | 25200 | 25200 | 25200 | 25200 | 25200 | 25200 | 25200 | 25200 | 25200 | 25200 | 25200 | 25200 | 25200 | 25200 | 25200 | 25200 | 25200 | 25200 | 25200 | 25200 | 25200 | 25200 | 25200 | 25200 | 25200 | 25200 | 25200 | 25200 | 25200 | 25200 | 25200 | 25200 | 25200 | 25200 | 25200 | 25200 | 25200 | 25200 | 25200 | 25200 | 25200 | 25200 | 25200 | 25200 | 25200 | 25200 | 25200 | 25200 | 25200 | 25200 | 25200 | 25200 | 25200 | 25200 | 25200 | 25200 | 25200 | 25200 | 25200 | 25200 | 25200 | 25200 | 25200 | 25200 | 25200 | 25200 | 25200 | 25200 | 25200 | 25200 | 25200 | 25200 | 25200 | 25200 | 25200 | 25200 | 25200 | 25200 | 25200 | 25200 | 25200 | 25200 | 25200 | 25200 | 25200 | 25200 | 25200 | 25200 | 25200 | 25200 | 25200 | 25200 | 25200 | 25200 | 25200 | 25200 | 25200 | 25200 | 25200 | 25200 | 25200 | 25200 | 25200 | 25200 | 25200 | 25200 | 25200 | 25200 | 25200 | 25200 | 25200 | 25200 | 25200 | 25200 | 25200 | 25200 | 25200 | 25200 | 25200 | 25200 | 25200 | 25200 | 25200 | 25200 | 25200 | 25200 | 25200 | 25200 | 25200 | 25200 | 25200 | 25200 | 25200 | 25200 | 25200 | 25200 | 25200 | 25200 | 25200 | 25200 | 25200 | 25200 | 25200 | 25200 | 25200 | 25200 | 25200 | 25200 | 25200 | 25200 | 25200 | 25200 | 25200 | 25200 | 25200 | 25200 | 25200 | 25200 | 25200 | 25200 | 25200 | 25200 | 25200 | 25200 | 25200 | 25200 | 25200 | 25200 | 25200 | 25200 | 25200 | 25200 | 25200 | 25200 | 25200 | 25200 | 25200 | 25200 | 25200 | 25200 | 25200 | 25200 | 25200 | 25200 | 25200 | 25200 | 25200 | 25200 | 25200 | 25200 | 25200 | 25200 | 25200 | 25200 | 25200 | 25200 | 25200 | 25200 | 25200 | 25200 | 25200 | 25200 | 25200 | 25200 | 25200 | 25200 | 25200 | 25200 | 25200 | 25200 | 25200 | 25200 | 25200 | 25200 | 25200 | 25200 | 25200 | 25200 | 25200 | 25200 | 25200 | 25200 | 25200 | 25200 | 25200 | 25200 | 25200 | 25200 | 25200 | 25200 | 25200 | 25200 | 25200 | 25200 | 25200 | 25200 | 25200 | 25200 | 25200 | 25200 | 25200 | 25200 | 25200 | 25200 | 25200 | 25200 | 25200 | 25200 | 25200 | 25200 | 25200 | 25200 | 25200 | 25200 | 25200 | 25200 | 25200 | 25200 | 25200 | 25200 | 25200 | 25200 | 25200 | 25200 | 25200 | 25200 | 25200 | 25200 | 25200 | 25200 | 25200 | 25200 | 25200 | 25200 | 25200 | 25200 | 25200 | 25200 | 25200 | 25200 | 25200 | 25200 | 25200 | 25200 | 25200 | 25200 | 25200 | 25200 | 25200 | 25200 | 25200 | 25200 | 25200 | 25200 | 25200 | 25200 | 25200 | 25200 | 25200 | 25200 | 25200 | 25200 | 25200 | 25200 | 25200 | 25200 | 25200 | 25200 | 25200 | 25200 | 25200 | 25200 | 25200 | 25200 | 25200 | 25200 | 25200 | 25200 | 25200 | 25200 | 25200 | 25200 | 25200 | 25200 | 25200 | 25200 | 25200 | 25200 | 25200 | 25200 | 25200 | 25200 | 25200 | 25200 | 25200 | 25200 | 25200 | 25200 | 25200 | 25200 | 25200 | 25200 | 25200 | 25200 | 25200 | 25200 | 25200 | 25200 | 25200 | 25200 | 25200 | 25200 | 25200 | 25200 | 25200 | 25200 | 25200 | 25200 | 25200 | 25200 | 25200 | 25200 | 25200 | 25200 | 25200 | 25200 | 25200 | 25200 | 25200 | 25200 | 25200 | 25200 | 25200 | 25200 | 25200 | 25200 | 25200 | 25200 | 25200 | 25200 | 25200 | 25200 | 25200 | 25200 | 25200 | 25200 | 25200 | 25200 | 25200 | 25200 | 25200 | 25200 | 25200 | 25200 | 25200 | 25200 | 25200 | 25200 | 25200 | 25200 | 25200 | 25200 | 25200 | 25200 | 25200 | 25200 | 25200 | 25200 | 25200 | 25200 | 25200 | 25200 | 25200 | 25200 | 25200 | 25200 | 25200 | 25200 | 25200 | 25200 | 25200 | 25200 | 25200 | 25200 | 25200 | 25200 | 25200 | 25200 | 25200 | 25200 | 25200 | 25200 | 25200 | 25200 | 25200 | 25200 | 25200 | 25200 | 25200 | 25200 | 25200 | 25200 | 25200 | 25200 | 25200 | 25200 | 25200 | 25200 | 25200 | 25200 | 25200 | 25200 | 25200 | 25200 | 25200 | 25200 | 25200 | 25200 | 25200 | 25200 | 25200 | 25200 | 25200 | 25200 | 25200 | 25200 | 25200 | 25200 | 25200 | 25200 | 25200 | 25200 | 25200 | 25200 | 25200 | 25200 | 25200 | 25200 | 25200 | 25200 | 25200 | 25200 | 25200 | 25200 | 25200 | 25200 | 25200 | 25200 | 25200 | 25200 | 25200 | 25200 | 25200 | 25200 | 25200 | 25200 | 25200 | 25200 | 25200 | 25200 | 25200 | 25200 | 25200 | 25200 | 25200 | 25200 | 25200 | 25200 | 25200 | 25200 | 25200 | 25200 | 25200 | 25200 | 25200 | 25200 | 25200 | 25200 | 25200 | 25200 | 25200 | 25200 | 25200 | 25200 | 25200 | 25200 | 25200 | 25200 | 25200 | 25200 | 25200 | 25200 | 25200 | 25200 | 25200 | 25200 | 25200 | 25200 | 25200 | 25200 | 25200 | 25200 | 25200 | 25200 | 25200 | 25200 | 25200 | 25200 | 25200 | 25200 | 25200 | 25200 | 25200 | 25200 | 25200 | 25200 | 25200 | 25200 | 25200 | 25200 | 25200 | 25200 | 25200 | 25200 | 25200 | 25200 | 25200 | 25200 | 25200 | 25200 | 25200 | 25200 | 25200 | 25200 | 25200 | 25200 | 25200 | 25200 | 25200 | 25200 | 25200 | 25200 | 25200 | 25200 | 25200 | 25200 | 25200 | 25200 | 25200 | 25200 | 25200 | 25200 | 25200 | 25200 | 25200 | 25200 | 25200 | 25200 | 25200 | 25200 | 25200 | 25200 | 25200 | 25200 | 25200 | 25200 | 25200 | 25200 | 25200 | 25200 | 25200 | 25200 | 25200 | 25200 | 25200 | 25200 | 25200 | 25200 | 25200 | 25200 | 25200 | 25200 | 25200 | 25200 | 25200 | 25200 | 25200 | 25200 | 25200 | 25200 | 25200 | 25200 | 25200 | 25200 | 25200 | 25200 | 25200 | 25200 | 25200 | 25200 | 25200 | 25200 | 25200 | 25200 | 25200 | 25200 | 25200 | 25200 | 25200 | 25200 | 25200 | 25200 | 25200 | 25200 | 25200 | 25200 | 25200 | 25200 | 25200 | 25200 | 25200 | 25200 | 25200 | 25200 | 25200 | 25200 | 25200 | 25200 | 25200 | 25200 | 25200 | 25200 | 25200 | 25200 | 25200 | 25200 | 25200 | 25200 | 25200 | 25200 | 25200 | 25200 | 25200 | 25200 | 25200 | 25200 | 25200 | 25200 | 25200 | 25200 | 25200 | 25200 | 25200 | 25200 | 25200 | 25200 | 25200 | 25200 | 25200 | 25200 | 25200 | 25200 | 25200 | 25200 | 25200 | 25200 | 25200 | 25200 | 25200 | 25200 | 25200 | 25200 | 25200 | 25200 | 25200 | 25200 | 25200 | 25200 | 25200 | 25200 | 25200 | 25200 | 25200 | 25200 | 25200 | 25200 | 25200 | 25200 | 25200 | 25200 | 25200 | 25200 | 25200 | 25200 | 25200 | 25200 | 25200 | 25200 | 25200 | 25200 | 25200 | 25200 | 25200 | 25200 | 25200 | 25200 | 25200 | 25200 | 25200 | 25200 | 25200 | 25200 | 25200 | 25200 | 25200 | 25200 | 25200 | 25200 | 25200 | 25200 | 25200 | 25200 | 25200 | 25200 | 25200 | 25200 | 25200 | 25200 | 25200 | 25200 | 25200 | 25200 | 25200 | 25200 | 25200 | 25200 | 25200 | 25200 | 25200 | 25200 | 25200 | 25200 | 25200 | 25200 | 25200 | 25200 | 25200 | 25200 | 25200 | 25200 | 25200 | 25200 | 25200 | 25200 | 25200 | 25200 | 25200 | 25200 | 25200 | 25200 | 25200 | 25200 | 25200 | 25200 | 25200 | 25200 | 25200 | 25200 | 25200 | 25200 | 25200 | 25200 | 25200 | 25200 | 25200 | 25200 | 25200 | 25200 | 25200 | 25200 | 25200 | 25200 | 25200 | 25200 | 25200 | 25200 | 25200 | 25200 | 25200 | 25200 | 25200 | 25200 | 25200 | 25200 | 25200 | 25200 | 25200 | 25200 | 25200 | 25200 | 25200 | 25200 | 25200 | 25200 | 25200 | 25200 | 25200 | 25200 | 25200 | 25200 | 25200 | 25200 | 25200 | 25200 | 25200 | 25200 | 25200 | 25200 | 25200 | 25200 | 25200 | 25200 | 25200 | 25200 | 25200 | 25200 | 25200 | 25200 | 25200 | 25200 | 25200 | 25200 | 25200 | 25200 | 25200 | 25200 | 25200 | 25200 | 25200 | 25200 | 25200 | 25200 | 25200 | 25200 | 25200 | 25200 | 25200 | 25200 | 25200 | 25200 | 25200 | 25200 | 25200 | 25200 | 25200 | 25200 | 25200 | 25200 | 25200 | 25200 | 25200 | 25200 | 25200 | 25200 | 25200 | 25200 | 25200 | 25200 | 25200 | 25200 | 25200 | 25200 | 25200 | 25200 | 25200 | 25200 | 25200 | 25200 | 25200 | 25200 | 25200 | 25200 | 25200 | 25200 | 25200 | 25200 | 25200 | 25200 | 25200 | 25200 | 25200 | 25200 | 25200 | 25200 | 25200 | 25200 | 25200 | 25200 | 25200 | 25200 | 25200 | 25200 | 25200 | 25200 | 25200 | 25200 | 25200 | 25200 | 25200 | 25200 | 25200 | 25200 | 25200 | 25200 | 25200 | 25200 | 25200 | 25200 | 25200 | 25200 | 25200 | 25200 | 25200 | 25200 | 25200 | 25200 | 25200 | 25200 | 25200 | 25200 | 25200 | 25200 | 25200 | 25200 | 25200 | 25200 | 25200 | 25200 | 25200 | 25200 | 25200 | 25200 | 25200 | 25200 | 25200 | 25200 | 25200 | 25200 | 25200 | 25200 | 25200 | 25200 | 25200 | 25200 | 25200 | 25200 | 25200 | 25200 | 25200 | 25200 | 25200 | 25200 | 25200 | 25200 | 25200 | 25200 | 25200 | 25200 | 25200 | 25200 | 25200 | 25200 | 25200 | 25200 | 25200 | 25200 | 25200 | 25200 | 25200 | 25200 | 25200 | 25200 | 25200 | 25200 | 25200 | 25200 | 25200 | 25200 | 25200 | 25200 | 25200 | 25200 | 25200 | 25200 | 25200 | 25200 | 25200 | 25200 | 25200 | 25200 | 25200 | 25200 | 25200 | 25200 | 25200 | 25200 | 25200 | 25200 | 25200 | 25200 | 25200 | 25200 | 25200 | 25200 | 25200 | 25200 | 25200 | 25200 | 25200 | 25200 | 25200 | 25200 | 25200 | 25200 | 25200 | 25200 | 25200 | 25200 | 25200 | 25200 | 25200 | 25200 | 25200 | 25200 | 25200 | 25200 | 25200 | 25200 | 25200 | 25200 | 25200 | 25200 | 25200 | 25200 | 25200 | 25200 | 25200 | 25200 | 25200 | 25200 | 25200 | 25200 | 25200 | 25200 | 25200 | 25200 | 25200 | 25200 | 25200 | 25200 | 25200 | 25200 | 25200 | 25200 | 25200 | 25200 | 25200 | 25200 | 25200 | 25200 | 25200 | 25200 | 25200 | 25200 | 25200 | 25200 | 25200 | 25200 | 25200 | 25200 | 25200 | 25200 | 25200 | 25200 | 25200 | 25200 | 25200 | 25200 | 25200 | 25200 | 25200 | 25200 | 25200 | 25200 | 25200 | 25200 | 25200 | 25200 | 25200 | 25200 | 25200 | 25200 | 25200 | 25200 | 25200 | 25200 | 25200 | 25200 | 25200 | 25200 | 25200 | 25200 | 25200 | 25200 | 25200 | 25200 | 25200 | 25200 | 25200 | 25200 | 25200 | 25200 | 25200 | 25200 | 25200 | 25200 | 25200 | 25200 | 25200 | 25200 | 25200 | 25200 | 25200 | 25200 | 25200 | 25200 | 25200 | 25200 | 25200 | 25200 | 25200 | 25200 | 25200 | 25200 | 25200 | 25200 | 25200 | 25200 | 25200 | 25200 | 25200 | 25200 | 25200 | 25200 | 25200 | 25200 | 25200 | 25200 | 25200 | 25200 | 25200 | 25200 | 25200 | 25200 | 25200 | 25200 | 25200 | 25200 | 25200 | 25200 | 25200 | 25200 | 25200 | 25200 | 25200 | 25200 | 25200 | 25200 | 25200 | 25200 | 25200 | 25200 | 25200 | 25200 | 25200 | 25200 | 25200 | 25200 | 25200 | 25200 | 25200 | 25200 | 25200 | 25200 | 25200 | 25200 | 25200 | 25200 | 25200 | 25200 | 25200 | 25200 | 25200 | 25200 | 25200 | 25200 | 25200 | 25200 | 25200 | 25200 | 25200 | 25200 | 25200 | 25200 | 25200 | 25200 | 25200 | 25200 | 25200 | 25200 | 25200 | 25200 | 25200 | 25200 | 25200 | 25200 | 25200 | 25200 | 25200 | 25200 | 25200 | 25200 | 25200 | 25200 | 25200 | 25200 | 25200 | 25200 | 25200 | 25200 | 25200 | 25200 | 25200 | 25200 | 25200 | 25200 | 25200 | 25200 | 25200 | 25200 | 25200 | 25200 | 25200 | 25200 | 25200 | 25200 | 25200 | 25200 | 25200 | 25200 | 25200 | 25200 | 25200 | 25200 | 25200 | 25200 | 25200 | 25200 | 25200 | 25200 | 25200 | 25200 | 25200 | 25200 | 25200 | 25200 | 25200 | 25200 | 25200 | 25200 | 25200 | 25200 | 25200 | 25200 | 25200 | 25200 | 25200 | 25200 | 25200 | 25200 | 25200 | 25200 | 25200 | 25200 | 25200 | 25200 | 25200 | 25200 | 25200 | 25200 | 25200 | 25200 | 25200 | 25200 | 25200 | 25200 | 25200 | 25200 | 25200 | 25200 | 25200 | 25200 | 25200 | 25200 | 25200 | 25200 | 25200 | 25200 | 25200 | 25200 | 25200 | 25200 | 25200 | 25200 | 25200 | 25200 | 25200 | 25200 | 25200 | 25200 | 25200 | 25200 | 25200 | 25200 | 25200 | 25200 | 25200 | 25200 | 25200 | 25200 | 25200 | 25200 | 25200 | 25200 | 25200 | 25200 | 25200 | 25200 | 25200 | 25200 | 25200 | 25200 | 25200 | 25200 | 25200 | 25200 | 25200 | 25200 | 25200 | 25200 | 25200 | 25200 | 25200 | 25200 | 25200 | 25200 | 25200 | 25200 | 25200 | 25200 | 25200 | 25200 | 25200 | 25200 | 25200 | 25200 | 25200 | 25200 | 25200 | 25200 | 25200 | 25200 | 25200 | 25200 | 25200 | 25200 | 25200 | 25200 | 25200 | 25200 | 25200 | 25200 | 25200 | 25200 | 25200 | 25200 | 25200 | 25200 | 25200 | 25200 | 25200 | 25200 | 25200 | 25200 | 25200 | 25200 | 25200 | 25200 | 25200 | 25200 | 25200 | 25200 | 25200 | 25200 | 25200 | 25200 | 25200 | 25200 | 25200 | 25200 | 25200 | 25200 | 25200 | 25200 | 25200 | 25200 | 25200 | 25200 | 25200 | 25200 | 25200 | 25200 | 25200 | 25200 | 25200 | 25200 | 25200 | 25200 | 25200 | 25200 | 25200 | 25200 | 25200 | 25200 | 25200 | 25200 | 25200 | 25200 | 25200 | 25200 | 25200 | 25200 | 25200 | 25200 | 25200 | 25200 | 25200 | 25200 | 25200 | 25200 | 25200 | 25200 | 25200 | 25200 | 25200 | 25200 | 25200 | 25200 | 25200 | 25200 | 25200 | 25200 | 25200 | 25200 | 25200 | 25200 | 25200 | 25200 | 25200 | 25200 | 25200 | 25200 | 25200 | 25200 | 25200 | 25200 | 25200 | 25200 | 25200 | 25200 | 25200 | 25200 | 25200 | 25200 | 25200 | 25200 | 25200 | 25200 | 25200 | 25200 | 25200 | 25200 | 25200 | 25200 | 25200 | 25200 | 25200 | 25200 | 25200 | 25200 | 25200 | 25200 | 25200 | 25200 | 25200 | 25200 | 25200 | 25200 | 25200 | 25200 | 25200 | 25200 | 25200 | 25200 | 25200 | 25200 | 25200 | 25200 | 25200 | 25200 | 25200 | 25200 | 25200 | 25200 | 25200 | 25200 | 25200 | 25200 | 25200 | 25200 | 25200 | 25200 | 25200 | 25200 | 25200 | 25200 | 25200 | 25200 | 25200 | 25200 | 25200 | 25200 | 25200 | 25200 | 25200 | 25200 | 25200 | 25200 | 25200 | 25200 | 25200 | 25200 | 25200 | 25200 | 25200 | 25200 | 25200 | 25200 | 25200 | 25200 | 25200 | 25200 | 25200 | 25200 | 25200 | 25200 | 25200 | 25200 | 25200 | 25200 | 25200 | 25200 | 25200 | 25200 | 25200 | 25200 | 25200 | 25200 | 25200 | 25200 | 25200 | 25200 | 25200 | 25200 | 25200 | 25200 | 25200 | 25200 | 25200 | 25200 | 25200 | 25200 | 25200 | 25200 | 25200 | 25200 | 25200 | 25200 | 25200 | 25200 | 25200 | 25200 | 25200 | 25200 | 25200 | 25200 | 25200 | 25200 | 25200 | 25200 | 25200 | 25200 | 25200 | 25200 | 25200 | 25200 | 25200 | 25200 | 25200 | 25200 | 25200 | 25200 | 25200 | 25200 | 25200 | 25200 | 25200 | 25200 | 25200 | 25200 | 25200 | 25200 | 25200 | 25200 | 25200 | 25200 | 25200 | 25200 | 25200 | 25200 | 25200 | 25200 | 25200 | 25200 | 25200 | 25200 | 25200 | 25200 | 25200 | 25200 | 25200 | 25200 | 25200 | 25200 | 25200 | 25200 | 25200 | 25200 | 25200 | 25200 | 25200 | 25200 | 25200 | 25200 | 25200 | 25200 | 25200 | 25200 | 25200 | 25200 | 25200 | 25200 | 25200 | 25200 | 25200 | 25200 | 25200 | 25200 | 25200 | 25200 | 25200 | 25200 | 25200 | 25200 | 25200 | 25200 | 25200 | 25200 | 25200 | 25200 | 25200 | 25200 | 25200 | 25200 | 25200 | 25200 | 25200 | 25200 | 25200 | 25200 | 25200 | 25200 | 25200 | 25200 | 25200 | 25200 | 25200 | 25200 | 25200 | 25200 | 25200 | 25200 | 25200 | 25200 | 25200 | 25200 | 25200 | 25200 | 25200 | 25200 | 25200 | 25200 | 25200 | 25200 | 25200 | 25200 | 25200 | 25200 | 25200 | 25200 | 25200 | 25200 | 25200 | 25200 | 25200 | 25200 | 25200 | 25200 | 25200 | 25200 | 25200 | 25200 | 25200 | 25200 | 25200 | 25200 | 25200 | 25200 | 25200 | 25200 | 25200 | 25200 | 25200 | 25200 | 25200 | 25200 | 25200 | 25200 | 25200 | 25200 | 25200 | 25200 | 25200 | 25200 | 25200 | 25200 | 25200 | 25200 | 25200 | 25200 | 25200 | 25200 | 25200 | 25200 | 25200 | 25200 | 25200 | 25200 | 25200 | 25200 | 25200 | 25200 | 25200 | 25200 | 25200 | 25200 | 25200 | 25200 | 25200 | 25200 | 25200 | 25200 | 25200 | 25200 | 25200 | 25200 | 25200 | 25200 | 25200 | 25200 | 25200 | 25200 | 25200 | 25200 | 25200 | 25200 | 25200 | 25200 | 25200 | 25200 | 25200 | 25200 | 25200 | 25200 | 25200 | 25200 | 25200 | 25200 | 25200 | 25200 | 25200 | 25200 | 25200 | 25200 | 25200 | 25200 | 25200 | 25200 | 25200 | 25200 | 25200 | 25200 | 25200 | 25200 | 25200 | 25200 | 25200 | 25200 | 25200 | 25200 | 25200 | 25200 | 25200 | 25200 | 25200 | 25200 | 25200 | 25200 | 25200 | 25200 | 25200 | 25200 | 25200 | 25200 | 25200 | 25200 | 25200 | 25200 | 25200 | 25200 | 25200 | 25200 | 25200 | 25200 | 25200 | 25200 | 25200 | 25200 | 25200 | 25200 | 25200 | 25200 | 25200 | 25200 | 25200 | 25200 | 25200 | 25200 | 25200 | 25200 | 25200 | 25200 | 25200 | 25200 | 25200 | 25200 | 25200 | 25200 | 25200 | 25200 | 25200 | 25200 | 25200 | 25200 | 25200 | 25200 | 25200 | 25200 | 25200 | 25200 | 25200 | 25200 | 25200 | 25200 | 25200 | 25200 | 25200 | 25200 | 25200 | 25200 | 25200 | 25200 | 25200 | 25200 | 25200 | 25200 | 25200 | 25200 | 25200 | 25200 | 25200 | 25200 | 25200 | 25200 | 25200 | 25200 | 25200 | 25200 | 25200 | 25200 | 25200 | 25200 | 25200 | 25200 | 25200 | 25200 | 25200 | 25200 | 25200 | 25200 | 25200 | 25200 | 25200 | 25200 | 25200 | 25200 | 25200 | 25200 | 25200 | 25200 | 25200 | 25200 | 25200 | 25200 | 25200 | 25200 | 25200 | 25200 | 25200 | 25200 | 25200 | 25200 | 25200 | 25200 | 25200 | 25200 | 25200 | 25200 | 25200 | 25200 | 25200 | 25200 | 25200 | 25200 | 25200 | 25200 | 25200 | 25200 | 25200 | 25200 | 25200 | 25200 | 25200 | 25200 | 25200 | 25200 | 25200 | 25200 | 25200 | 25200 | 25200 | 25200 | 25200 | 25200 | 25200 | 25200 | 25200 | 25200 | 25200 | 25200 | 25200 | 25200 | 25200 | 25200 | 25200 | 25200 | 25200 | 25200 | 25200 | 25200 | 25200 | 25200 | 25200 | 25200 | 25200 | 25200 | 25200 | 25200 | 25200 | 25200 | 25200 | 25200 | 25200 | 25200 | 25200 | 25200 | 25200 | 25200 | 25200 | 25200 | 25200 | 25200 | 25200 | 25200 | 25200 | 25200 | 25200 | 25200 | 25200 | 25200 | 25200 | 25200 | 25200 | 25200 | 25200 | 25200 | 25200 | 25200 | 25200 | 25200 | 25200 | 25200 | 25200 | 25200 | 25200 | 25200 | 25200 | 25200 | 25200 | 25200 | 25200 | 25200 | 25200 | 25200 | 25200 | 25200 | 25200 | 25200 | 25200 | 25200 | 25200 | 25200 | 25200 | 25200 | 25200 | 25200 | 25200 | 25200 | 25200 | 25200 | 25200 | 25200 | 25200 | 25200 | 25200 | 25200 | 25200 | 25200 | 25200 | 25200 | 25200 | 25200 | 25200 | 25200 | 25200 | 25200 | 25200 | 25200 | 25200 | 25200 | 25200 | 25200 | 25200 | 25200 | 25200 | 25200 | 25200 | 25200 | 25200 | 25200 | 25200 | 25200 | 25200 | 25200 | 25200 | 25200 | 25200 | 25200 | 25200 | 25200 | 25200 | 25200 | 25200 | 25200 | 25200 | 25200 | 25200 | 25200 | 25200 | 25200 | 25200 | 25200 | 25200 | 25200 | 25200 | 25200 | 25200 | 25200 | 25200 | 25200 | 25200 | 25200 | 25200 | 25200 | 25200 | 25200 | 25200 | 25200 | 25200 | 25200 | 25200 | 25200 | 25200 | 25200 | 25200 | 25200 | 25200 | 25200 | 25200 | 25200 | 25200 | 25200 | 25200 | 25200 | 25200 | 25200 | 25200 | 25200 | 25200 | 25200 | 25200 | 25200 | 25200 | 25200 | 25200 | 25200 | 25200 | 25200 | 25200 | 25200 | 25200 | 25200 | 25200 | 25200 | 25200 | 25200 | 25200 | 25200 | 25200 | 25200 | 25200 | 25200 | 25200 | 25200 | 25200 | 25200 | 25200 | 25200 | 25200 | 25200 | 25200 | 25200 | 25200 | 25200 | 25200 | 25200 | 25200 | 25200 | 25200 | 25200 | 25200 | 25200 | 25200 | 25200 | 25200 | 25200 | 25200 | 25200 | 25200 | 25200 | 25200 | 25200 | 25200 | 25200 | 25200 | 25200 | 25200 | 25200 | 25200 | 25200 | 25200 | 25200 | 25200 | 25200 | 25200 | 25200 | 25200 | 25200 | 25200 | 25200 | 25200 | 25200 | 25200 | 25200 | 25200 | 25200 | 25200 | 25200 | 25200 | 25200 | 25200 | 25200 | 25200 | 25200 | 25200 | 25200 | 25200 | 25200 | 25200 | 25200 | 25200 | 25200 | 25200 | 25200 | 25200 | 25200 | 25200 | 25200 | 25200 | 25200 | 25200 | 25200 | 25200 | 25200 | 25200 | 25200 | 25200 | 25200 | 25200 | 25200 | 25200 | 25200 | 25200 | 25200 | 25200 | 25200 | 25200 | 25200 | 25200 | 25200 | 25200 | 25200 | 25200 | 25200 | 25200 | 25200 | 25200 | 25200 | 25200 | 25200 | 25200 | 25200 | 25200 | 25200 | 25200 | 25200 | 25200 | 25200 | 25200 | 25200 | 25200 | 25200 | 25200 | 25200 | 25200 | 25200 | 25200 | 25200 | 25200 | 25200 | 25200 | 25200 | 25200 | 25200 | 25200 | 25200 | 25200 | 25200 | 25200 | 25200 | 25200 | 25200 | 25200 | 25200 | 25200 | 25200 | 25200 | 25200 | 25200 | 25200 | 25200 | 25200 | 25200 | 25200 | 25200 | 25200 | 25200 | 25200 | 25200 | 25200 | 25200 | 25200 | 25200 | 25200 | 25200 | 25200 | 25200 | 25200 | 25200 | 25200 | 25200 | 25200 | 25200 | 25200 | 25200 | 25200 | 25200 | 25200 | 25200 | 25200 | 25200 | 25200 | 25200 | 25200 | 25200 | 25200 | 25200 | 25200 | 25200 | 25200 | 25200 | 25200 | 25200 | 25200 | 25200 | 25200 | 25200 | 25200 | 25200 | 25200 | 25200 | 25200 | 25200 | 25200 | 25200 | 25200 | 25200 | 25200 | 25200 | 25200 | 25200 | 25200 | 25200 | 25200 | 25200 | 25200 | 25200 | 25200 | 25200 | 25200 | 25200 | 25200 | 25200 | 25200 | 25200 | 25200 | 25200 | 25200 | 25200 | 25200 | 25200 | 25200 | 25200 | 25200 | 25200 | 25200 | 25200 | 25200 | 25200 | 25200 | 25200 | 25200 | 25200 | 25200 | 25200 | 25200 | 25200 | 25200 | 25200 | 25200 | 25200 | 25200 | 25200 | 25200 | 25200 | 25200 | 25200 | 25200 | 25200 | 25200 | 25200 | 25200 | 25200 | 25200 | 25200 | 25200 | 25200 | 25200 | 25200 | 25200 | 25200 | 25200 | 25200 | 25200 | 25200 | 25200 | 25200 | 25200 | 25200 | 25200 | 25200 | 25200 | 25200 | 25200 | 25200 | 25200 | 25200 | 25200 | 25200 | 25200 | 25200 | 25200 | 25200 | 25200 | 25200 | 25200 | 25200 | 25200 | 25200 | 25200 | 25200 | 25200 | 25200 | 25200 | 25200 | 25200 | 25200 | 25200 | 25200 | 25200 | 25200 | 25200 | 25200 | 25200 | 25200 | 25200 | 25200 | 25200 | 25200 | 25200 | 25200 | 25200 | 25200 | 25200 | 25200 | 25200 | 25200 | 25200 | 25200 | 25200 | 25200 | 25200 | 25200 | 25200 | 25200 | 25200 | 25200 | 25200 | 25200 | 25200 | 25200 | 25200 | 25200 | 25200 | 25200 | 25200 | 25200 | 25200 | 25200 | 25200 | 25200 | 25200 | 25200 | 25200 | 25200 | 25200 | 25200 | 25200 | 25200 | 25200 | 25200 | 25200 | 25200 | 25200 | 25200 | 25200 | 25200 | 25200 | 25200 | 25200 | 25200 | 25200 | 25200 | 25200 | 25200 | 25200 | 25200 | 25200 | 25200 | 25200 | 25200 | 25200 | 25200 | 25200 | 25200 | 25200 | 25200 | 25200 | 25200 | 25200 | 25200 | 25200 | 25200 | 25200 | 25200 | 25200 | 25200 | 25200 | 25200 | 25200 | 25200 | 25200 | 25200 | 25200 | 25200 | 25200 | 25200 | 25200 | 25200 | 25200 | 25200 | 25200 | 25200 | 25200 | 25200 | 25200 | 25200 | 25200 | 25200 | 25200 | 25200 | 25200 | 25200 | 25200 | 25200 | 25200 | 25200 | 25200 | 25200 | 25200 | 25200 | 25200 | 25200 | 25200 | 25200 | 25200 | 25200 | 25200 | 25200 | 25200 | 25200 | 25200 | 25200 | 25200 | 25200 | 25200 | 25200 | 25200 | 25200 | 25200 | 25200 | 25200 | 25200 | 25200 | 25200 | 25200 | 25200 | 25200 | 25200 | 25200 | 25200 | 25200 | 25200 | 25200 | 25200 | 25200 | 25200 | 25200 | 25200 | 25200 | 25200 | 25200 | 25200 | 25200 | 25200 | 25200 | 25200 | 25200 | 25200 | 25200 | 25200 | 25200 | 25200 | 25200 | 25200 | 25200 | 25200 | 25200 | 25200 | 25200 | 25200 | 25200 | 25200 | 25200 | 25200 | 25200 | 25200 | 25200 | 25200 | 25200 | 25200 | 25200 | 25200 | 25200 | 25200 | 25200 | 25200 | 25200 | 25200 | 25200 | 25200 | 25200 | 25200 | 25200 | 25200 | 25200 | 25200 | 25200 | 25200 | 25200 | 25200 | 25200 | 25200 | 25200 | 25200 | 25200 | 25200 | 25200 | 25200 | 25200 | 25200 | 25200 | 25200 | 25200 | 25200 | 25200 | 25200 | 25200 | 25200 | 25200 | 25200 | 25200 | 25200 | 25200 | 25200 | 25200 | 25200 | 25200 | 25200 | 25200 | 25200 | 25200 | 25200 | 25200 | 25200 | 25200 | 25200 | 25200 | 25200 | 25200 | 25200 | 25200 | 25200 | 25200 | 25200 | 25200 | 25200 | 25200 | 25200 | 25200 | 25200 | 25200 | 25200 | 25200 | 25200 | 25200 | 25200 | 25200 | 25200 | 25200 | 25200 | 25200 | 25200 | 25200 | 25200 | 25200 | 25200 | 25200 | 25200 | 25200 | 25200 | 25200 | 25200 | 25200 | 25200 | 25200 | 25200 | 25200 | 25200 | 25200 | 25200 | 25200 | 25200 | 25200 | 25200 | 25200 | 25200 | 25200 | 25200 | 25200 | 25200 | 25200 | 25200 | 25200 | 25200 | 25200 | 25200 | 25200 | 25200 | 25200 | 25200 | 25200 | 25200 | 25200 | 25200 | 25200 | 25200 | 25200 | 25200 | 25200 | 25200 | 25200 | 25200 | 25200 | 25200 | 25200 | 25200 | 25200 | 25200 | 25200 | 25200 | 25200 | 25200 | 25200 | 25200 | 25200 | 25200 | 25200 | 25200 | 25200 | 25200 | 25200 | 25200 | 25200 | 25200 | 25200 | 25200 | 25200 | 25200 | 25200 | 25200 | 25200 | 25200 | 25200 | 25200 | 25200 | 25200 | 25200 | 25200 | 25200 | 25200 | 25200 | 25200 | 25200 | 25200 | 25200 | 25200 | 25200 | 25200 | 25200 | 25200 | 25200 | 25200 | 25200 | 25200 | 25200 | 25200 | 25200 | 25200 | 25200 | 25200 | 25200 | 25200 | 25200 | 25200 | 25200 | 25200 | 25200 | 25200 | 25200 | 25200 | 25200 | 25200 | 25200 | 25200 | 25200 | 25200 | 25200 | 25200 | 25200 | 25200 | 25200 | 25200 | 25200 | 25200 | 25200 | 25200 | 25200 | 25200 | 25200 | 25200 | 25200 | 25200 | 25200 | 25200 | 25200 | 25200 | 25200 | 25200 | 25200 | 25200 | 25200 | 25200 | 25200 | 25200 | 25200 | 25200 | 25200 | 25200 | 25200 | 25200 | 25200 | 25200 | 25200 | 25200 | 25200 | 25200 | 25200 | 25200 | 25200 | 25200 | 25200 | 25200 | 25200 | 25200 | 25200 | 25200 | 25200 | 25200 | 25200 | 25200 | 25200 | 25200 | 25200 | 25200 | 25200 | 25200 | 25200 | 25200 | 25200 | 25200 | 25200 | 25200 | 25200 | 25200 | 25200 | 25200 | 25200 | 25200 | 25200 | 25200 | 25200 | 25200 | 25200 | 25200 | 25200 | 25200 | 25200 | 25200 | 25200 | 25200 | 25200 | 25200 | 25200 | 25200 | 25200 | 25200 | 25200 | 25200 | 25200 | 25200 | 25200 | 25200 | 25200 | 25200 | 25200 | 25200 | 25200 | 25200 | 25200 | 25200 | 25200 | 25200 | 25200 | 25200 | 25200 | 25200 | 25200 | 25200 | 25200 | 25200 | 25200 | 25200 | 25200 | 25200 | 25200 | 25200 | 25200 | 25200 | 25200 | 25200 | 25200 | 25200 | 25200 | 25200 | 25200 | 25200 | 25200 | 25200 | 25200 | 25200 | 25200 | 25200 | 25200 | 25200 | 25200 | 25200 | 25200 | 25200 | 25200 | 25200 | 25200 | 25200 | 25200 | 25200 | 25200 | 25200 | 25200 | 25200 | 25200 | 25200 | 25200 | 25200 | 25200 | 25200 | 25200 | 25200 | 25200 | 25200 | 25200 | 25200 | 25200 | 25200 | 25200 | 25200 | 25200 | 25200 | 25200 | 25200 | 25200 | 25200 | 25200 | 25200 | 25200 | 25200 | 25200 | 25200 | 25200 | 25200 | 25200 | 25200 | 25200 | 25200 | 25200 | 25200 | 25200 | 25200 | 25200 | 25200 | 25200 | 25200 | 25200 | 25200 | 25200 | 25200 | 25200 | 25200 | 25200 | 25200 | 25200 | 25200 | 25200 | 25200 | 25200 | 25200 | 25200 | 25200 | 25200 | 25200 | 25200 | 25200 | 25200 | 25200 | 25200 | 25200 | 25200 | 25200 | 25200 | 25200 | 25200 | 25200 | 25200 | 25200 | 25200 | 25200 | 25200 | 25200 | 25200 | 25200 | 25200 | 25200 | 25200 | 25200 | 25200 | 25200 | 25200 | 25200 | 25200 | 25200 | 25200 | 25200 | 25200 | 25200 | 25200 | 25200 | 25200 | 25200 | 25200 | 25200 | 25200 | 25200 | 25200 | 25200 | 25200 | 25200 | 25200 | 25200 | 25200 | 25200 | 25200 | 25200 | 25200 | 25200 | 25200 | 25200 | 25200 | 25200 | 25200 | 25200 | 25200 | 25200 | 25200 | 25200 | 25200 | 25200 | 25200 | 25200 | 25200 | 25200 | 25200 | 25200 | 25200 | 25200 | 25200 | 25200 | 25200 | 25200 | 25200 | 25200 | 25200 | 25200 | 25200 | 25200 | 25200 | 25200 | 25200 | 25200 | 25200 | 25200 | 25200 | 25200 | 25200 | 25200 | 25200 | 25200 | 25200 | 25200 | 25200 | 25200 | 25200 | 25200 | 25200 | 25200 | 25200 | 25200 | 25200 | 25200 | 25200 | 25200 | 25200 | 25200 | 25200 | 25200 | 25200 | 25200 | 25200 | 25200 | 25200 | 25200 | 25200 | 25200 | 25200 | 25200 | 25200 | 25200 | 25200 | 25200 | 25200 | 25200 | 25200 | 25200 | 25200 | 25200 | 25200 | 25200 | 25200 | 25200 | 25200 | 25200 | 25200 | 25200 | 25200 | 25200 | 25200 | 25200 | 25200 | 25200 | 25200 | 25200 | 25200 | 25200 | 25200 | 25200 | 25200 | 25200 | 25200 | 25200 | 25200 | 25200 | 25200 | 25200 | 25200 | 25200 | 25200 | 25200 | 25200 | 25200 | 25200 | 25200 | 25200 | 25200 | 25200 | 25200 | 25200 | 25200 | 25200 | 25200 | 25200 | 25200 | 25200 | 25200 | 25200 | 25200 | 25200 | 25200 | 25200 | 25200 | 25200 | 25200 | 25200 | 25200 | 25200 | 25200 | 25200 | 25200 | 25200 | 25200 | 25200 | 25200 | 25200 | 25200 | 25200 | 25200 | 25200 | 25200 | 25200 | 25200 | 25200 | 25200 | 25200 | 25200 | 25200 | 25200 | 25200 | 25200 | 25200 | 25200 | 25200 | 25200 | 25200 | 25200 | 25200 | 25200 | 25200 | 25200 | 25200 | 25200 | 25200 | 25200 | 25200 | 25200 | 25200 | 25200 | 25200 | 25200 | 25200 | 25200 | 25200 | 25200 | 25200 | 25200 | 25200 | 25200 | 25200 | 25200 | 25200 | 25200 | 25200 | 25200 | 25200 | 25200 | 25200 | 25200 | 25200 | 25200 | 25200 | 25200 | 25200 | 25200 | 25200 | 25200 | 25200 | 25200 | 25200 | 25200 | 25200 | 25200 | 25200 | 25200 | 25200 | 25200 | 25200 | 25200 | 25200 | 25200 | 25200 | 25200 | 25200 | 25200 | 25200 | 25200 | 25200 | 25200 | 25200 | 25200 | 25200 | 25200 | 25200 | 25200 | 25200 | 25200 | 25200 | 25200 | 25200 | 25200 | 25200 | 25200 | 25200 | 25200 | 25200 | 25200 | 25200 | 25200 | 25200 | 25200 | 25200 | 25200 | 25200 | 25200 | 25200 | 25200 | 25200 | 25200 | 25200 | 25200 | 25200 | 25200 | 25200 | 25200 | 25200 | 25200 | 25200 | 25200 | 25200 | 25200 | 25200 | 25200 | 25200 | 25200 | 25200 | 25200 | 25200 | 25200 | 25200 | 25200 | 25200 | 25200 | 25200 | 25200 | 25200 | 25200 | 25200 | 25200 | 25200 | 25200 | 25200 | 25200 | 25200 | 25200 | 25200 | 25200 | 25200 | 25200 | 25200 | 25200 | 25200 | 25200 | 25200 | 25200 | 25200 | 25200 | 25200 | 25200 | 25200 | 25200 | 25200 | 25200 | 25200 | 25200 | 25200 | 25200 | 25200 | 25200 | 25200 | 25200 | 25200 | 25200 | 25200 | 25200 | 25200 | 25200 | 25200 | 25200 | 25200 | 25200 | 25200 | 25200 | 25200 | 25200 | 25200 | 25200 | 25200 | 25200 | 25200 | 25200 | 25200 | 25200 | 25200 | 25200 | 25200 | 25200 | 25200 | 25200 | 25200 | 25200 | 25200 | 25200 | 25200 | 25200 | 25200 | 25200 | 25200 | 25200 | 25200 | 25200 | 25200 | 25200 | 25200 | 25200 | 25200 | 25200 | 25200 | 25200 | 25200 | 25200 | 25200 | 25200 | 25200 | 25200 | 25200 | 25200 | 25200 | 25200 | 25200 | 25200 | 25200 | 25200 | 25200 | 25200 | 25200 | 25200 | 25200 | 25200 | 25200 | 25200 | 25200 | 25200 | 25200 | 25200 | 25200 | 25200 | 25200 | 25200 | 25200 | 25200 | 25200 | 25200 | 25200 | 25200 | 25200 | 25200 | 25200 | 25200 | 25200 | 25200 | 25200 | 25200 | 25200 | 25200 | 25200 | 25200 | 25200 | 25200 | 25200 | 25200 | 25200 | 25200 | 25200 | 25200 | 25200 | 25200 | 25200 | 25200 | 25200 | 25200 | 25200 | 25200 | 25200 | 25200 | 25200 | 25200 | 25200 | 25200 | 25200 | 25200 | 25200 | 25200 | 25200 | 25200 | 25200 | 25200 | 25200 | 25200 | 25200 | 25200 | 25200 | 25200 | 25200 | 25200 | 25200 | 25200 | 25200 | 25200 | 25200 | 25200 | 25200 | 25200 | 25200 | 25200 | 25200 | 25200 | 25200 | 25200 | 25200 | 25200 | 25200 | 25200 | 25200 | 25200 | 25200 | 25200 | 25200 | 25200 | 25200 | 25200 | 25200 | 25200 | 25200 | 25200 | 25200 | 25200 | 25200 | 25200 | 25200 | 25200 | 25200 | 25200 | 25200 | 25200 | 25200 | 25200 | 25200 | 25200 | 25200 | 25200 | 25200 | 25200 | 25200 | 25200 | 25200 | 25200 | 25200 | 25200 | 25200 | 25200 | 25200 | 25200 | 25200 | 25200 | 25200 | 25200 | 25200 | 25200 | 25200 | 25200 | 25200 | 25200 | 25200 | 25200 | 25200 | 25200 | 25200 | 25200 | 25200 | 25200 | 25200 | 25200 | 25200 | 25200 | 25200 | 25200 | 25200 | 25200 | 25200 | 25200 | 25200 | 25200 | 25200 | 25200 | 25200 | 25200 | 25200 | 25200 | 25200 | 25200 | 25200 | 25200 | 25200 | 25200 | 25200 | 25200 | 25200 | 25200 | 25200 | 25200 | 25200 | 25200 | 25200 | 25200 | 25200 | 25200 | 25200 | 25200 | 25200 | 25200 | 25200 | 25200 | 25200 | 25200 | 25200 | 25200 | 25200 | 25200 | 25200 | 25200 | 25200 | 25200 | 25200 | 25200 | 25200 | 25200 | 25200 | 25200 | 25200 | 25200 | 25200 | 25200 | 25200 | 25200 | 25200 | 25200 | 25200 | 25200 | 25200 | 25200 | 25200 | 25200 | 25200 | 25200 | 25200 | 25200 | 25200 | 25200 | 25200 | 25200 | 25200 | 25200 | 25200 | 25200 | 25200 | 25200 | 25200 | 25200 | 25200 | 25200 | 25200 | 25200 | 25200 | 25200 | 25200 | 25200 | 25200 | 25200 | 25200 | 25200 | 25200 | 25200 | 25200 | 25200 | 25200 | 25200 | 25200 | 25200 | 25200 | 25200 | 25200 | 25200 | 25200 | 25200 | 25200 | 25200 | 25200 | 25200 | 25200 | 25200 | 25200 | 25200 | 25200 | 25200 | 25200 | 25200 | 25200 | 25200 | 25200 | 25200 | 25200 | 25200 | 25200 | 25200 | 25200 | 25200 | 25200 | 25200 | 25200 | 25200 | 25200 | 25200 | 25200 | 25200 | 25200 | 25200 | 25200 | 25200 | 25200 | 25200 | 25200 | 25200 | 25200 | 25200 | 25200 | 25200 | 25200 | 25200 | 25200 | 25200 | 25200 | 25200 | 25200 | 25200 | 25200 | 25200 | 25200 | 25200 | 25200 | 25200 | 25200 | 25200 | 25200 | 25200 | 25200 | 25200 | 25200 | 25200 | 25200 | 25200 | 25200 | 25200 | 25200 | 25200 | 25200 | 25200 | 25200 | 25200 | 25200 | 25200 | 25200 | 25200 | 25200
Time since infected person left the space | T_D | constant | 0 |  | s | These values are not used by this model | T_D | 0 | 0 | 0 | 0 | 0 | 0 | 0 | 0 | 0 | 0 | 0 | 0 | 0 | 0 | 0 | 0 | 0 | 0 | 0 | 0 | 0 | 0 | 0 | 0 | 0 | 0 | 0 | 0 | 0 | 0 | 0 | 0 | 0 | 0 | 0 | 0 | 0 | 0 | 0 | 0 | 0 | 0 | 0 | 0 | 0 | 0 | 0 | 0 | 0 | 0 | 0 | 0 | 0 | 0 | 0 | 0 | 0 | 0 | 0 | 0 | 0 | 0 | 0 | 0 | 0 | 0 | 0 | 0 | 0 | 0 | 0 | 0 | 0 | 0 | 0 | 0 | 0 | 0 | 0 | 0 | 0 | 0 | 0 | 0 | 0 | 0 | 0 | 0 | 0 | 0 | 0 | 0 | 0 | 0 | 0 | 0 | 0 | 0 | 0 | 0 | 0 | 0 | 0 | 0 | 0 | 0 | 0 | 0 | 0 | 0 | 0 | 0 | 0 | 0 | 0 | 0 | 0 | 0 | 0 | 0 | 0 | 0 | 0 | 0 | 0 | 0 | 0 | 0 | 0 | 0 | 0 | 0 | 0 | 0 | 0 | 0 | 0 | 0 | 0 | 0 | 0 | 0 | 0 | 0 | 0 | 0 | 0 | 0 | 0 | 0 | 0 | 0 | 0 | 0 | 0 | 0 | 0 | 0 | 0 | 0 | 0 | 0 | 0 | 0 | 0 | 0 | 0 | 0 | 0 | 0 | 0 | 0 | 0 | 0 | 0 | 0 | 0 | 0 | 0 | 0 | 0 | 0 | 0 | 0 | 0 | 0 | 0 | 0 | 0 | 0 | 0 | 0 | 0 | 0 | 0 | 0 | 0 | 0 | 0 | 0 | 0 | 0 | 0 | 0 | 0 | 0 | 0 | 0 | 0 | 0 | 0 | 0 | 0 | 0 | 0 | 0 | 0 | 0 | 0 | 0 | 0 | 0 | 0 | 0 | 0 | 0 | 0 | 0 | 0 | 0 | 0 | 0 | 0 | 0 | 0 | 0 | 0 | 0 | 0 | 0 | 0 | 0 | 0 | 0 | 0 | 0 | 0 | 0 | 0 | 0 | 0 | 0 | 0 | 0 | 0 | 0 | 0 | 0 | 0 | 0 | 0 | 0 | 0 | 0 | 0 | 0 | 0 | 0 | 0 | 0 | 0 | 0 | 0 | 0 | 0 | 0 | 0 | 0 | 0 | 0 | 0 | 0 | 0 | 0 | 0 | 0 | 0 | 0 | 0 | 0 | 0 | 0 | 0 | 0 | 0 | 0 | 0 | 0 | 0 | 0 | 0 | 0 | 0 | 0 | 0 | 0 | 0 | 0 | 0 | 0 | 0 | 0 | 0 | 0 | 0 | 0 | 0 | 0 | 0 | 0 | 0 | 0 | 0 | 0 | 0 | 0 | 0 | 0 | 0 | 0 | 0 | 0 | 0 | 0 | 0 | 0 | 0 | 0 | 0 | 0 | 0 | 0 | 0 | 0 | 0 | 0 | 0 | 0 | 0 | 0 | 0 | 0 | 0 | 0 | 0 | 0 | 0 | 0 | 0 | 0 | 0 | 0 | 0 | 0 | 0 | 0 | 0 | 0 | 0 | 0 | 0 | 0 | 0 | 0 | 0 | 0 | 0 | 0 | 0 | 0 | 0 | 0 | 0 | 0 | 0 | 0 | 0 | 0 | 0 | 0 | 0 | 0 | 0 | 0 | 0 | 0 | 0 | 0 | 0 | 0 | 0 | 0 | 0 | 0 | 0 | 0 | 0 | 0 | 0 | 0 | 0 | 0 | 0 | 0 | 0 | 0 | 0 | 0 | 0 | 0 | 0 | 0 | 0 | 0 | 0 | 0 | 0 | 0 | 0 | 0 | 0 | 0 | 0 | 0 | 0 | 0 | 0 | 0 | 0 | 0 | 0 | 0 | 0 | 0 | 0 | 0 | 0 | 0 | 0 | 0 | 0 | 0 | 0 | 0 | 0 | 0 | 0 | 0 | 0 | 0 | 0 | 0 | 0 | 0 | 0 | 0 | 0 | 0 | 0 | 0 | 0 | 0 | 0 | 0 | 0 | 0 | 0 | 0 | 0 | 0 | 0 | 0 | 0 | 0 | 0 | 0 | 0 | 0 | 0 | 0 | 0 | 0 | 0 | 0 | 0 | 0 | 0 | 0 | 0 | 0 | 0 | 0 | 0 | 0 | 0 | 0 | 0 | 0 | 0 | 0 | 0 | 0 | 0 | 0 | 0 | 0 | 0 | 0 | 0 | 0 | 0 | 0 | 0 | 0 | 0 | 0 | 0 | 0 | 0 | 0 | 0 | 0 | 0 | 0 | 0 | 0 | 0 | 0 | 0 | 0 | 0 | 0 | 0 | 0 | 0 | 0 | 0 | 0 | 0 | 0 | 0 | 0 | 0 | 0 | 0 | 0 | 0 | 0 | 0 | 0 | 0 | 0 | 0 | 0 | 0 | 0 | 0 | 0 | 0 | 0 | 0 | 0 | 0 | 0 | 0 | 0 | 0 | 0 | 0 | 0 | 0 | 0 | 0 | 0 | 0 | 0 | 0 | 0 | 0 | 0 | 0 | 0 | 0 | 0 | 0 | 0 | 0 | 0 | 0 | 0 | 0 | 0 | 0 | 0 | 0 | 0 | 0 | 0 | 0 | 0 | 0 | 0 | 0 | 0 | 0 | 0 | 0 | 0 | 0 | 0 | 0 | 0 | 0 | 0 | 0 | 0 | 0 | 0 | 0 | 0 | 0 | 0 | 0 | 0 | 0 | 0 | 0 | 0 | 0 | 0 | 0 | 0 | 0 | 0 | 0 | 0 | 0 | 0 | 0 | 0 | 0 | 0 | 0 | 0 | 0 | 0 | 0 | 0 | 0 | 0 | 0 | 0 | 0 | 0 | 0 | 0 | 0 | 0 | 0 | 0 | 0 | 0 | 0 | 0 | 0 | 0 | 0 | 0 | 0 | 0 | 0 | 0 | 0 | 0 | 0 | 0 | 0 | 0 | 0 | 0 | 0 | 0 | 0 | 0 | 0 | 0 | 0 | 0 | 0 | 0 | 0 | 0 | 0 | 0 | 0 | 0 | 0 | 0 | 0 | 0 | 0 | 0 | 0 | 0 | 0 | 0 | 0 | 0 | 0 | 0 | 0 | 0 | 0 | 0 | 0 | 0 | 0 | 0 | 0 | 0 | 0 | 0 | 0 | 0 | 0 | 0 | 0 | 0 | 0 | 0 | 0 | 0 | 0 | 0 | 0 | 0 | 0 | 0 | 0 | 0 | 0 | 0 | 0 | 0 | 0 | 0 | 0 | 0 | 0 | 0 | 0 | 0 | 0 | 0 | 0 | 0 | 0 | 0 | 0 | 0 | 0 | 0 | 0 | 0 | 0 | 0 | 0 | 0 | 0 | 0 | 0 | 0 | 0 | 0 | 0 | 0 | 0 | 0 | 0 | 0 | 0 | 0 | 0 | 0 | 0 | 0 | 0 | 0 | 0 | 0 | 0 | 0 | 0 | 0 | 0 | 0 | 0 | 0 | 0 | 0 | 0 | 0 | 0 | 0 | 0 | 0 | 0 | 0 | 0 | 0 | 0 | 0 | 0 | 0 | 0 | 0 | 0 | 0 | 0 | 0 | 0 | 0 | 0 | 0 | 0 | 0 | 0 | 0 | 0 | 0 | 0 | 0 | 0 | 0 | 0 | 0 | 0 | 0 | 0 | 0 | 0 | 0 | 0 | 0 | 0 | 0 | 0 | 0 | 0 | 0 | 0 | 0 | 0 | 0 | 0 | 0 | 0 | 0 | 0 | 0 | 0 | 0 | 0 | 0 | 0 | 0 | 0 | 0 | 0 | 0 | 0 | 0 | 0 | 0 | 0 | 0 | 0 | 0 | 0 | 0 | 0 | 0 | 0 | 0 | 0 | 0 | 0 | 0 | 0 | 0 | 0 | 0 | 0 | 0 | 0 | 0 | 0 | 0 | 0 | 0 | 0 | 0 | 0 | 0 | 0 | 0 | 0 | 0 | 0 | 0 | 0 | 0 | 0 | 0 | 0 | 0 | 0 | 0 | 0 | 0 | 0 | 0 | 0 | 0 | 0 | 0 | 0 | 0 | 0 | 0 | 0 | 0 | 0 | 0 | 0 | 0 | 0 | 0 | 0 | 0 | 0 | 0 | 0 | 0 | 0 | 0 | 0 | 0 | 0 | 0 | 0 | 0 | 0 | 0 | 0 | 0 | 0 | 0 | 0 | 0 | 0 | 0 | 0 | 0 | 0 | 0 | 0 | 0 | 0 | 0 | 0 | 0 | 0 | 0 | 0 | 0 | 0 | 0 | 0 | 0 | 0 | 0 | 0 | 0 | 0 | 0 | 0 | 0 | 0 | 0 | 0 | 0 | 0 | 0 | 0 | 0 | 0 | 0 | 0 | 0 | 0 | 0 | 0 | 0 | 0 | 0 | 0 | 0 | 0 | 0 | 0 | 0 | 0 | 0 | 0 | 0 | 0 | 0 | 0 | 0 | 0 | 0 | 0 | 0 | 0 | 0 | 0 | 0 | 0 | 0 | 0 | 0 | 0 | 0 | 0 | 0 | 0 | 0 | 0 | 0 | 0 | 0 | 0 | 0 | 0 | 0 | 0 | 0 | 0 | 0 | 0 | 0 | 0 | 0 | 0 | 0 | 0 | 0 | 0 | 0 | 0 | 0 | 0 | 0 | 0 | 0 | 0 | 0 | 0 | 0 | 0 | 0 | 0 | 0 | 0 | 0 | 0 | 0 | 0 | 0 | 0 | 0 | 0 | 0 | 0 | 0 | 0 | 0 | 0 | 0 | 0 | 0 | 0 | 0 | 0 | 0 | 0 | 0 | 0 | 0 | 0 | 0 | 0 | 0 | 0 | 0 | 0 | 0 | 0 | 0 | 0 | 0 | 0 | 0 | 0 | 0 | 0 | 0 | 0 | 0 | 0 | 0 | 0 | 0 | 0 | 0 | 0 | 0 | 0 | 0 | 0 | 0 | 0 | 0 | 0 | 0 | 0 | 0 | 0 | 0 | 0 | 0 | 0 | 0 | 0 | 0 | 0 | 0 | 0 | 0 | 0 | 0 | 0 | 0 | 0 | 0 | 0 | 0 | 0 | 0 | 0 | 0 | 0 | 0 | 0 | 0 | 0 | 0 | 0 | 0 | 0 | 0 | 0 | 0 | 0 | 0 | 0 | 0 | 0 | 0 | 0 | 0 | 0 | 0 | 0 | 0 | 0 | 0 | 0 | 0 | 0 | 0 | 0 | 0 | 0 | 0 | 0 | 0 | 0 | 0 | 0 | 0 | 0 | 0 | 0 | 0 | 0 | 0 | 0 | 0 | 0 | 0 | 0 | 0 | 0 | 0 | 0 | 0 | 0 | 0 | 0 | 0 | 0 | 0 | 0 | 0 | 0 | 0 | 0 | 0 | 0 | 0 | 0 | 0 | 0 | 0 | 0 | 0 | 0 | 0 | 0 | 0 | 0 | 0 | 0 | 0 | 0 | 0 | 0 | 0 | 0 | 0 | 0 | 0 | 0 | 0 | 0 | 0 | 0 | 0 | 0 | 0 | 0 | 0 | 0 | 0 | 0 | 0 | 0 | 0 | 0 | 0 | 0 | 0 | 0 | 0 | 0 | 0 | 0 | 0 | 0 | 0 | 0 | 0 | 0 | 0 | 0 | 0 | 0 | 0 | 0 | 0 | 0 | 0 | 0 | 0 | 0 | 0 | 0 | 0 | 0 | 0 | 0 | 0 | 0 | 0 | 0 | 0 | 0 | 0 | 0 | 0 | 0 | 0 | 0 | 0 | 0 | 0 | 0 | 0 | 0 | 0 | 0 | 0 | 0 | 0 | 0 | 0 | 0 | 0 | 0 | 0 | 0 | 0 | 0 | 0 | 0 | 0 | 0 | 0 | 0 | 0 | 0 | 0 | 0 | 0 | 0 | 0 | 0 | 0 | 0 | 0 | 0 | 0 | 0 | 0 | 0 | 0 | 0 | 0 | 0 | 0 | 0 | 0 | 0 | 0 | 0 | 0 | 0 | 0 | 0 | 0 | 0 | 0 | 0 | 0 | 0 | 0 | 0 | 0 | 0 | 0 | 0 | 0 | 0 | 0 | 0 | 0 | 0 | 0 | 0 | 0 | 0 | 0 | 0 | 0 | 0 | 0 | 0 | 0 | 0 | 0 | 0 | 0 | 0 | 0 | 0 | 0 | 0 | 0 | 0 | 0 | 0 | 0 | 0 | 0 | 0 | 0 | 0 | 0 | 0 | 0 | 0 | 0 | 0 | 0 | 0 | 0 | 0 | 0 | 0 | 0 | 0 | 0 | 0 | 0 | 0 | 0 | 0 | 0 | 0 | 0 | 0 | 0 | 0 | 0 | 0 | 0 | 0 | 0 | 0 | 0 | 0 | 0 | 0 | 0 | 0 | 0 | 0 | 0 | 0 | 0 | 0 | 0 | 0 | 0 | 0 | 0 | 0 | 0 | 0 | 0 | 0 | 0 | 0 | 0 | 0 | 0 | 0 | 0 | 0 | 0 | 0 | 0 | 0 | 0 | 0 | 0 | 0 | 0 | 0 | 0 | 0 | 0 | 0 | 0 | 0 | 0 | 0 | 0 | 0 | 0 | 0 | 0 | 0 | 0 | 0 | 0 | 0 | 0 | 0 | 0 | 0 | 0 | 0 | 0 | 0 | 0 | 0 | 0 | 0 | 0 | 0 | 0 | 0 | 0 | 0 | 0 | 0 | 0 | 0 | 0 | 0 | 0 | 0 | 0 | 0 | 0 | 0 | 0 | 0 | 0 | 0 | 0 | 0 | 0 | 0 | 0 | 0 | 0 | 0 | 0 | 0 | 0 | 0 | 0 | 0 | 0 | 0 | 0 | 0 | 0 | 0 | 0 | 0 | 0 | 0 | 0 | 0 | 0 | 0 | 0 | 0 | 0 | 0 | 0 | 0 | 0 | 0 | 0 | 0 | 0 | 0 | 0 | 0 | 0 | 0 | 0 | 0 | 0 | 0 | 0 | 0 | 0 | 0 | 0 | 0 | 0 | 0 | 0 | 0 | 0 | 0 | 0 | 0 | 0 | 0 | 0 | 0 | 0 | 0 | 0 | 0 | 0 | 0 | 0 | 0 | 0 | 0 | 0 | 0 | 0 | 0 | 0 | 0 | 0 | 0 | 0 | 0 | 0 | 0 | 0 | 0 | 0 | 0 | 0 | 0 | 0 | 0 | 0 | 0 | 0 | 0 | 0 | 0 | 0 | 0 | 0 | 0 | 0 | 0 | 0 | 0 | 0 | 0 | 0 | 0 | 0 | 0 | 0 | 0 | 0 | 0 | 0 | 0 | 0 | 0 | 0 | 0 | 0 | 0 | 0 | 0 | 0 | 0 | 0 | 0 | 0 | 0 | 0 | 0 | 0 | 0 | 0 | 0 | 0 | 0 | 0 | 0 | 0 | 0 | 0 | 0 | 0 | 0 | 0 | 0 | 0 | 0 | 0 | 0 | 0 | 0 | 0 | 0 | 0 | 0 | 0 | 0 | 0 | 0 | 0 | 0 | 0 | 0 | 0 | 0 | 0 | 0 | 0 | 0 | 0 | 0 | 0 | 0 | 0 | 0 | 0 | 0 | 0 | 0 | 0 | 0 | 0 | 0 | 0 | 0 | 0 | 0 | 0 | 0 | 0 | 0 | 0 | 0 | 0 | 0 | 0 | 0 | 0 | 0 | 0 | 0 | 0 | 0 | 0 | 0 | 0 | 0 | 0 | 0 | 0 | 0 | 0 | 0 | 0 | 0 | 0 | 0 | 0 | 0 | 0 | 0 | 0 | 0 | 0 | 0 | 0 | 0 | 0 | 0 | 0 | 0 | 0 | 0 | 0 | 0 | 0 | 0 | 0 | 0 | 0 | 0 | 0 | 0 | 0 | 0 | 0 | 0 | 0 | 0 | 0 | 0 | 0 | 0 | 0 | 0 | 0 | 0 | 0 | 0 | 0 | 0 | 0 | 0 | 0 | 0 | 0 | 0 | 0 | 0 | 0 | 0 | 0 | 0 | 0 | 0 | 0 | 0 | 0 | 0 | 0 | 0 | 0 | 0 | 0 | 0 | 0 | 0 | 0 | 0 | 0 | 0 | 0 | 0 | 0 | 0 | 0 | 0 | 0 | 0 | 0 | 0 | 0 | 0 | 0 | 0 | 0 | 0 | 0 | 0 | 0 | 0 | 0 | 0 | 0 | 0 | 0 | 0 | 0 | 0 | 0 | 0 | 0 | 0 | 0 | 0 | 0 | 0 | 0 | 0 | 0 | 0 | 0 | 0 | 0 | 0 | 0 | 0 | 0 | 0 | 0 | 0 | 0 | 0 | 0 | 0 | 0 | 0 | 0 | 0 | 0 | 0 | 0 | 0 | 0 | 0 | 0 | 0 | 0 | 0 | 0 | 0 | 0 | 0 | 0 | 0 | 0 | 0 | 0 | 0 | 0 | 0 | 0 | 0 | 0 | 0 | 0 | 0 | 0 | 0 | 0 | 0 | 0 | 0 | 0 | 0 | 0 | 0 | 0 | 0 | 0 | 0 | 0 | 0 | 0 | 0 | 0 | 0 | 0 | 0 | 0 | 0 | 0 | 0 | 0 | 0 | 0 | 0 | 0 | 0 | 0 | 0 | 0 | 0 | 0 | 0 | 0 | 0 | 0 | 0 | 0 | 0 | 0 | 0 | 0 | 0 | 0 | 0 | 0 | 0 | 0 | 0 | 0 | 0 | 0 | 0 | 0 | 0 | 0 | 0 | 0 | 0 | 0 | 0 | 0 | 0 | 0 | 0 | 0 | 0 | 0 | 0 | 0 | 0 | 0 | 0 | 0 | 0 | 0 | 0 | 0 | 0 | 0 | 0 | 0 | 0 | 0 | 0 | 0 | 0 | 0 | 0 | 0 | 0 | 0 | 0 | 0 | 0 | 0 | 0 | 0 | 0 | 0 | 0 | 0 | 0 | 0 | 0 | 0 | 0 | 0 | 0 | 0 | 0 | 0 | 0 | 0 | 0 | 0 | 0 | 0 | 0 | 0 | 0 | 0 | 0 | 0 | 0 | 0 | 0 | 0 | 0 | 0 | 0 | 0 | 0 | 0 | 0 | 0 | 0 | 0 | 0 | 0 | 0 | 0 | 0 | 0 | 0 | 0 | 0 | 0 | 0 | 0 | 0 | 0 | 0 | 0 | 0 | 0 | 0 | 0 | 0 | 0 | 0 | 0 | 0 | 0 | 0 | 0 | 0 | 0 | 0 | 0 | 0 | 0 | 0 | 0 | 0 | 0 | 0 | 0 | 0 | 0 | 0 | 0 | 0 | 0 | 0 | 0 | 0 | 0 | 0 | 0 | 0 | 0 | 0 | 0 | 0 | 0 | 0 | 0 | 0 | 0 | 0 | 0 | 0 | 0 | 0 | 0 | 0 | 0 | 0 | 0 | 0 | 0 | 0 | 0 | 0 | 0 | 0 | 0 | 0 | 0 | 0 | 0 | 0 | 0 | 0 | 0 | 0 | 0 | 0 | 0 | 0 | 0 | 0 | 0 | 0 | 0 | 0 | 0 | 0 | 0 | 0 | 0 | 0 | 0 | 0 | 0 | 0 | 0 | 0 | 0 | 0 | 0 | 0 | 0 | 0 | 0 | 0 | 0 | 0 | 0 | 0 | 0 | 0 | 0 | 0 | 0 | 0 | 0 | 0 | 0 | 0 | 0 | 0 | 0 | 0 | 0 | 0 | 0 | 0 | 0 | 0 | 0 | 0 | 0 | 0 | 0 | 0 | 0 | 0 | 0 | 0 | 0 | 0 | 0 | 0 | 0 | 0 | 0 | 0 | 0 | 0 | 0 | 0 | 0 | 0 | 0 | 0 | 0 | 0 | 0 | 0 | 0 | 0 | 0 | 0 | 0 | 0 | 0 | 0 | 0 | 0 | 0 | 0 | 0 | 0 | 0 | 0 | 0 | 0 | 0 | 0 | 0 | 0 | 0 | 0 | 0 | 0 | 0 | 0 | 0 | 0 | 0 | 0 | 0 | 0 | 0 | 0 | 0 | 0 | 0 | 0 | 0 | 0 | 0 | 0 | 0 | 0 | 0 | 0 | 0 | 0 | 0 | 0 | 0 | 0 | 0 | 0 | 0 | 0 | 0 | 0 | 0 | 0 | 0 | 0 | 0 | 0 | 0 | 0 | 0 | 0 | 0 | 0 | 0 | 0 | 0 | 0 | 0 | 0 | 0 | 0 | 0 | 0 | 0 | 0 | 0 | 0 | 0 | 0 | 0 | 0 | 0 | 0 | 0 | 0 | 0 | 0 | 0 | 0 | 0 | 0 | 0 | 0 | 0 | 0 | 0 | 0 | 0 | 0 | 0 | 0 | 0 | 0 | 0 | 0 | 0 | 0 | 0 | 0 | 0 | 0 | 0 | 0 | 0 | 0 | 0 | 0 | 0 | 0 | 0 | 0 | 0 | 0 | 0 | 0 | 0 | 0 | 0 | 0 | 0 | 0 | 0 | 0 | 0 | 0 | 0 | 0 | 0 | 0 | 0 | 0 | 0 | 0 | 0 | 0 | 0 | 0 | 0 | 0 | 0 | 0 | 0 | 0 | 0 | 0 | 0 | 0 | 0 | 0 | 0 | 0 | 0 | 0 | 0 | 0 | 0 | 0 | 0 | 0 | 0 | 0 | 0 | 0 | 0 | 0 | 0 | 0 | 0 | 0 | 0 | 0 | 0 | 0 | 0 | 0 | 0 | 0 | 0 | 0 | 0 | 0 | 0 | 0 | 0 | 0 | 0 | 0 | 0 | 0 | 0 | 0 | 0 | 0 | 0 | 0 | 0 | 0 | 0 | 0 | 0 | 0 | 0 | 0 | 0 | 0 | 0 | 0 | 0 | 0 | 0 | 0 | 0 | 0 | 0 | 0 | 0 | 0 | 0 | 0 | 0 | 0 | 0 | 0 | 0 | 0 | 0 | 0 | 0 | 0 | 0 | 0 | 0 | 0 | 0 | 0 | 0 | 0 | 0 | 0 | 0 | 0 | 0 | 0 | 0 | 0 | 0 | 0 | 0 | 0 | 0 | 0 | 0 | 0 | 0 | 0 | 0 | 0 | 0 | 0 | 0 | 0 | 0 | 0 | 0 | 0 | 0 | 0 | 0 | 0 | 0 | 0 | 0 | 0 | 0 | 0 | 0 | 0 | 0 | 0 | 0 | 0 | 0 | 0 | 0 | 0 | 0 | 0 | 0 | 0 | 0 | 0 | 0 | 0 | 0 | 0 | 0 | 0 | 0 | 0 | 0 | 0 | 0 | 0 | 0 | 0 | 0 | 0 | 0 | 0 | 0 | 0 | 0 | 0 | 0 | 0 | 0 | 0 | 0 | 0 | 0 | 0 | 0 | 0 | 0 | 0 | 0 | 0 | 0 | 0 | 0 | 0 | 0 | 0 | 0 | 0 | 0 | 0 | 0 | 0 | 0 | 0 | 0 | 0 | 0 | 0 | 0 | 0 | 0 | 0 | 0 | 0 | 0 | 0 | 0 | 0 | 0 | 0 | 0 | 0 | 0 | 0 | 0 | 0 | 0 | 0 | 0 | 0 | 0 | 0 | 0 | 0 | 0 | 0 | 0 | 0 | 0 | 0 | 0 | 0 | 0 | 0 | 0 | 0 | 0 | 0 | 0 | 0 | 0 | 0 | 0 | 0 | 0 | 0 | 0 | 0 | 0 | 0 | 0 | 0 | 0 | 0 | 0 | 0 | 0 | 0 | 0 | 0 | 0 | 0 | 0 | 0 | 0 | 0 | 0 | 0 | 0 | 0 | 0 | 0 | 0 | 0 | 0 | 0 | 0 | 0 | 0 | 0 | 0 | 0 | 0 | 0 | 0 | 0 | 0 | 0 | 0 | 0 | 0 | 0 | 0 | 0 | 0 | 0 | 0 | 0 | 0 | 0 | 0 | 0 | 0 | 0 | 0 | 0 | 0 | 0 | 0 | 0 | 0 | 0 | 0 | 0 | 0 | 0 | 0 | 0 | 0 | 0 | 0 | 0 | 0 | 0 | 0 | 0 | 0 | 0 | 0 | 0 | 0 | 0 | 0 | 0 | 0 | 0 | 0 | 0 | 0 | 0 | 0 | 0 | 0 | 0 | 0 | 0 | 0 | 0 | 0 | 0 | 0 | 0 | 0 | 0 | 0 | 0 | 0 | 0 | 0 | 0 | 0 | 0 | 0 | 0 | 0 | 0 | 0 | 0 | 0 | 0 | 0 | 0 | 0 | 0 | 0 | 0 | 0 | 0 | 0 | 0 | 0 | 0 | 0 | 0 | 0 | 0 | 0 | 0 | 0 | 0 | 0 | 0 | 0 | 0 | 0 | 0 | 0 | 0 | 0 | 0 | 0 | 0 | 0 | 0 | 0 | 0 | 0 | 0 | 0 | 0 | 0 | 0 | 0 | 0 | 0 | 0 | 0 | 0 | 0 | 0 | 0 | 0 | 0 | 0 | 0 | 0 | 0 | 0 | 0 | 0 | 0 | 0 | 0 | 0 | 0 | 0 | 0 | 0 | 0 | 0 | 0 | 0 | 0 | 0 | 0 | 0 | 0 | 0 | 0 | 0 | 0 | 0 | 0 | 0 | 0 | 0 | 0 | 0 | 0 | 0 | 0 | 0 | 0 | 0 | 0 | 0 | 0 | 0 | 0 | 0 | 0 | 0 | 0 | 0 | 0 | 0 | 0 | 0 | 0 | 0 | 0 | 0 | 0 | 0 | 0 | 0 | 0 | 0 | 0 | 0 | 0 | 0 | 0 | 0 | 0 | 0 | 0 | 0 | 0 | 0 | 0 | 0 | 0 | 0 | 0 | 0 | 0 | 0 | 0 | 0 | 0 | 0 | 0 | 0 | 0 | 0 | 0 | 0 | 0 | 0 | 0 | 0 | 0 | 0 | 0 | 0 | 0 | 0 | 0 | 0 | 0 | 0 | 0 | 0 | 0 | 0 | 0 | 0 | 0 | 0 | 0 | 0 | 0 | 0 | 0 | 0 | 0 | 0 | 0 | 0 | 0 | 0 | 0 | 0 | 0 | 0 | 0 | 0 | 0 | 0 | 0 | 0 | 0 | 0 | 0 | 0 | 0 | 0 | 0 | 0 | 0 | 0 | 0 | 0 | 0 | 0 | 0 | 0 | 0 | 0 | 0 | 0 | 0 | 0 | 0 | 0 | 0 | 0 | 0 | 0 | 0 | 0 | 0 | 0 | 0 | 0 | 0 | 0 | 0 | 0 | 0 | 0 | 0 | 0 | 0 | 0 | 0 | 0 | 0 | 0 | 0 | 0 | 0 | 0 | 0 | 0 | 0 | 0 | 0 | 0 | 0 | 0 | 0 | 0 | 0 | 0 | 0 | 0 | 0 | 0 | 0 | 0 | 0 | 0 | 0 | 0 | 0 | 0 | 0 | 0 | 0 | 0 | 0 | 0 | 0 | 0 | 0 | 0 | 0 | 0 | 0 | 0 | 0 | 0 | 0 | 0 | 0 | 0 | 0 | 0 | 0 | 0 | 0 | 0 | 0 | 0 | 0 | 0 | 0 | 0 | 0 | 0 | 0 | 0 | 0 | 0 | 0 | 0 | 0 | 0 | 0 | 0 | 0 | 0 | 0 | 0 | 0 | 0 | 0 | 0 | 0 | 0 | 0 | 0 | 0 | 0 | 0 | 0 | 0 | 0 | 0 | 0 | 0 | 0 | 0 | 0 | 0 | 0 | 0 | 0 | 0 | 0 | 0 | 0 | 0 | 0 | 0 | 0 | 0 | 0 | 0 | 0 | 0 | 0 | 0 | 0 | 0 | 0 | 0 | 0 | 0 | 0 | 0 | 0 | 0 | 0 | 0 | 0 | 0 | 0 | 0 | 0 | 0 | 0 | 0 | 0 | 0 | 0 | 0 | 0 | 0 | 0 | 0 | 0 | 0 | 0 | 0 | 0 | 0 | 0 | 0 | 0 | 0 | 0 | 0 | 0 | 0 | 0 | 0 | 0 | 0 | 0 | 0 | 0 | 0 | 0 | 0 | 0 | 0 | 0 | 0 | 0 | 0 | 0 | 0 | 0 | 0 | 0 | 0 | 0 | 0 | 0 | 0 | 0 | 0 | 0 | 0 | 0 | 0 | 0 | 0 | 0 | 0 | 0 | 0 | 0 | 0 | 0 | 0 | 0 | 0 | 0 | 0 | 0 | 0 | 0 | 0 | 0 | 0 | 0 | 0 | 0 | 0 | 0 | 0 | 0 | 0 | 0 | 0 | 0 | 0 | 0 | 0 | 0 | 0 | 0 | 0 | 0 | 0 | 0 | 0 | 0 | 0 | 0 | 0 | 0 | 0 | 0 | 0 | 0 | 0 | 0 | 0 | 0 | 0 | 0 | 0 | 0 | 0 | 0 | 0 | 0 | 0 | 0 | 0 | 0 | 0 | 0 | 0 | 0 | 0 | 0 | 0 | 0 | 0 | 0 | 0 | 0 | 0 | 0 | 0 | 0 | 0 | 0 | 0 | 0 | 0 | 0 | 0 | 0 | 0 | 0 | 0 | 0 | 0 | 0 | 0 | 0 | 0 | 0 | 0 | 0 | 0 | 0 | 0 | 0 | 0 | 0 | 0 | 0 | 0 | 0 | 0 | 0 | 0 | 0 | 0 | 0 | 0 | 0 | 0 | 0 | 0 | 0 | 0 | 0 | 0 | 0 | 0 | 0 | 0 | 0 | 0 | 0 | 0 | 0 | 0 | 0 | 0 | 0 | 0 | 0 | 0 | 0 | 0 | 0 | 0 | 0 | 0 | 0 | 0 | 0 | 0 | 0 | 0 | 0 | 0 | 0 | 0 | 0 | 0 | 0 | 0 | 0 | 0 | 0 | 0 | 0 | 0 | 0 | 0 | 0 | 0 | 0 | 0 | 0 | 0 | 0 | 0 | 0 | 0 | 0 | 0 | 0 | 0 | 0 | 0 | 0 | 0 | 0 | 0 | 0 | 0 | 0 | 0 | 0 | 0 | 0 | 0 | 0 | 0 | 0 | 0 | 0 | 0 | 0 | 0 | 0 | 0 | 0 | 0 | 0 | 0 | 0 | 0 | 0 | 0 | 0 | 0 | 0 | 0 | 0 | 0 | 0 | 0 | 0 | 0 | 0 | 0 | 0 | 0 | 0 | 0 | 0 | 0 | 0 | 0 | 0 | 0 | 0 | 0 | 0 | 0 | 0 | 0 | 0 | 0 | 0 | 0 | 0 | 0 | 0 | 0 | 0 | 0 | 0 | 0 | 0 | 0 | 0 | 0 | 0 | 0 | 0 | 0 | 0 | 0 | 0 | 0 | 0 | 0 | 0 | 0 | 0 | 0 | 0 | 0 | 0 | 0 | 0 | 0 | 0 | 0 | 0 | 0 | 0 | 0 | 0 | 0 | 0 | 0 | 0 | 0 | 0 | 0 | 0 | 0 | 0 | 0 | 0 | 0 | 0 | 0 | 0 | 0 | 0 | 0 | 0 | 0 | 0 | 0 | 0 | 0 | 0 | 0 | 0 | 0 | 0 | 0 | 0 | 0 | 0 | 0 | 0 | 0 | 0 | 0 | 0 | 0 | 0 | 0 | 0 | 0 | 0 | 0 | 0 | 0 | 0 | 0 | 0 | 0 | 0 | 0 | 0 | 0 | 0 | 0 | 0 | 0 | 0 | 0 | 0 | 0 | 0 | 0 | 0 | 0 | 0 | 0 | 0 | 0 | 0 | 0 | 0 | 0 | 0 | 0 | 0 | 0 | 0 | 0 | 0 | 0 | 0 | 0 | 0 | 0 | 0 | 0 | 0 | 0 | 0 | 0 | 0 | 0 | 0 | 0 | 0 | 0 | 0 | 0 | 0 | 0 | 0 | 0 | 0 | 0 | 0 | 0 | 0 | 0 | 0 | 0 | 0 | 0 | 0 | 0 | 0 | 0 | 0 | 0 | 0 | 0 | 0 | 0 | 0 | 0 | 0 | 0 | 0 | 0 | 0 | 0 | 0 | 0 | 0 | 0 | 0 | 0 | 0 | 0 | 0 | 0 | 0 | 0 | 0 | 0 | 0 | 0 | 0 | 0 | 0 | 0 | 0 | 0 | 0 | 0 | 0 | 0 | 0 | 0 | 0 | 0 | 0 | 0 | 0 | 0 | 0 | 0 | 0 | 0 | 0 | 0 | 0 | 0 | 0 | 0 | 0 | 0 | 0 | 0 | 0 | 0 | 0 | 0 | 0 | 0 | 0 | 0 | 0 | 0 | 0 | 0 | 0 | 0 | 0 | 0 | 0 | 0 | 0 | 0 | 0 | 0 | 0 | 0 | 0 | 0 | 0 | 0 | 0 | 0 | 0 | 0 | 0 | 0 | 0 | 0 | 0 | 0 | 0 | 0 | 0 | 0 | 0 | 0 | 0 | 0 | 0 | 0 | 0 | 0 | 0 | 0 | 0 | 0 | 0 | 0 | 0 | 0 | 0 | 0 | 0 | 0 | 0 | 0 | 0 | 0 | 0 | 0 | 0 | 0 | 0 | 0 | 0 | 0 | 0 | 0 | 0 | 0 | 0 | 0 | 0 | 0 | 0 | 0 | 0 | 0 | 0 | 0 | 0 | 0 | 0 | 0 | 0 | 0 | 0 | 0 | 0 | 0 | 0 | 0 | 0 | 0 | 0 | 0 | 0 | 0 | 0 | 0 | 0 | 0 | 0 | 0 | 0 | 0 | 0 | 0 | 0 | 0 | 0 | 0 | 0 | 0 | 0 | 0 | 0 | 0 | 0 | 0 | 0 | 0 | 0 | 0 | 0 | 0 | 0 | 0 | 0 | 0 | 0 | 0 | 0 | 0 | 0 | 0 | 0 | 0 | 0 | 0 | 0 | 0 | 0 | 0 | 0 | 0 | 0 | 0 | 0 | 0 | 0 | 0 | 0 | 0 | 0 | 0 | 0 | 0 | 0 | 0 | 0 | 0 | 0 | 0 | 0 | 0 | 0 | 0 | 0 | 0 | 0 | 0 | 0 | 0 | 0 | 0 | 0 | 0 | 0 | 0 | 0 | 0 | 0 | 0 | 0 | 0 | 0 | 0 | 0 | 0 | 0 | 0 | 0 | 0 | 0 | 0 | 0 | 0 | 0 | 0 | 0 | 0 | 0 | 0 | 0 | 0 | 0 | 0 | 0 | 0 | 0 | 0 | 0 | 0 | 0 | 0 | 0 | 0 | 0 | 0 | 0 | 0 | 0 | 0 | 0 | 0 | 0 | 0 | 0 | 0 | 0 | 0 | 0 | 0 | 0 | 0 | 0 | 0 | 0 | 0 | 0 | 0 | 0 | 0 | 0 | 0 | 0 | 0 | 0 | 0 | 0 | 0 | 0 | 0 | 0 | 0 | 0 | 0 | 0 | 0 | 0 | 0 | 0 | 0 | 0 | 0 | 0 | 0 | 0 | 0 | 0 | 0 | 0 | 0 | 0 | 0 | 0 | 0 | 0 | 0 | 0 | 0 | 0 | 0 | 0 | 0 | 0 | 0 | 0 | 0 | 0 | 0 | 0 | 0 | 0 | 0 | 0 | 0 | 0 | 0 | 0 | 0 | 0 | 0 | 0 | 0 | 0 | 0 | 0 | 0 | 0 | 0 | 0 | 0 | 0 | 0 | 0 | 0 | 0 | 0 | 0 | 0 | 0 | 0 | 0 | 0 | 0 | 0 | 0 | 0 | 0 | 0 | 0 | 0 | 0 | 0 | 0 | 0 | 0 | 0 | 0 | 0 | 0 | 0 | 0 | 0 | 0 | 0 | 0 | 0 | 0 | 0 | 0 | 0 | 0 | 0 | 0 | 0 | 0 | 0 | 0 | 0 | 0 | 0 | 0 | 0 | 0 | 0 | 0 | 0 | 0 | 0 | 0 | 0 | 0 | 0 | 0 | 0 | 0 | 0 | 0 | 0 | 0 | 0 | 0 | 0 | 0 | 0 | 0 | 0 | 0 | 0 | 0 | 0 | 0 | 0 | 0 | 0 | 0 | 0 | 0 | 0 | 0 | 0 | 0 | 0 | 0 | 0 | 0 | 0 | 0 | 0 | 0 | 0 | 0 | 0 | 0 | 0 | 0 | 0 | 0 | 0 | 0 | 0 | 0 | 0 | 0 | 0 | 0 | 0 | 0 | 0 | 0 | 0 | 0 | 0 | 0 | 0 | 0 | 0 | 0 | 0 | 0 | 0 | 0 | 0 | 0 | 0 | 0 | 0 | 0 | 0 | 0 | 0 | 0 | 0 | 0 | 0 | 0 | 0 | 0 | 0 | 0 | 0 | 0 | 0 | 0 | 0 | 0 | 0 | 0 | 0 | 0 | 0 | 0 | 0 | 0 | 0 | 0 | 0 | 0 | 0 | 0 | 0 | 0 | 0 | 0 | 0 | 0 | 0 | 0 | 0 | 0 | 0 | 0 | 0 | 0 | 0 | 0 | 0 | 0 | 0 | 0 | 0 | 0 | 0 | 0 | 0 | 0 | 0 | 0 | 0 | 0 | 0 | 0 | 0 | 0 | 0 | 0 | 0 | 0 | 0 | 0 | 0 | 0 | 0 | 0 | 0 | 0 | 0 | 0 | 0 | 0 | 0 | 0 | 0 | 0 | 0 | 0 | 0 | 0 | 0 | 0 | 0 | 0 | 0 | 0 | 0 | 0 | 0 | 0 | 0 | 0 | 0 | 0 | 0 | 0 | 0 | 0 | 0 | 0 | 0 | 0 | 0 | 0 | 0 | 0 | 0 | 0 | 0 | 0 | 0 | 0 | 0 | 0 | 0 | 0 | 0 | 0 | 0 | 0 | 0 | 0 | 0 | 0 | 0 | 0 | 0 | 0 | 0 | 0 | 0 | 0 | 0 | 0 | 0 | 0 | 0 | 0 | 0 | 0 | 0 | 0 | 0 | 0 | 0 | 0 | 0 | 0 | 0 | 0 | 0 | 0 | 0 | 0 | 0 | 0 | 0 | 0 | 0 | 0 | 0 | 0 | 0 | 0 | 0 | 0 | 0 | 0 | 0 | 0 | 0 | 0 | 0 | 0 | 0 | 0 | 0 | 0 | 0 | 0 | 0 | 0 | 0 | 0 | 0 | 0 | 0 | 0 | 0 | 0 | 0 | 0 | 0 | 0 | 0 | 0 | 0 | 0 | 0 | 0 | 0 | 0 | 0 | 0 | 0 | 0 | 0 | 0 | 0 | 0 | 0 | 0 | 0 | 0 | 0 | 0 | 0 | 0 | 0 | 0 | 0 | 0 | 0 | 0 | 0 | 0 | 0 | 0 | 0 | 0 | 0 | 0 | 0 | 0 | 0 | 0 | 0 | 0 | 0 | 0 | 0 | 0 | 0 | 0 | 0 | 0 | 0 | 0 | 0 | 0 | 0 | 0 | 0 | 0 | 0 | 0 | 0 | 0 | 0 | 0 | 0 | 0 | 0 | 0 | 0 | 0 | 0 | 0 | 0 | 0 | 0 | 0 | 0 | 0 | 0 | 0 | 0 | 0 | 0 | 0 | 0 | 0 | 0 | 0 | 0 | 0 | 0 | 0 | 0 | 0 | 0 | 0 | 0 | 0 | 0 | 0 | 0 | 0 | 0 | 0 | 0 | 0 | 0 | 0 | 0 | 0 | 0 | 0 | 0 | 0 | 0 | 0 | 0 | 0 | 0 | 0 | 0 | 0 | 0 | 0 | 0 | 0 | 0 | 0 | 0 | 0 | 0 | 0 | 0 | 0 | 0 | 0 | 0 | 0 | 0 | 0 | 0 | 0 | 0 | 0 | 0 | 0 | 0 | 0 | 0 | 0 | 0 | 0 | 0 | 0 | 0 | 0 | 0 | 0 | 0 | 0 | 0 | 0 | 0 | 0 | 0 | 0 | 0 | 0 | 0 | 0 | 0 | 0 | 0 | 0 | 0 | 0 | 0 | 0 | 0 | 0 | 0 | 0 | 0 | 0 | 0 | 0 | 0 | 0 | 0 | 0 | 0 | 0 | 0 | 0 | 0 | 0 | 0 | 0 | 0 | 0 | 0 | 0 | 0 | 0 | 0 | 0 | 0 | 0 | 0 | 0 | 0 | 0 | 0 | 0 | 0 | 0 | 0 | 0 | 0 | 0 | 0 | 0 | 0 | 0 | 0 | 0 | 0 | 0 | 0 | 0 | 0 | 0 | 0 | 0 | 0 | 0 | 0 | 0 | 0 | 0 | 0 | 0 | 0 | 0 | 0 | 0 | 0 | 0 | 0 | 0 | 0 | 0 | 0 | 0 | 0 | 0 | 0 | 0 | 0 | 0 | 0 | 0 | 0 | 0 | 0 | 0 | 0 | 0 | 0 | 0 | 0 | 0 | 0 | 0 | 0 | 0 | 0 | 0 | 0 | 0 | 0 | 0 | 0 | 0 | 0 | 0 | 0 | 0 | 0 | 0 | 0 | 0 | 0 | 0 | 0 | 0 | 0 | 0 | 0 | 0 | 0 | 0 | 0 | 0 | 0 | 0 | 0 | 0 | 0 | 0 | 0 | 0 | 0 | 0 | 0 | 0 | 0 | 0 | 0 | 0 | 0 | 0 | 0 | 0 | 0 | 0 | 0 | 0 | 0 | 0 | 0 | 0 | 0 | 0 | 0 | 0 | 0 | 0 | 0 | 0 | 0 | 0 | 0 | 0 | 0 | 0 | 0 | 0 | 0 | 0 | 0 | 0 | 0 | 0 | 0 | 0 | 0 | 0 | 0 | 0 | 0 | 0 | 0 | 0 | 0 | 0 | 0 | 0 | 0 | 0 | 0 | 0 | 0 | 0 | 0 | 0 | 0 | 0 | 0 | 0 | 0 | 0 | 0 | 0 | 0 | 0 | 0 | 0 | 0 | 0 | 0 | 0 | 0 | 0 | 0 | 0 | 0 | 0 | 0 | 0 | 0 | 0 | 0 | 0 | 0 | 0 | 0 | 0 | 0 | 0 | 0 | 0 | 0 | 0 | 0 | 0 | 0 | 0 | 0 | 0 | 0 | 0 | 0 | 0 | 0 | 0 | 0 | 0 | 0 | 0 | 0 | 0 | 0 | 0 | 0 | 0 | 0 | 0 | 0 | 0 | 0 | 0 | 0 | 0 | 0 | 0 | 0 | 0 | 0 | 0 | 0 | 0 | 0 | 0 | 0 | 0 | 0 | 0 | 0 | 0 | 0 | 0 | 0 | 0 | 0 | 0 | 0 | 0 | 0 | 0 | 0 | 0 | 0 | 0 | 0 | 0 | 0 | 0 | 0 | 0 | 0 | 0 | 0 | 0 | 0 | 0 | 0 | 0 | 0 | 0 | 0 | 0 | 0 | 0 | 0 | 0 | 0 | 0 | 0 | 0 | 0 | 0 | 0 | 0 | 0 | 0 | 0 | 0 | 0 | 0 | 0 | 0 | 0 | 0 | 0 | 0 | 0 | 0 | 0 | 0 | 0 | 0 | 0 | 0 | 0 | 0 | 0 | 0 | 0 | 0 | 0 | 0 | 0 | 0 | 0 | 0 | 0 | 0 | 0 | 0 | 0 | 0 | 0 | 0 | 0 | 0 | 0 | 0 | 0 | 0 | 0 | 0 | 0 | 0 | 0 | 0 | 0 | 0 | 0 | 0 | 0 | 0 | 0 | 0 | 0 | 0 | 0 | 0 | 0 | 0 | 0 | 0 | 0 | 0 | 0 | 0 | 0 | 0 | 0 | 0 | 0 | 0 | 0 | 0 | 0 | 0 | 0 | 0 | 0 | 0 | 0 | 0 | 0 | 0 | 0 | 0 | 0 | 0 | 0 | 0 | 0 | 0 | 0 | 0 | 0 | 0 | 0 | 0 | 0 | 0 | 0 | 0 | 0 | 0 | 0 | 0 | 0 | 0 | 0 | 0 | 0 | 0 | 0 | 0 | 0 | 0 | 0 | 0 | 0 | 0 | 0 | 0 | 0 | 0 | 0 | 0 | 0 | 0 | 0 | 0 | 0 | 0 | 0 | 0 | 0 | 0 | 0 | 0 | 0 | 0 | 0 | 0 | 0 | 0 | 0 | 0 | 0 | 0 | 0 | 0 | 0 | 0 | 0 | 0 | 0 | 0 | 0 | 0 | 0 | 0 | 0 | 0 | 0 | 0 | 0 | 0 | 0 | 0 | 0 | 0 | 0 | 0 | 0 | 0 | 0 | 0 | 0 | 0 | 0 | 0 | 0 | 0 | 0 | 0 | 0 | 0 | 0 | 0 | 0 | 0 | 0 | 0 | 0 | 0 | 0 | 0 | 0 | 0 | 0 | 0 | 0 | 0 | 0 | 0 | 0 | 0 | 0 | 0 | 0 | 0 | 0 | 0 | 0 | 0 | 0 | 0 | 0 | 0 | 0 | 0 | 0 | 0 | 0 | 0 | 0 | 0 | 0 | 0 | 0 | 0 | 0 | 0 | 0 | 0 | 0 | 0 | 0 | 0 | 0 | 0 | 0 | 0 | 0 | 0 | 0 | 0 | 0 | 0 | 0 | 0 | 0 | 0 | 0 | 0 | 0 | 0 | 0 | 0 | 0 | 0 | 0 | 0 | 0 | 0 | 0 | 0 | 0 | 0 | 0 | 0 | 0 | 0 | 0 | 0 | 0 | 0 | 0 | 0 | 0 | 0 | 0 | 0 | 0 | 0 | 0 | 0 | 0 | 0 | 0 | 0 | 0 | 0 | 0 | 0 | 0 | 0 | 0 | 0 | 0 | 0 | 0 | 0 | 0 | 0 | 0 | 0 | 0 | 0 | 0 | 0 | 0 | 0 | 0 | 0 | 0 | 0 | 0 | 0 | 0 | 0 | 0 | 0 | 0 | 0 | 0 | 0 | 0 | 0 | 0 | 0 | 0 | 0 | 0 | 0 | 0 | 0 | 0 | 0 | 0 | 0 | 0 | 0 | 0 | 0 | 0 | 0 | 0 | 0 | 0 | 0 | 0 | 0 | 0 | 0 | 0 | 0 | 0 | 0 | 0 | 0 | 0 | 0 | 0 | 0 | 0 | 0 | 0 | 0 | 0 | 0 | 0 | 0 | 0 | 0 | 0 | 0 | 0 | 0 | 0 | 0 | 0 | 0 | 0 | 0 | 0 | 0 | 0 | 0 | 0 | 0 | 0 | 0 | 0 | 0 | 0 | 0 | 0 | 0 | 0 | 0 | 0 | 0 | 0 | 0 | 0 | 0 | 0 | 0 | 0 | 0 | 0 | 0 | 0 | 0 | 0 | 0 | 0 | 0 | 0 | 0 | 0 | 0 | 0 | 0 | 0 | 0 | 0 | 0 | 0 | 0 | 0 | 0 | 0 | 0 | 0 | 0 | 0 | 0 | 0 | 0 | 0 | 0 | 0 | 0 | 0 | 0 | 0 | 0 | 0 | 0 | 0 | 0 | 0 | 0 | 0 | 0 | 0 | 0 | 0 | 0 | 0 | 0 | 0 | 0 | 0 | 0 | 0 | 0 | 0 | 0 | 0 | 0 | 0 | 0 | 0 | 0 | 0 | 0 | 0 | 0 | 0 | 0 | 0 | 0 | 0 | 0 | 0 | 0 | 0 | 0 | 0 | 0 | 0 | 0 | 0 | 0 | 0 | 0 | 0 | 0 | 0 | 0 | 0 | 0 | 0 | 0 | 0 | 0 | 0 | 0 | 0 | 0 | 0 | 0 | 0 | 0 | 0 | 0 | 0 | 0 | 0 | 0 | 0 | 0 | 0 | 0 | 0 | 0 | 0 | 0 | 0 | 0 | 0 | 0 | 0 | 0 | 0 | 0 | 0 | 0 | 0 | 0 | 0 | 0 | 0 | 0 | 0 | 0 | 0 | 0 | 0 | 0 | 0 | 0 | 0 | 0 | 0 | 0 | 0 | 0 | 0 | 0 | 0 | 0 | 0 | 0 | 0 | 0 | 0 | 0 | 0 | 0 | 0 | 0 | 0 | 0 | 0 | 0 | 0 | 0 | 0 | 0 | 0 | 0 | 0 | 0 | 0 | 0 | 0 | 0 | 0 | 0 | 0 | 0 | 0 | 0 | 0 | 0 | 0 | 0 | 0 | 0 | 0 | 0 | 0 | 0 | 0 | 0 | 0 | 0 | 0 | 0 | 0 | 0 | 0 | 0 | 0 | 0 | 0 | 0 | 0 | 0 | 0 | 0 | 0 | 0 | 0 | 0 | 0 | 0 | 0 | 0 | 0 | 0 | 0 | 0 | 0 | 0 | 0 | 0 | 0 | 0 | 0 | 0 | 0 | 0 | 0 | 0 | 0 | 0 | 0 | 0 | 0 | 0 | 0 | 0 | 0 | 0 | 0 | 0 | 0 | 0 | 0 | 0 | 0 | 0 | 0 | 0 | 0 | 0 | 0 | 0 | 0 | 0 | 0 | 0 | 0 | 0 | 0 | 0 | 0 | 0 | 0 | 0 | 0 | 0 | 0 | 0 | 0 | 0 | 0 | 0 | 0 | 0 | 0 | 0 | 0 | 0 | 0 | 0 | 0 | 0 | 0 | 0 | 0 | 0 | 0 | 0 | 0 | 0 | 0 | 0 | 0 | 0 | 0 | 0 | 0 | 0 | 0 | 0 | 0 | 0 | 0 | 0 | 0 | 0 | 0 | 0 | 0 | 0 | 0 | 0 | 0 | 0 | 0 | 0 | 0 | 0 | 0 | 0 | 0 | 0 | 0 | 0 | 0 | 0 | 0 | 0 | 0 | 0 | 0 | 0 | 0 | 0 | 0 | 0 | 0 | 0 | 0 | 0 | 0 | 0 | 0 | 0 | 0 | 0 | 0 | 0 | 0 | 0 | 0 | 0 | 0 | 0 | 0 | 0 | 0 | 0 | 0 | 0 | 0 | 0 | 0 | 0 | 0 | 0 | 0 | 0 | 0 | 0 | 0 | 0 | 0 | 0 | 0 | 0 | 0 | 0 | 0 | 0 | 0 | 0 | 0 | 0 | 0 | 0 | 0 | 0 | 0 | 0 | 0 | 0 | 0 | 0 | 0 | 0 | 0 | 0 | 0 | 0 | 0 | 0 | 0 | 0 | 0 | 0 | 0 | 0 | 0 | 0 | 0 | 0 | 0 | 0 | 0 | 0 | 0 | 0 | 0 | 0 | 0 | 0 | 0 | 0 | 0 | 0 | 0 | 0 | 0 | 0 | 0 | 0 | 0 | 0 | 0 | 0 | 0 | 0 | 0 | 0 | 0 | 0 | 0 | 0 | 0 | 0 | 0 | 0 | 0 | 0 | 0 | 0 | 0 | 0 | 0 | 0 | 0 | 0 | 0 | 0 | 0 | 0 | 0 | 0 | 0 | 0 | 0 | 0 | 0 | 0 | 0 | 0 | 0 | 0 | 0 | 0 | 0 | 0 | 0 | 0 | 0 | 0 | 0 | 0 | 0 | 0 | 0 | 0 | 0 | 0 | 0 | 0 | 0 | 0 | 0 | 0 | 0 | 0 | 0 | 0 | 0 | 0 | 0 | 0 | 0 | 0 | 0 | 0 | 0 | 0 | 0 | 0 | 0 | 0 | 0 | 0 | 0 | 0 | 0 | 0 | 0 | 0 | 0 | 0 | 0 | 0 | 0 | 0 | 0 | 0 | 0 | 0 | 0 | 0 | 0 | 0 | 0 | 0 | 0 | 0 | 0 | 0 | 0 | 0 | 0 | 0 | 0 | 0 | 0 | 0 | 0 | 0 | 0 | 0 | 0 | 0 | 0 | 0 | 0 | 0 | 0 | 0 | 0 | 0 | 0 | 0 | 0 | 0 | 0 | 0 | 0 | 0 | 0 | 0 | 0 | 0 | 0 | 0 | 0 | 0 | 0 | 0 | 0 | 0 | 0 | 0 | 0 | 0 | 0 | 0 | 0 | 0 | 0 | 0 | 0 | 0 | 0 | 0 | 0 | 0 | 0 | 0 | 0 | 0 | 0 | 0 | 0 | 0 | 0 | 0 | 0 | 0 | 0 | 0 | 0 | 0 | 0 | 0 | 0 | 0 | 0 | 0 | 0 | 0 | 0 | 0 | 0 | 0 | 0 | 0 | 0 | 0 | 0 | 0 | 0 | 0 | 0 | 0 | 0 | 0 | 0 | 0 | 0 | 0 | 0 | 0 | 0 | 0 | 0 | 0 | 0 | 0 | 0 | 0 | 0 | 0 | 0 | 0 | 0 | 0 | 0 | 0 | 0 | 0 | 0 | 0 | 0 | 0 | 0 | 0 | 0 | 0 | 0 | 0 | 0 | 0 | 0 | 0 | 0 | 0 | 0 | 0 | 0 | 0 | 0 | 0 | 0 | 0 | 0 | 0 | 0 | 0 | 0 | 0 | 0 | 0 | 0 | 0 | 0 | 0 | 0 | 0 | 0 | 0 | 0 | 0 | 0 | 0 | 0 | 0 | 0 | 0 | 0 | 0 | 0 | 0 | 0 | 0 | 0 | 0 | 0 | 0 | 0 | 0 | 0 | 0 | 0 | 0 | 0 | 0 | 0 | 0 | 0 | 0 | 0 | 0 | 0 | 0 | 0 | 0 | 0 | 0 | 0 | 0 | 0 | 0 | 0 | 0 | 0 | 0 | 0 | 0 | 0 | 0 | 0 | 0 | 0 | 0 | 0 | 0 | 0 | 0 | 0 | 0 | 0 | 0 | 0 | 0 | 0 | 0 | 0 | 0 | 0 | 0 | 0 | 0 | 0 | 0 | 0 | 0 | 0 | 0 | 0 | 0 | 0 | 0 | 0 | 0 | 0 | 0 | 0 | 0 | 0 | 0 | 0 | 0 | 0 | 0 | 0 | 0 | 0 | 0 | 0 | 0 | 0 | 0 | 0 | 0 | 0 | 0 | 0 | 0 | 0 | 0 | 0 | 0 | 0 | 0 | 0 | 0 | 0 | 0 | 0 | 0 | 0 | 0 | 0 | 0 | 0 | 0 | 0 | 0 | 0 | 0 | 0 | 0 | 0 | 0 | 0 | 0 | 0 | 0 | 0 | 0 | 0 | 0 | 0 | 0 | 0 | 0 | 0 | 0 | 0 | 0 | 0 | 0 | 0 | 0 | 0 | 0 | 0 | 0 | 0 | 0 | 0 | 0 | 0 | 0 | 0 | 0 | 0 | 0 | 0 | 0 | 0 | 0 | 0 | 0 | 0 | 0 | 0 | 0 | 0 | 0 | 0 | 0 | 0 | 0 | 0 | 0 | 0 | 0 | 0 | 0 | 0 | 0 | 0 | 0 | 0 | 0 | 0 | 0 | 0 | 0 | 0 | 0 | 0 | 0 | 0 | 0 | 0 | 0 | 0 | 0 | 0 | 0 | 0 | 0 | 0 | 0 | 0 | 0 | 0 | 0 | 0 | 0 | 0 | 0 | 0 | 0 | 0 | 0 | 0 | 0 | 0 | 0 | 0 | 0 | 0 | 0 | 0 | 0 | 0 | 0 | 0 | 0 | 0 | 0 | 0 | 0 | 0 | 0 | 0 | 0 | 0 | 0 | 0 | 0 | 0 | 0 | 0 | 0 | 0 | 0 | 0 | 0 | 0 | 0 | 0 | 0 | 0 | 0 | 0 | 0 | 0 | 0 | 0 | 0 | 0 | 0 | 0 | 0 | 0 | 0 | 0 | 0 | 0 | 0 | 0 | 0 | 0 | 0 | 0 | 0 | 0 | 0 | 0 | 0 | 0 | 0 | 0 | 0 | 0 | 0 | 0 | 0 | 0 | 0 | 0 | 0 | 0 | 0 | 0 | 0 | 0 | 0 | 0 | 0 | 0 | 0 | 0 | 0 | 0 | 0 | 0 | 0 | 0 | 0 | 0 | 0 | 0 | 0 | 0 | 0 | 0 | 0 | 0 | 0 | 0 | 0 | 0 | 0 | 0 | 0 | 0 | 0 | 0 | 0 | 0 | 0 | 0 | 0 | 0 | 0 | 0 | 0 | 0 | 0 | 0 | 0 | 0 | 0 | 0 | 0 | 0 | 0 | 0 | 0 | 0 | 0 | 0 | 0 | 0 | 0 | 0 | 0 | 0 | 0 | 0 | 0 | 0 | 0 | 0 | 0 | 0 | 0 | 0 | 0 | 0 | 0 | 0 | 0 | 0 | 0 | 0 | 0 | 0 | 0 | 0 | 0 | 0 | 0 | 0 | 0 | 0 | 0 | 0 | 0 | 0 | 0 | 0 | 0 | 0 | 0 | 0 | 0 | 0 | 0 | 0 | 0 | 0 | 0 | 0 | 0 | 0 | 0 | 0 | 0 | 0 | 0 | 0 | 0 | 0 | 0 | 0 | 0 | 0 | 0 | 0 | 0 | 0 | 0 | 0 | 0 | 0 | 0 | 0 | 0 | 0 | 0 | 0 | 0 | 0 | 0 | 0 | 0 | 0 | 0 | 0 | 0 | 0 | 0 | 0 | 0 | 0 | 0 | 0 | 0 | 0 | 0 | 0 | 0 | 0 | 0 | 0 | 0 | 0 | 0 | 0 | 0 | 0 | 0 | 0 | 0 | 0 | 0 | 0 | 0 | 0 | 0 | 0 | 0 | 0 | 0 | 0 | 0 | 0 | 0 | 0 | 0 | 0 | 0 | 0 | 0 | 0 | 0 | 0 | 0 | 0 | 0 | 0 | 0 | 0 | 0 | 0 | 0 | 0 | 0 | 0 | 0 | 0 | 0 | 0 | 0 | 0 | 0 | 0 | 0 | 0 | 0 | 0 | 0 | 0 | 0 | 0 | 0 | 0 | 0 | 0 | 0 | 0 | 0 | 0 | 0 | 0 | 0 | 0 | 0 | 0 | 0 | 0 | 0 | 0 | 0 | 0 | 0 | 0 | 0 | 0 | 0 | 0 | 0 | 0 | 0 | 0 | 0 | 0 | 0 | 0 | 0 | 0 | 0 | 0 | 0 | 0 | 0 | 0 | 0 | 0 | 0 | 0 | 0 | 0 | 0 | 0 | 0 | 0 | 0 | 0 | 0 | 0 | 0 | 0 | 0 | 0 | 0 | 0 | 0 | 0 | 0 | 0 | 0 | 0 | 0 | 0 | 0 | 0 | 0 | 0 | 0 | 0 | 0 | 0 | 0 | 0 | 0 | 0 | 0 | 0 | 0 | 0 | 0 | 0 | 0 | 0 | 0 | 0 | 0 | 0 | 0 | 0 | 0 | 0 | 0 | 0 | 0 | 0 | 0 | 0 | 0 | 0 | 0 | 0 | 0 | 0 | 0 | 0 | 0 | 0 | 0 | 0 | 0 | 0 | 0 | 0 | 0 | 0 | 0 | 0 | 0 | 0 | 0 | 0 | 0 | 0 | 0 | 0 | 0 | 0 | 0 | 0 | 0 | 0 | 0 | 0 | 0 | 0 | 0 | 0 | 0 | 0 | 0 | 0 | 0 | 0 | 0 | 0 | 0 | 0 | 0 | 0 | 0 | 0 | 0 | 0 | 0 | 0 | 0 | 0 | 0 | 0 | 0 | 0 | 0 | 0 | 0 | 0 | 0 | 0 | 0 | 0 | 0 | 0 | 0 | 0 | 0 | 0 | 0 | 0 | 0 | 0 | 0 | 0 | 0 | 0 | 0 | 0 | 0 | 0 | 0 | 0 | 0 | 0 | 0 | 0 | 0 | 0 | 0 | 0 | 0 | 0 | 0 | 0 | 0 | 0 | 0 | 0 | 0 | 0 | 0 | 0 | 0 | 0 | 0 | 0 | 0 | 0 | 0 | 0 | 0 | 0 | 0 | 0 | 0 | 0 | 0 | 0 | 0 | 0 | 0 | 0 | 0 | 0 | 0 | 0 | 0 | 0 | 0 | 0 | 0 | 0 | 0 | 0 | 0 | 0 | 0 | 0 | 0 | 0 | 0 | 0 | 0 | 0 | 0 | 0 | 0 | 0 | 0 | 0 | 0 | 0 | 0 | 0 | 0 | 0 | 0 | 0 | 0 | 0 | 0 | 0 | 0 | 0 | 0 | 0 | 0 | 0 | 0 | 0 | 0 | 0 | 0 | 0 | 0 | 0 | 0 | 0 | 0 | 0 | 0 | 0 | 0 | 0 | 0 | 0 | 0 | 0 | 0 | 0 | 0 | 0 | 0 | 0 | 0 | 0 | 0 | 0 | 0 | 0 | 0 | 0 | 0 | 0 | 0 | 0 | 0 | 0 | 0 | 0 | 0 | 0 | 0 | 0 | 0 | 0 | 0 | 0 | 0 | 0 | 0 | 0 | 0 | 0 | 0 | 0 | 0 | 0 | 0 | 0 | 0 | 0 | 0 | 0 | 0 | 0 | 0 | 0 | 0 | 0 | 0 | 0 | 0 | 0 | 0 | 0 | 0 | 0 | 0 | 0 | 0 | 0 | 0 | 0 | 0 | 0 | 0 | 0 | 0 | 0 | 0 | 0 | 0 | 0 | 0 | 0 | 0 | 0 | 0 | 0 | 0 | 0 | 0 | 0 | 0 | 0 | 0 | 0 | 0 | 0 | 0 | 0 | 0 | 0 | 0 | 0 | 0 | 0 | 0 | 0 | 0 | 0 | 0 | 0 | 0 | 0 | 0 | 0 | 0 | 0 | 0 | 0 | 0 | 0 | 0 | 0 | 0 | 0 | 0 | 0 | 0 | 0 | 0 | 0 | 0 | 0 | 0 | 0 | 0 | 0 | 0 | 0 | 0 | 0 | 0 | 0 | 0 | 0 | 0 | 0 | 0 | 0 | 0 | 0 | 0 | 0 | 0 | 0 | 0 | 0 | 0 | 0 | 0 | 0 | 0 | 0 | 0 | 0 | 0 | 0 | 0 | 0 | 0 | 0 | 0 | 0 | 0 | 0 | 0 | 0 | 0 | 0 | 0 | 0 | 0 | 0 | 0 | 0 | 0 | 0 | 0 | 0 | 0 | 0 | 0 | 0 | 0 | 0 | 0 | 0 | 0 | 0 | 0 | 0 | 0 | 0 | 0 | 0 | 0 | 0 | 0 | 0 | 0 | 0 | 0 | 0 | 0 | 0 | 0 | 0 | 0 | 0 | 0 | 0 | 0 | 0 | 0 | 0 | 0 | 0 | 0 | 0 | 0 | 0 | 0 | 0 | 0 | 0 | 0 | 0 | 0 | 0 | 0 | 0 | 0 | 0 | 0 | 0 | 0 | 0 | 0 | 0 | 0 | 0 | 0 | 0 | 0 | 0 | 0 | 0 | 0 | 0 | 0 | 0 | 0 | 0 | 0 | 0 | 0 | 0 | 0 | 0 | 0 | 0 | 0 | 0 | 0 | 0 | 0 | 0 | 0 | 0 | 0 | 0 | 0 | 0 | 0 | 0 | 0 | 0 | 0 | 0 | 0 | 0 | 0 | 0 | 0 | 0 | 0 | 0 | 0 | 0 | 0 | 0 | 0 | 0 | 0 | 0 | 0 | 0 | 0 | 0 | 0 | 0 | 0 | 0 | 0 | 0 | 0 | 0 | 0 | 0 | 0 | 0 | 0 | 0 | 0 | 0 | 0 | 0 | 0 | 0 | 0 | 0 | 0 | 0 | 0 | 0 | 0 | 0 | 0 | 0 | 0 | 0 | 0 | 0 | 0 | 0 | 0 | 0 | 0 | 0 | 0 | 0 | 0 | 0 | 0 | 0 | 0 | 0 | 0 | 0 | 0 | 0 | 0 | 0 | 0 | 0 | 0 | 0 | 0 | 0 | 0 | 0 | 0 | 0 | 0 | 0 | 0 | 0 | 0 | 0 | 0 | 0 | 0 | 0 | 0 | 0 | 0 | 0 | 0 | 0 | 0 | 0 | 0 | 0 | 0 | 0 | 0 | 0 | 0 | 0 | 0 | 0 | 0 | 0 | 0 | 0 | 0 | 0 | 0 | 0 | 0 | 0 | 0 | 0 | 0 | 0 | 0 | 0 | 0 | 0 | 0 | 0 | 0 | 0 | 0 | 0 | 0 | 0 | 0 | 0 | 0 | 0 | 0 | 0 | 0 | 0 | 0 | 0 | 0 | 0 | 0 | 0 | 0 | 0 | 0 | 0 | 0 | 0 | 0 | 0 | 0 | 0 | 0 | 0 | 0 | 0 | 0 | 0 | 0 | 0 | 0 | 0 | 0 | 0 | 0 | 0 | 0 | 0 | 0 | 0 | 0 | 0 | 0 | 0 | 0 | 0 | 0 | 0 | 0 | 0 | 0 | 0 | 0 | 0 | 0 | 0 | 0 | 0 | 0 | 0 | 0 | 0 | 0 | 0 | 0 | 0 | 0 | 0 | 0 | 0 | 0 | 0 | 0 | 0 | 0 | 0 | 0 | 0 | 0 | 0 | 0 | 0 | 0 | 0 | 0 | 0 | 0 | 0 | 0 | 0 | 0 | 0 | 0 | 0 | 0 | 0 | 0 | 0 | 0 | 0 | 0 | 0 | 0 | 0 | 0 | 0 | 0 | 0 | 0 | 0 | 0 | 0 | 0 | 0 | 0 | 0 | 0 | 0 | 0 | 0 | 0 | 0 | 0 | 0 | 0 | 0 | 0 | 0 | 0 | 0 | 0 | 0 | 0 | 0 | 0 | 0 | 0 | 0 | 0 | 0 | 0 | 0 | 0 | 0 | 0 | 0 | 0 | 0 | 0 | 0 | 0 | 0 | 0 | 0 | 0 | 0 | 0 | 0 | 0 | 0 | 0 | 0 | 0 | 0 | 0 | 0 | 0 | 0 | 0 | 0 | 0 | 0 | 0 | 0 | 0 | 0 | 0 | 0 | 0 | 0 | 0 | 0 | 0 | 0 | 0 | 0 | 0 | 0 | 0 | 0 | 0 | 0 | 0 | 0 | 0 | 0 | 0 | 0 | 0 | 0 | 0 | 0 | 0 | 0 | 0 | 0 | 0 | 0 | 0 | 0 | 0 | 0 | 0 | 0 | 0 | 0 | 0 | 0 | 0 | 0 | 0 | 0 | 0 | 0 | 0 | 0 | 0 | 0 | 0 | 0 | 0 | 0 | 0 | 0 | 0 | 0 | 0 | 0 | 0 | 0 | 0 | 0 | 0 | 0 | 0 | 0 | 0 | 0 | 0 | 0 | 0 | 0 | 0 | 0 | 0 | 0 | 0 | 0 | 0 | 0 | 0 | 0 | 0 | 0 | 0 | 0 | 0 | 0 | 0 | 0 | 0 | 0 | 0 | 0 | 0 | 0 | 0 | 0 | 0 | 0 | 0 | 0 | 0 | 0 | 0 | 0 | 0 | 0 | 0 | 0 | 0 | 0 | 0 | 0 | 0 | 0 | 0 | 0 | 0 | 0 | 0 | 0 | 0 | 0 | 0 | 0 | 0 | 0 | 0 | 0 | 0 | 0 | 0 | 0 | 0 | 0 | 0 | 0 | 0 | 0 | 0 | 0 | 0 | 0 | 0 | 0 | 0 | 0 | 0 | 0 | 0 | 0 | 0 | 0 | 0 | 0 | 0 | 0 | 0 | 0 | 0 | 0 | 0 | 0 | 0 | 0 | 0 | 0 | 0 | 0 | 0 | 0 | 0 | 0 | 0 | 0 | 0 | 0 | 0 | 0 | 0 | 0 | 0 | 0 | 0 | 0 | 0 | 0 | 0 | 0 | 0 | 0 | 0 | 0 | 0 | 0 | 0 | 0 | 0 | 0 | 0 | 0 | 0 | 0 | 0 | 0 | 0 | 0 | 0 | 0 | 0 | 0 | 0 | 0 | 0 | 0 | 0 | 0 | 0 | 0 | 0 | 0 | 0 | 0 | 0 | 0 | 0 | 0 | 0 | 0 | 0 | 0 | 0 | 0 | 0 | 0 | 0 | 0 | 0 | 0 | 0 | 0 | 0 | 0 | 0 | 0 | 0 | 0 | 0 | 0 | 0 | 0 | 0 | 0 | 0 | 0 | 0 | 0 | 0 | 0 | 0 | 0 | 0 | 0 | 0 | 0 | 0 | 0 | 0 | 0 | 0 | 0 | 0 | 0 | 0 | 0 | 0 | 0 | 0 | 0 | 0 | 0 | 0 | 0 | 0 | 0 | 0 | 0 | 0 | 0 | 0 | 0 | 0 | 0 | 0 | 0 | 0 | 0 | 0 | 0 | 0 | 0 | 0 | 0 | 0 | 0 | 0 | 0 | 0 | 0 | 0 | 0 | 0 | 0 | 0 | 0 | 0 | 0 | 0 | 0 | 0 | 0 | 0 | 0 | 0 | 0 | 0 | 0 | 0 | 0 | 0 | 0 | 0 | 0 | 0 | 0 | 0 | 0 | 0 | 0 | 0 | 0 | 0 | 0 | 0 | 0 | 0 | 0 | 0 | 0 | 0 | 0 | 0 | 0 | 0 | 0 | 0 | 0 | 0 | 0 | 0 | 0 | 0 | 0 | 0 | 0 | 0 | 0 | 0 | 0 | 0 | 0 | 0 | 0 | 0 | 0 | 0 | 0 | 0 | 0 | 0 | 0 | 0 | 0 | 0 | 0 | 0 | 0 | 0 | 0 | 0 | 0 | 0 | 0 | 0 | 0 | 0 | 0 | 0 | 0 | 0 | 0 | 0 | 0 | 0 | 0 | 0 | 0 | 0 | 0 | 0 | 0 | 0 | 0 | 0 | 0 | 0 | 0 | 0 | 0 | 0 | 0 | 0 | 0 | 0 | 0 | 0 | 0 | 0 | 0 | 0 | 0 | 0 | 0 | 0 | 0 | 0 | 0 | 0 | 0 | 0 | 0 | 0 | 0 | 0 | 0 | 0 | 0 | 0 | 0 | 0 | 0 | 0 | 0 | 0 | 0 | 0 | 0 | 0 | 0 | 0 | 0 | 0 | 0 | 0 | 0 | 0 | 0 | 0 | 0 | 0 | 0 | 0 | 0 | 0 | 0 | 0 | 0 | 0 | 0 | 0 | 0 | 0 | 0 | 0 | 0 | 0 | 0 | 0 | 0 | 0 | 0 | 0 | 0 | 0 | 0 | 0 | 0 | 0 | 0 | 0 | 0 | 0 | 0 | 0 | 0 | 0 | 0 | 0 | 0 | 0 | 0 | 0 | 0 | 0 | 0 | 0 | 0 | 0 | 0 | 0 | 0 | 0 | 0 | 0 | 0 | 0 | 0 | 0 | 0 | 0 | 0 | 0 | 0 | 0 | 0 | 0 | 0 | 0 | 0 | 0 | 0 | 0 | 0 | 0 | 0 | 0 | 0 | 0 | 0 | 0 | 0 | 0 | 0 | 0 | 0 | 0 | 0 | 0 | 0 | 0 | 0 | 0 | 0 | 0 | 0 | 0 | 0 | 0 | 0 | 0 | 0 | 0 | 0 | 0 | 0 | 0 | 0 | 0 | 0 | 0 | 0 | 0 | 0 | 0 | 0 | 0 | 0 | 0 | 0 | 0 | 0 | 0 | 0 | 0 | 0 | 0 | 0 | 0 | 0 | 0 | 0 | 0 | 0 | 0 | 0 | 0 | 0 | 0 | 0 | 0 | 0 | 0 | 0 | 0 | 0 | 0 | 0 | 0 | 0 | 0 | 0 | 0 | 0 | 0 | 0 | 0 | 0 | 0 | 0 | 0 | 0 | 0 | 0 | 0 | 0 | 0 | 0 | 0 | 0 | 0 | 0 | 0 | 0 | 0 | 0 | 0 | 0 | 0 | 0 | 0 | 0 | 0 | 0 | 0 | 0 | 0 | 0 | 0 | 0 | 0 | 0 | 0 | 0 | 0 | 0 | 0 | 0 | 0 | 0 | 0 | 0 | 0 | 0 | 0 | 0 | 0 | 0 | 0 | 0 | 0 | 0 | 0 | 0 | 0 | 0 | 0 | 0 | 0 | 0 | 0 | 0 | 0 | 0 | 0 | 0 | 0 | 0 | 0 | 0 | 0 | 0 | 0 | 0 | 0 | 0 | 0 | 0 | 0 | 0 | 0 | 0 | 0 | 0 | 0 | 0 | 0 | 0 | 0 | 0 | 0 | 0 | 0 | 0 | 0 | 0 | 0 | 0 | 0 | 0 | 0 | 0 | 0 | 0 | 0 | 0 | 0 | 0 | 0 | 0 | 0 | 0 | 0 | 0 | 0 | 0 | 0 | 0 | 0 | 0 | 0 | 0 | 0 | 0 | 0 | 0 | 0 | 0 | 0 | 0 | 0 | 0 | 0 | 0 | 0 | 0 | 0 | 0 | 0 | 0 | 0 | 0 | 0 | 0 | 0 | 0 | 0 | 0 | 0 | 0 | 0 | 0 | 0 | 0 | 0 | 0 | 0 | 0 | 0 | 0 | 0 | 0 | 0 | 0 | 0 | 0 | 0 | 0 | 0 | 0 | 0 | 0 | 0 | 0 | 0 | 0 | 0 | 0 | 0 | 0 | 0 | 0 | 0 | 0 | 0 | 0 | 0 | 0 | 0 | 0 | 0 | 0 | 0 | 0 | 0 | 0 | 0 | 0 | 0 | 0 | 0 | 0 | 0 | 0 | 0 | 0 | 0 | 0 | 0 | 0 | 0 | 0 | 0 | 0 | 0 | 0 | 0 | 0 | 0 | 0 | 0 | 0 | 0 | 0 | 0 | 0 | 0 | 0 | 0 | 0 | 0 | 0 | 0 | 0 | 0 | 0 | 0 | 0 | 0 | 0 | 0 | 0 | 0 | 0 | 0 | 0 | 0 | 0 | 0 | 0 | 0 | 0 | 0 | 0 | 0 | 0 | 0 | 0 | 0 | 0 | 0 | 0 | 0 | 0 | 0 | 0 | 0 | 0 | 0 | 0 | 0 | 0 | 0 | 0 | 0 | 0 | 0 | 0 | 0 | 0 | 0 | 0 | 0 | 0 | 0 | 0 | 0 | 0 | 0 | 0 | 0 | 0 | 0 | 0 | 0 | 0 | 0 | 0 | 0 | 0 | 0 | 0 | 0 | 0 | 0 | 0 | 0 | 0 | 0 | 0 | 0 | 0 | 0 | 0 | 0 | 0 | 0 | 0 | 0 | 0 | 0 | 0 | 0 | 0 | 0 | 0 | 0 | 0 | 0 | 0 | 0 | 0 | 0 | 0 | 0 | 0 | 0 | 0 | 0 | 0 | 0 | 0 | 0 | 0 | 0 | 0 | 0 | 0 | 0 | 0 | 0 | 0 | 0 | 0 | 0 | 0 | 0 | 0 | 0 | 0 | 0 | 0 | 0 | 0 | 0 | 0 | 0 | 0 | 0 | 0 | 0 | 0 | 0 | 0 | 0 | 0 | 0 | 0 | 0 | 0 | 0 | 0 | 0 | 0 | 0 | 0 | 0 | 0 | 0 | 0 | 0 | 0 | 0 | 0 | 0 | 0 | 0 | 0 | 0 | 0 | 0 | 0 | 0 | 0 | 0 | 0 | 0 | 0 | 0 | 0 | 0 | 0 | 0 | 0 | 0 | 0 | 0 | 0 | 0 | 0 | 0 | 0 | 0 | 0 | 0 | 0 | 0 | 0 | 0 | 0 | 0 | 0 | 0 | 0 | 0 | 0 | 0 | 0 | 0 | 0 | 0 | 0 | 0 | 0 | 0 | 0 | 0 | 0 | 0 | 0 | 0 | 0 | 0 | 0 | 0 | 0 | 0 | 0 | 0 | 0 | 0 | 0 | 0 | 0 | 0 | 0 | 0 | 0 | 0 | 0 | 0 | 0 | 0 | 0 | 0 | 0 | 0 | 0 | 0 | 0 | 0 | 0 | 0 | 0 | 0 | 0 | 0 | 0 | 0 | 0 | 0 | 0 | 0 | 0 | 0 | 0 | 0 | 0 | 0 | 0 | 0 | 0 | 0 | 0 | 0 | 0 | 0 | 0 | 0 | 0 | 0 | 0 | 0 | 0 | 0 | 0 | 0 | 0 | 0 | 0 | 0 | 0 | 0 | 0 | 0 | 0 | 0 | 0 | 0 | 0 | 0 | 0 | 0 | 0 | 0 | 0 | 0 | 0 | 0 | 0 | 0 | 0 | 0 | 0 | 0 | 0 | 0 | 0 | 0 | 0 | 0 | 0 | 0 | 0 | 0 | 0 | 0 | 0 | 0 | 0 | 0 | 0 | 0 | 0 | 0 | 0 | 0 | 0 | 0 | 0 | 0 | 0 | 0 | 0 | 0 | 0 | 0 | 0 | 0 | 0 | 0 | 0 | 0 | 0 | 0 | 0 | 0 | 0 | 0 | 0 | 0 | 0 | 0 | 0 | 0 | 0 | 0 | 0 | 0 | 0 | 0 | 0 | 0 | 0 | 0 | 0 | 0 | 0 | 0 | 0 | 0 | 0 | 0 | 0 | 0 | 0 | 0 | 0 | 0 | 0 | 0 | 0 | 0 | 0 | 0 | 0 | 0 | 0 | 0 | 0 | 0 | 0 | 0 | 0 | 0 | 0 | 0 | 0 | 0 | 0 | 0 | 0 | 0 | 0 | 0 | 0 | 0 | 0 | 0 | 0 | 0 | 0 | 0 | 0 | 0 | 0 | 0 | 0 | 0 | 0 | 0 | 0 | 0 | 0 | 0 | 0 | 0 | 0 | 0 | 0 | 0 | 0 | 0 | 0 | 0 | 0 | 0 | 0 | 0 | 0 | 0 | 0 | 0 | 0 | 0 | 0 | 0 | 0 | 0 | 0 | 0 | 0 | 0 | 0 | 0 | 0 | 0 | 0 | 0 | 0 | 0 | 0 | 0 | 0 | 0 | 0 | 0 | 0 | 0 | 0 | 0 | 0 | 0 | 0 | 0 | 0 | 0 | 0 | 0 | 0 | 0 | 0 | 0 | 0 | 0 | 0 | 0 | 0 | 0 | 0 | 0 | 0 | 0 | 0 | 0 | 0 | 0 | 0 | 0 | 0 | 0 | 0 | 0 | 0 | 0 | 0 | 0 | 0 | 0 | 0 | 0 | 0 | 0 | 0 | 0 | 0 | 0 | 0 | 0 | 0 | 0 | 0 | 0 | 0 | 0 | 0 | 0 | 0 | 0 | 0 | 0 | 0 | 0 | 0 | 0 | 0 | 0 | 0 | 0 | 0 | 0 | 0 | 0 | 0 | 0 | 0 | 0 | 0 | 0 | 0 | 0 | 0 | 0 | 0 | 0 | 0 | 0 | 0 | 0 | 0 | 0 | 0 | 0 | 0 | 0 | 0 | 0 | 0 | 0 | 0 | 0 | 0 | 0 | 0 | 0 | 0 | 0 | 0 | 0 | 0 | 0 | 0 | 0 | 0 | 0 | 0 | 0 | 0 | 0 | 0 | 0 | 0 | 0 | 0 | 0 | 0 | 0 | 0 | 0 | 0 | 0 | 0 | 0 | 0 | 0 | 0 | 0 | 0 | 0 | 0 | 0 | 0 | 0 | 0 | 0 | 0 | 0 | 0 | 0 | 0 | 0 | 0 | 0 | 0 | 0 | 0 | 0 | 0 | 0 | 0 | 0 | 0 | 0 | 0 | 0 | 0 | 0 | 0 | 0 | 0 | 0 | 0 | 0 | 0 | 0 | 0 | 0 | 0 | 0 | 0 | 0 | 0 | 0 | 0 | 0 | 0 | 0 | 0 | 0 | 0 | 0 | 0 | 0 | 0 | 0 | 0 | 0 | 0 | 0 | 0 | 0 | 0 | 0 | 0 | 0 | 0 | 0 | 0 | 0 | 0 | 0 | 0 | 0 | 0 | 0 | 0 | 0 | 0 | 0 | 0 | 0 | 0 | 0 | 0 | 0 | 0 | 0 | 0 | 0 | 0 | 0 | 0 | 0 | 0 | 0 | 0 | 0 | 0 | 0 | 0 | 0 | 0 | 0 | 0 | 0 | 0 | 0 | 0 | 0 | 0 | 0 | 0 | 0 | 0 | 0 | 0 | 0 | 0 | 0 | 0 | 0 | 0 | 0 | 0 | 0 | 0 | 0 | 0 | 0 | 0 | 0 | 0 | 0 | 0 | 0 | 0 | 0 | 0 | 0 | 0 | 0 | 0 | 0 | 0 | 0 | 0 | 0 | 0 | 0 | 0 | 0 | 0 | 0 | 0 | 0 | 0 | 0 | 0 | 0 | 0 | 0 | 0 | 0 | 0 | 0 | 0 | 0 | 0 | 0 | 0 | 0 | 0 | 0 | 0 | 0 | 0 | 0 | 0 | 0 | 0 | 0 | 0 | 0 | 0 | 0 | 0 | 0 | 0 | 0 | 0 | 0 | 0 | 0 | 0 | 0 | 0 | 0 | 0 | 0 | 0 | 0 | 0 | 0 | 0 | 0 | 0 | 0 | 0 | 0 | 0 | 0 | 0 | 0 | 0 | 0 | 0 | 0 | 0 | 0 | 0 | 0 | 0 | 0 | 0 | 0 | 0 | 0 | 0 | 0 | 0 | 0 | 0 | 0 | 0 | 0 | 0 | 0 | 0 | 0 | 0 | 0 | 0 | 0 | 0 | 0 | 0 | 0 | 0 | 0 | 0 | 0 | 0 | 0 | 0 | 0 | 0 | 0 | 0 | 0 | 0 | 0 | 0 | 0 | 0 | 0 | 0 | 0 | 0 | 0 | 0 | 0 | 0 | 0 | 0 | 0 | 0 | 0 | 0 | 0 | 0 | 0 | 0 | 0 | 0 | 0 | 0 | 0 | 0 | 0 | 0 | 0 | 0 | 0 | 0 | 0 | 0 | 0 | 0 | 0 | 0 | 0 | 0 | 0 | 0 | 0 | 0 | 0 | 0 | 0 | 0 | 0 | 0 | 0 | 0 | 0 | 0 | 0 | 0 | 0 | 0 | 0 | 0 | 0 | 0 | 0 | 0 | 0 | 0 | 0 | 0 | 0 | 0 | 0 | 0 | 0 | 0 | 0 | 0 | 0 | 0 | 0 | 0 | 0 | 0 | 0 | 0 | 0 | 0 | 0 | 0 | 0 | 0 | 0 | 0 | 0 | 0 | 0 | 0 | 0 | 0 | 0 | 0 | 0 | 0 | 0 | 0 | 0 | 0 | 0 | 0 | 0 | 0 | 0 | 0 | 0 | 0 | 0 | 0 | 0 | 0 | 0 | 0 | 0 | 0 | 0 | 0 | 0 | 0 | 0 | 0 | 0 | 0 | 0 | 0 | 0 | 0 | 0 | 0 | 0 | 0 | 0 | 0 | 0 | 0 | 0 | 0 | 0 | 0 | 0 | 0 | 0 | 0 | 0 | 0 | 0 | 0 | 0 | 0 | 0 | 0 | 0 | 0 | 0 | 0 | 0 | 0 | 0 | 0 | 0 | 0 | 0 | 0 | 0 | 0 | 0 | 0 | 0 | 0 | 0 | 0 | 0 | 0 | 0 | 0 | 0 | 0 | 0 | 0 | 0 | 0 | 0 | 0 | 0 | 0 | 0 | 0 | 0 | 0 | 0 | 0 | 0 | 0 | 0 | 0 | 0 | 0 | 0 | 0 | 0 | 0 | 0 | 0 | 0 | 0 | 0 | 0 | 0 | 0 | 0 | 0 | 0 | 0 | 0 | 0 | 0 | 0 | 0 | 0 | 0 | 0 | 0 | 0 | 0 | 0 | 0 | 0 | 0 | 0 | 0 | 0 | 0 | 0 | 0 | 0 | 0 | 0 | 0 | 0 | 0 | 0 | 0 | 0 | 0 | 0 | 0 | 0 | 0 | 0 | 0 | 0 | 0 | 0 | 0 | 0 | 0 | 0 | 0 | 0 | 0 | 0 | 0 | 0 | 0 | 0 | 0 | 0 | 0 | 0 | 0 | 0 | 0 | 0 | 0 | 0 | 0 | 0 | 0 | 0 | 0 | 0 | 0 | 0 | 0 | 0 | 0 | 0 | 0 | 0 | 0 | 0 | 0 | 0 | 0 | 0 | 0 | 0 | 0 | 0 | 0 | 0 | 0 | 0 | 0 | 0 | 0 | 0 | 0 | 0 | 0 | 0 | 0 | 0 | 0 | 0 | 0 | 0 | 0 | 0 | 0 | 0 | 0 | 0 | 0 | 0 | 0 | 0 | 0 | 0 | 0 | 0 | 0 | 0 | 0 | 0 | 0 | 0 | 0 | 0 | 0 | 0 | 0 | 0 | 0 | 0 | 0 | 0 | 0 | 0 | 0 | 0 | 0 | 0 | 0 | 0 | 0 | 0 | 0 | 0 | 0 | 0 | 0 | 0 | 0 | 0 | 0 | 0 | 0 | 0 | 0 | 0 | 0 | 0 | 0 | 0 | 0 | 0 | 0 | 0 | 0 | 0 | 0 | 0 | 0 | 0 | 0 | 0 | 0 | 0 | 0 | 0 | 0 | 0 | 0 | 0 | 0 | 0 | 0 | 0 | 0 | 0 | 0 | 0 | 0 | 0 | 0 | 0 | 0 | 0 | 0 | 0 | 0 | 0 | 0 | 0 | 0 | 0 | 0 | 0 | 0 | 0 | 0 | 0 | 0 | 0 | 0 | 0 | 0 | 0 | 0 | 0 | 0 | 0 | 0 | 0 | 0 | 0 | 0 | 0 | 0 | 0 | 0 | 0 | 0 | 0 | 0 | 0 | 0 | 0 | 0 | 0 | 0 | 0 | 0 | 0 | 0 | 0 | 0 | 0 | 0 | 0 | 0 | 0 | 0 | 0 | 0 | 0 | 0 | 0 | 0 | 0 | 0 | 0 | 0 | 0 | 0 | 0 | 0 | 0 | 0 | 0 | 0 | 0 | 0 | 0 | 0 | 0 | 0 | 0 | 0 | 0 | 0 | 0 | 0 | 0 | 0 | 0 | 0 | 0 | 0 | 0 | 0 | 0 | 0 | 0 | 0 | 0 | 0 | 0 | 0 | 0 | 0 | 0 | 0 | 0 | 0 | 0 | 0 | 0 | 0 | 0 | 0 | 0 | 0 | 0 | 0 | 0 | 0 | 0 | 0 | 0 | 0 | 0 | 0 | 0 | 0 | 0 | 0 | 0 | 0 | 0 | 0 | 0 | 0 | 0 | 0 | 0 | 0 | 0 | 0 | 0 | 0 | 0 | 0 | 0 | 0 | 0 | 0 | 0 | 0 | 0 | 0 | 0 | 0 | 0 | 0 | 0 | 0 | 0 | 0 | 0 | 0 | 0 | 0 | 0 | 0 | 0 | 0 | 0 | 0 | 0 | 0 | 0 | 0 | 0 | 0 | 0 | 0 | 0 | 0 | 0 | 0 | 0 | 0 | 0 | 0 | 0 | 0 | 0 | 0 | 0 | 0 | 0 | 0 | 0 | 0 | 0 | 0 | 0 | 0 | 0 | 0 | 0 | 0 | 0 | 0 | 0 | 0 | 0 | 0 | 0 | 0 | 0 | 0 | 0 | 0 | 0 | 0 | 0 | 0 | 0 | 0 | 0 | 0 | 0 | 0 | 0 | 0 | 0 | 0 | 0 | 0 | 0 | 0 | 0 | 0 | 0 | 0 | 0 | 0 | 0 | 0 | 0 | 0 | 0 | 0 | 0 | 0 | 0 | 0 | 0 | 0 | 0 | 0 | 0 | 0 | 0 | 0 | 0 | 0 | 0 | 0 | 0 | 0 | 0 | 0 | 0 | 0 | 0 | 0 | 0 | 0 | 0 | 0 | 0 | 0 | 0 | 0 | 0 | 0 | 0 | 0 | 0 | 0 | 0 | 0 | 0 | 0 | 0 | 0 | 0 | 0 | 0 | 0 | 0 | 0 | 0 | 0 | 0 | 0 | 0 | 0 | 0 | 0 | 0 | 0 | 0 | 0 | 0 | 0 | 0 | 0 | 0 | 0 | 0 | 0 | 0 | 0 | 0 | 0 | 0 | 0 | 0 | 0 | 0 | 0 | 0 | 0 | 0 | 0 | 0 | 0 | 0 | 0 | 0 | 0 | 0 | 0 | 0 | 0 | 0 | 0 | 0 | 0 | 0 | 0 | 0 | 0 | 0 | 0 | 0 | 0 | 0 | 0 | 0 | 0 | 0 | 0 | 0 | 0 | 0 | 0 | 0 | 0 | 0 | 0 | 0 | 0 | 0 | 0 | 0 | 0 | 0 | 0 | 0 | 0 | 0 | 0 | 0 | 0 | 0 | 0 | 0 | 0 | 0 | 0 | 0 | 0 | 0 | 0 | 0 | 0 | 0 | 0 | 0 | 0 | 0 | 0 | 0 | 0 | 0 | 0 | 0 | 0 | 0 | 0 | 0 | 0 | 0 | 0 | 0 | 0 | 0
lung deposition fraction k | k | uniform | 0.43 | 0.65 | - | The fraction of inhaled aerosols that deposit in the respiratory tract of a susceptible individual | k | 0.51434 | 0.54991 | 0.44075 | 0.51592 | 0.58566 | 0.4879 | 0.48246 | 0.60426 | 0.47774 | 0.44135 | 0.60589 | 0.56987 | 0.57129 | 0.62619 | 0.63809 | 0.47286 | 0.58162 | 0.50518 | 0.49089 | 0.46004 | 0.60224 | 0.58918 | 0.64877 | 0.54355 | 0.52867 | 0.55343 | 0.63608 | 0.61765 | 0.52235 | 0.44163 | 0.52893 | 0.55806 | 0.53444 | 0.5881 | 0.51229 | 0.45464 | 0.49811 | 0.62162 | 0.63076 | 0.63751 | 0.50724 | 0.55242 | 0.61555 | 0.64617 | 0.64746 | 0.59899 | 0.45516 | 0.43918 | 0.55098 | 0.47432 | 0.49046 | 0.46901 | 0.58108 | 0.56053 | 0.55272 | 0.5799 | 0.6349 | 0.4331 | 0.47444 | 0.63132 | 0.48544 | 0.51141 | 0.55511 | 0.62612 | 0.5697 | 0.58654 | 0.47158 | 0.48495 | 0.53213 | 0.43447 | 0.62069 | 0.4492 | 0.61012 | 0.54489 | 0.59272 | 0.61125 | 0.58722 | 0.43111 | 0.54424 | 0.64729 | 0.59208 | 0.45406 | 0.53279 | 0.4602 | 0.49085 | 0.5639 | 0.601 | 0.59367 | 0.44798 | 0.56116 | 0.53216 | 0.49222 | 0.52468 | 0.61162 | 0.55786 | 0.55089 | 0.5974 | 0.48537 | 0.44315 | 0.45503 | 0.60445 | 0.59711 | 0.62811 | 0.48358 | 0.47015 | 0.57387 | 0.52451 | 0.48493 | 0.46211 | 0.64367 | 0.54597 | 0.5236 | 0.55557 | 0.44904 | 0.59918 | 0.57414 | 0.55045 | 0.53419 | 0.46334 | 0.64745 | 0.47619 | 0.44535 | 0.64806 | 0.52277 | 0.53825 | 0.46702 | 0.47087 | 0.52513 | 0.55584 | 0.59699 | 0.58477 | 0.63523 | 0.61866 | 0.61582 | 0.50458 | 0.56714 | 0.45611 | 0.59652 | 0.52699 | 0.4527 | 0.48458 | 0.60646 | 0.48247 | 0.60217 | 0.57144 | 0.57369 | 0.47714 | 0.58286 | 0.64854 | 0.58635 | 0.47308 | 0.44847 | 0.52509 | 0.57413 | 0.43467 | 0.46972 | 0.43821 | 0.48386 | 0.62964 | 0.62808 | 0.49055 | 0.5879 | 0.43329 | 0.56984 | 0.50819 | 0.5266 | 0.60671 | 0.63938 | 0.61583 | 0.44314 | 0.44781 | 0.57912 | 0.54046 | 0.55234 | 0.56085 | 0.5832 | 0.53537 | 0.47713 | 0.47315 | 0.45371 | 0.59715 | 0.54761 | 0.55194 | 0.63674 | 0.43839 | 0.53266 | 0.48901 | 0.61218 | 0.52746 | 0.5536 | 0.63206 | 0.44088 | 0.45155 | 0.50225 | 0.47808 | 0.48062 | 0.52542 | 0.49685 | 0.64044 | 0.58356 | 0.47309 | 0.48168 | 0.54308 | 0.56354 | 0.57573 | 0.6423 | 0.50798 | 0.44704 | 0.53701 | 0.58769 | 0.57902 | 0.62903 | 0.62079 | 0.60032 | 0.57276 | 0.62731 | 0.45047 | 0.63931 | 0.44646 | 0.58733 | 0.55812 | 0.56271 | 0.52392 | 0.62423 | 0.64301 | 0.59719 | 0.6281 | 0.52025 | 0.63988 | 0.4555 | 0.50535 | 0.44065 | 0.50415 | 0.46431 | 0.58948 | 0.62791 | 0.58639 | 0.50858 | 0.48738 | 0.61681 | 0.55954 | 0.43686 | 0.43971 | 0.4588 | 0.45721 | 0.51256 | 0.61544 | 0.54853 | 0.55111 | 0.51116 | 0.47342 | 0.45577 | 0.56353 | 0.44789 | 0.48148 | 0.54674 | 0.55294 | 0.53196 | 0.46857 | 0.58275 | 0.57448 | 0.48987 | 0.56289 | 0.46011 | 0.50432 | 0.63958 | 0.54446 | 0.50622 | 0.57606 | 0.51907 | 0.50026 | 0.57186 | 0.43207 | 0.61314 | 0.58073 | 0.5072 | 0.47001 | 0.5239 | 0.64686 | 0.64256 | 0.57729 | 0.45655 | 0.49852 | 0.45843 | 0.55272 | 0.51729 | 0.61995 | 0.5112 | 0.64578 | 0.57011 | 0.43356 | 0.56819 | 0.61378 | 0.53996 | 0.64684 | 0.47938 | 0.61584 | 0.44739 | 0.58453 | 0.45645 | 0.4502 | 0.46645 | 0.44879 | 0.51317 | 0.57406 | 0.4347 | 0.64881 | 0.56179 | 0.43774 | 0.53564 | 0.49949 | 0.48828 | 0.62343 | 0.57285 | 0.48115 | 0.43022 | 0.51373 | 0.61853 | 0.60639 | 0.53929 | 0.59964 | 0.61356 | 0.4976 | 0.51119 | 0.43354 | 0.61609 | 0.57643 | 0.56453 | 0.52993 | 0.56038 | 0.45227 | 0.46165 | 0.46852 | 0.59158 | 0.43986 | 0.63726 | 0.63884 | 0.62502 | 0.46829 | 0.5124 | 0.49293 | 0.44329 | 0.63454 | 0.45764 | 0.4428 | 0.50464 | 0.63701 | 0.60967 | 0.48765 | 0.64051 | 0.54718 | 0.54771 | 0.51147 | 0.452 | 0.45918 | 0.45315 | 0.55949 | 0.64719 | 0.44211 | 0.48465 | 0.64468 | 0.48818 | 0.58897 | 0.50365 | 0.43148 | 0.55934 | 0.4413 | 0.56333 | 0.59642 | 0.549 | 0.50229 | 0.51294 | 0.522 | 0.47709 | 0.54391 | 0.44297 | 0.50143 | 0.44325 | 0.55601 | 0.54172 | 0.61211 | 0.46074 | 0.51621 | 0.596 | 0.43309 | 0.53648 | 0.62735 | 0.5653 | 0.62311 | 0.47164 | 0.6296 | 0.46553 | 0.57382 | 0.61581 | 0.59534 | 0.62238 | 0.49096 | 0.46573 | 0.4419 | 0.48705 | 0.58337 | 0.62886 | 0.63822 | 0.53103 | 0.47822 | 0.62111 | 0.5712 | 0.54946 | 0.51837 | 0.48055 | 0.54406 | 0.54184 | 0.58301 | 0.45055 | 0.5755 | 0.47556 | 0.59779 | 0.58351 | 0.51886 | 0.50911 | 0.57545 | 0.48343 | 0.55146 | 0.46877 | 0.5512 | 0.4981 | 0.62274 | 0.49821 | 0.47141 | 0.61066 | 0.51016 | 0.5675 | 0.52646 | 0.46178 | 0.62645 | 0.61349 | 0.51078 | 0.63348 | 0.61082 | 0.54697 | 0.49511 | 0.53066 | 0.49296 | 0.62805 | 0.45307 | 0.54928 | 0.53682 | 0.52985 | 0.59811 | 0.62944 | 0.48815 | 0.4543 | 0.46779 | 0.50375 | 0.49733 | 0.56181 | 0.43335 | 0.5173 | 0.46003 | 0.46079 | 0.4564 | 0.45394 | 0.595 | 0.48989 | 0.52757 | 0.64779 | 0.52768 | 0.49643 | 0.5537 | 0.62001 | 0.52541 | 0.60485 | 0.56574 | 0.46982 | 0.43368 | 0.63123 | 0.64905 | 0.44968 | 0.55435 | 0.51725 | 0.62169 | 0.53268 | 0.60773 | 0.57295 | 0.57316 | 0.57537 | 0.48847 | 0.56282 | 0.54183 | 0.47991 | 0.4482 | 0.55775 | 0.54375 | 0.4823 | 0.60035 | 0.54905 | 0.58363 | 0.59563 | 0.55747 | 0.4592 | 0.59588 | 0.62549 | 0.57053 | 0.61569 | 0.5631 | 0.5739 | 0.64603 | 0.59254 | 0.50886 | 0.5486 | 0.54781 | 0.57533 | 0.56942 | 0.64091 | 0.63965 | 0.52094 | 0.4465 | 0.46787 | 0.45131 | 0.48793 | 0.52312 | 0.49018 | 0.52507 | 0.45274 | 0.60557 | 0.53494 | 0.54029 | 0.45618 | 0.51378 | 0.4591 | 0.48756 | 0.55576 | 0.51257 | 0.43343 | 0.62066 | 0.61423 | 0.49354 | 0.47335 | 0.60772 | 0.47425 | 0.58806 | 0.64896 | 0.61311 | 0.64377 | 0.53862 | 0.64997 | 0.5975 | 0.51862 | 0.60669 | 0.44966 | 0.44037 | 0.50937 | 0.63598 | 0.44323 | 0.63775 | 0.53569 | 0.4768 | 0.45436 | 0.43649 | 0.6421 | 0.43505 | 0.45723 | 0.60549 | 0.63133 | 0.44021 | 0.62052 | 0.57601 | 0.58713 | 0.5256 | 0.60133 | 0.50704 | 0.48501 | 0.55468 | 0.47466 | 0.6433 | 0.5994 | 0.50884 | 0.43906 | 0.58711 | 0.51338 | 0.4349 | 0.63604 | 0.50992 | 0.50701 | 0.47765 | 0.60436 | 0.46866 | 0.47505 | 0.43838 | 0.59325 | 0.49364 | 0.47718 | 0.63368 | 0.62581 | 0.48237 | 0.43896 | 0.51894 | 0.5383 | 0.59967 | 0.58505 | 0.47075 | 0.61677 | 0.50674 | 0.51886 | 0.63497 | 0.45313 | 0.60602 | 0.59631 | 0.46619 | 0.53975 | 0.46843 | 0.46679 | 0.61119 | 0.63626 | 0.60535 | 0.47213 | 0.58061 | 0.59102 | 0.50385 | 0.44457 | 0.63021 | 0.5638 | 0.6358 | 0.59717 | 0.52452 | 0.56325 | 0.59021 | 0.49444 | 0.46257 | 0.45283 | 0.63917 | 0.47139 | 0.5345 | 0.60569 | 0.60926 | 0.506 | 0.61465 | 0.58935 | 0.57343 | 0.63176 | 0.44199 | 0.44209 | 0.60709 | 0.60423 | 0.43334 | 0.47343 | 0.43656 | 0.44977 | 0.55735 | 0.46535 | 0.45413 | 0.58441 | 0.52488 | 0.46642 | 0.51099 | 0.64912 | 0.49937 | 0.61428 | 0.56926 | 0.44327 | 0.59356 | 0.478 | 0.57649 | 0.50103 | 0.60279 | 0.53466 | 0.64967 | 0.59356 | 0.62682 | 0.45832 | 0.52917 | 0.61248 | 0.58029 | 0.57856 | 0.60372 | 0.64427 | 0.61436 | 0.5766 | 0.52458 | 0.55013 | 0.53246 | 0.5218 | 0.46411 | 0.61812 | 0.43297 | 0.43671 | 0.53758 | 0.57043 | 0.60458 | 0.59728 | 0.58621 | 0.63301 | 0.60289 | 0.58507 | 0.5324 | 0.56957 | 0.61833 | 0.62976 | 0.57858 | 0.45981 | 0.48692 | 0.50959 | 0.57678 | 0.4895 | 0.49167 | 0.58963 | 0.56584 | 0.54965 | 0.57034 | 0.58114 | 0.48194 | 0.6228 | 0.47098 | 0.56662 | 0.61584 | 0.52333 | 0.64061 | 0.44662 | 0.50941 | 0.49229 | 0.46001 | 0.55451 | 0.48258 | 0.55049 | 0.4881 | 0.45049 | 0.54212 | 0.45485 | 0.60482 | 0.58345 | 0.63315 | 0.61649 | 0.50021 | 0.49465 | 0.49346 | 0.63392 | 0.49849 | 0.59828 | 0.47059 | 0.53487 | 0.55662 | 0.50891 | 0.53766 | 0.49922 | 0.50288 | 0.52151 | 0.55766 | 0.52286 | 0.52049 | 0.44499 | 0.448 | 0.61625 | 0.56501 | 0.47191 | 0.49834 | 0.55698 | 0.52884 | 0.61802 | 0.44446 | 0.5625 | 0.49078 | 0.43268 | 0.57597 | 0.51969 | 0.52619 | 0.61014 | 0.58102 | 0.58353 | 0.46915 | 0.45689 | 0.51856 | 0.43319 | 0.46764 | 0.49957 | 0.44802 | 0.4608 | 0.63173 | 0.52193 | 0.51766 | 0.4472 | 0.6104 | 0.59251 | 0.64992 | 0.63954 | 0.58274 | 0.5979 | 0.54756 | 0.57375 | 0.49648 | 0.537 | 0.44254 | 0.51232 | 0.64621 | 0.44754 | 0.49804 | 0.46277 | 0.46196 | 0.51734 | 0.51472 | 0.45087 | 0.58065 | 0.55803 | 0.58533 | 0.44376 | 0.60842 | 0.61052 | 0.50302 | 0.43045 | 0.53079 | 0.56908 | 0.48897 | 0.58049 | 0.60367 | 0.49044 | 0.51234 | 0.60042 | 0.56255 | 0.58943 | 0.47982 | 0.61062 | 0.63843 | 0.62898 | 0.59236 | 0.60756 | 0.55652 | 0.49909 | 0.53856 | 0.51501 | 0.50984 | 0.63829 | 0.54922 | 0.47608 | 0.52801 | 0.4679 | 0.45899 | 0.45278 | 0.47298 | 0.6125 | 0.49642 | 0.43653 | 0.54323 | 0.44331 | 0.59851 | 0.55509 | 0.55838 | 0.46003 | 0.53524 | 0.52629 | 0.45994 | 0.56221 | 0.60749 | 0.5677 | 0.5171 | 0.48823 | 0.57411 | 0.6399 | 0.43182 | 0.45955 | 0.57143 | 0.49918 | 0.63806 | 0.62024 | 0.61048 | 0.5749 | 0.5149 | 0.49264 | 0.49549 | 0.54043 | 0.57202 | 0.56612 | 0.47574 | 0.62669 | 0.48787 | 0.57225 | 0.51027 | 0.50967 | 0.536 | 0.56724 | 0.58431 | 0.62405 | 0.51287 | 0.51308 | 0.44747 | 0.61103 | 0.58163 | 0.62561 | 0.58374 | 0.60257 | 0.54983 | 0.49623 | 0.56922 | 0.55798 | 0.58921 | 0.48628 | 0.48974 | 0.63386 | 0.45315 | 0.45734 | 0.57368 | 0.64622 | 0.498 | 0.64629 | 0.55249 | 0.55561 | 0.51604 | 0.47552 | 0.62778 | 0.47351 | 0.55252 | 0.64055 | 0.61901 | 0.47027 | 0.59923 | 0.60253 | 0.53346 | 0.47445 | 0.59424 | 0.48712 | 0.48748 | 0.51243 | 0.61863 | 0.44096 | 0.6057 | 0.47879 | 0.50466 | 0.46832 | 0.44923 | 0.64698 | 0.56591 | 0.53663 | 0.61661 | 0.57056 | 0.63676 | 0.50264 | 0.48895 | 0.64551 | 0.48346 | 0.43331 | 0.43012 | 0.4433 | 0.58923 | 0.61856 | 0.4301 | 0.52129 | 0.62996 | 0.64364 | 0.61997 | 0.48856 | 0.49301 | 0.52674 | 0.48588 | 0.60983 | 0.49408 | 0.43412 | 0.47921 | 0.45205 | 0.60171 | 0.50897 | 0.62192 | 0.46905 | 0.46703 | 0.62719 | 0.53118 | 0.5084 | 0.46719 | 0.53472 | 0.43124 | 0.61409 | 0.59235 | 0.61489 | 0.55588 | 0.55242 | 0.46548 | 0.55567 | 0.48292 | 0.54306 | 0.47963 | 0.49092 | 0.57691 | 0.62062 | 0.50128 | 0.52575 | 0.4556 | 0.55173 | 0.6427 | 0.55101 | 0.5422 | 0.5921 | 0.4909 | 0.50894 | 0.51545 | 0.44091 | 0.58132 | 0.47427 | 0.45359 | 0.56363 | 0.49711 | 0.5488 | 0.57229 | 0.55086 | 0.5421 | 0.54364 | 0.54701 | 0.44495 | 0.62358 | 0.64938 | 0.46338 | 0.5486 | 0.6273 | 0.45573 | 0.54838 | 0.46964 | 0.63293 | 0.48906 | 0.4994 | 0.47927 | 0.54382 | 0.47669 | 0.46697 | 0.55145 | 0.60072 | 0.62214 | 0.58146 | 0.60454 | 0.47092 | 0.44629 | 0.58772 | 0.62242 | 0.58591 | 0.56144 | 0.59685 | 0.61982 | 0.44049 | 0.45807 | 0.54961 | 0.47762 | 0.53776 | 0.64996 | 0.43477 | 0.49297 | 0.46799 | 0.47123 | 0.5132 | 0.50186 | 0.56821 | 0.46941 | 0.58635 | 0.53838 | 0.52271 | 0.48411 | 0.43142 | 0.61117 | 0.51651 | 0.54052 | 0.64231 | 0.55338 | 0.6413 | 0.605 | 0.55554 | 0.47318 | 0.63813 | 0.5548 | 0.58863 | 0.54127 | 0.62586 | 0.55908 | 0.60873 | 0.48223 | 0.5072 | 0.45491 | 0.55369 | 0.61819 | 0.57021 | 0.45132 | 0.63894 | 0.45142 | 0.64543 | 0.43501 | 0.52488 | 0.47886 | 0.647 | 0.47558 | 0.49171 | 0.64745 | 0.48855 | 0.59688 | 0.57988 | 0.57562 | 0.62453 | 0.60302 | 0.61918 | 0.62932 | 0.4848 | 0.58861 | 0.54456 | 0.46158 | 0.58678 | 0.60153 | 0.62953 | 0.54567 | 0.5653 | 0.44548 | 0.44588 | 0.62508 | 0.638 | 0.4324 | 0.43276 | 0.4962 | 0.56363 | 0.51931 | 0.50961 | 0.64723 | 0.45489 | 0.4869 | 0.49143 | 0.56269 | 0.63705 | 0.46218 | 0.54818 | 0.5103 | 0.46759 | 0.46977 | 0.50258 | 0.4833 | 0.53372 | 0.49362 | 0.52241 | 0.6244 | 0.54242 | 0.48821 | 0.63958 | 0.47186 | 0.54451 | 0.54429 | 0.44174 | 0.52807 | 0.43155 | 0.46438 | 0.56199 | 0.56342 | 0.55227 | 0.64502 | 0.58628 | 0.50366 | 0.58267 | 0.47318 | 0.53624 | 0.52578 | 0.56994 | 0.43269 | 0.51854 | 0.49169 | 0.58287 | 0.5664 | 0.6088 | 0.51645 | 0.56237 | 0.47175 | 0.51147 | 0.4329 | 0.55138 | 0.50621 | 0.55578 | 0.55782 | 0.44972 | 0.57068 | 0.49847 | 0.57633 | 0.62872 | 0.52862 | 0.50805 | 0.6018 | 0.51452 | 0.64534 | 0.5958 | 0.48394 | 0.59988 | 0.58641 | 0.61076 | 0.44389 | 0.63373 | 0.46556 | 0.46797 | 0.63403 | 0.54479 | 0.53038 | 0.58254 | 0.51211 | 0.57117 | 0.52886 | 0.47034 | 0.55766 | 0.60258 | 0.46656 | 0.63604 | 0.59789 | 0.45422 | 0.43277 | 0.55772 | 0.44647 | 0.48112 | 0.62693 | 0.57054 | 0.57975 | 0.44732 | 0.48109 | 0.43696 | 0.64992 | 0.59285 | 0.5037 | 0.54659 | 0.49117 | 0.48457 | 0.48173 | 0.51443 | 0.45658 | 0.56265 | 0.5446 | 0.54167 | 0.63525 | 0.59719 | 0.5822 | 0.51705 | 0.63436 | 0.63297 | 0.47187 | 0.63484 | 0.60371 | 0.53811 | 0.50629 | 0.61425 | 0.62843 | 0.54689 | 0.59608 | 0.58721 | 0.43603 | 0.54978 | 0.62861 | 0.51662 | 0.62936 | 0.567 | 0.61438 | 0.53536 | 0.54677 | 0.56059 | 0.62917 | 0.51402 | 0.60882 | 0.64139 | 0.63004 | 0.43781 | 0.45546 | 0.47441 | 0.63913 | 0.56087 | 0.49039 | 0.45376 | 0.6291 | 0.63836 | 0.50546 | 0.61242 | 0.46114 | 0.49634 | 0.51143 | 0.54616 | 0.61201 | 0.56745 | 0.58473 | 0.58204 | 0.62205 | 0.49784 | 0.62902 | 0.45034 | 0.50026 | 0.64964 | 0.5712 | 0.61179 | 0.49561 | 0.58137 | 0.61811 | 0.54229 | 0.63819 | 0.63018 | 0.49161 | 0.60563 | 0.53731 | 0.63282 | 0.4368 | 0.54803 | 0.61526 | 0.5094 | 0.4486 | 0.48192 | 0.53329 | 0.5187 | 0.63529 | 0.54935 | 0.43229 | 0.56737 | 0.56327 | 0.4381 | 0.44144 | 0.44707 | 0.44651 | 0.53047 | 0.5723 | 0.64453 | 0.59878 | 0.52077 | 0.44521 | 0.54132 | 0.45584 | 0.54019 | 0.47542 | 0.50468 | 0.62498 | 0.62834 | 0.44111 | 0.45975 | 0.44955 | 0.63055 | 0.64916 | 0.63277 | 0.63048 | 0.62082 | 0.49136 | 0.5396 | 0.61375 | 0.61938 | 0.44601 | 0.64278 | 0.5625 | 0.49881 | 0.58597 | 0.53044 | 0.45683 | 0.55766 | 0.56353 | 0.4937 | 0.60798 | 0.43998 | 0.5503 | 0.43098 | 0.45115 | 0.53286 | 0.50172 | 0.4692 | 0.46179 | 0.48092 | 0.43138 | 0.60565 | 0.57692 | 0.58557 | 0.46573 | 0.52584 | 0.59743 | 0.47672 | 0.558 | 0.46287 | 0.57372 | 0.6027 | 0.46809 | 0.64272 | 0.57927 | 0.52548 | 0.49825 | 0.51628 | 0.59125 | 0.53849 | 0.43827 | 0.45814 | 0.59786 | 0.50551 | 0.48554 | 0.48371 | 0.48955 | 0.5365 | 0.63991 | 0.53411 | 0.5303 | 0.59061 | 0.57467 | 0.57234 | 0.58266 | 0.49686 | 0.59544 | 0.49822 | 0.60423 | 0.48889 | 0.58142 | 0.64303 | 0.55195 | 0.44523 | 0.5174 | 0.64997 | 0.63437 | 0.61854 | 0.53022 | 0.62407 | 0.63863 | 0.43109 | 0.43367 | 0.54509 | 0.5601 | 0.52708 | 0.53776 | 0.58631 | 0.56598 | 0.43303 | 0.61783 | 0.58838 | 0.43108 | 0.49572 | 0.48638 | 0.45478 | 0.52016 | 0.57218 | 0.58412 | 0.45785 | 0.56558 | 0.57258 | 0.48338 | 0.45318 | 0.44093 | 0.44787 | 0.45452 | 0.44831 | 0.513 | 0.49617 | 0.47373 | 0.50812 | 0.64754 | 0.63403 | 0.54797 | 0.44155 | 0.59948 | 0.58664 | 0.53392 | 0.64711 | 0.62013 | 0.46988 | 0.43793 | 0.47557 | 0.63566 | 0.46378 | 0.43247 | 0.43977 | 0.43452 | 0.6491 | 0.47993 | 0.62928 | 0.48058 | 0.50847 | 0.58387 | 0.54391 | 0.62303 | 0.44003 | 0.64846 | 0.46784 | 0.50068 | 0.4491 | 0.58009 | 0.43447 | 0.51152 | 0.49776 | 0.62944 | 0.53776 | 0.48536 | 0.61304 | 0.6134 | 0.45539 | 0.57981 | 0.54615 | 0.61161 | 0.43197 | 0.53423 | 0.54978 | 0.633 | 0.51056 | 0.63797 | 0.50214 | 0.63218 | 0.57212 | 0.53151 | 0.64021 | 0.55144 | 0.61664 | 0.61447 | 0.61825 | 0.4836 | 0.43806 | 0.6066 | 0.5037 | 0.44695 | 0.46235 | 0.43576 | 0.62505 | 0.43331 | 0.54931 | 0.43718 | 0.64036 | 0.5066 | 0.56795 | 0.63585 | 0.59685 | 0.53284 | 0.56785 | 0.54847 | 0.62418 | 0.63836 | 0.57076 | 0.54494 | 0.63287 | 0.52813 | 0.44096 | 0.46515 | 0.48554 | 0.6118 | 0.58569 | 0.47564 | 0.50692 | 0.51213 | 0.49424 | 0.48613 | 0.53127 | 0.58179 | 0.53197 | 0.52154 | 0.46604 | 0.45199 | 0.63212 | 0.62667 | 0.47068 | 0.43618 | 0.54191 | 0.58808 | 0.61334 | 0.60833 | 0.51109 | 0.45681 | 0.57196 | 0.43744 | 0.62777 | 0.46809 | 0.61573 | 0.59141 | 0.54612 | 0.44616 | 0.62342 | 0.44524 | 0.48555 | 0.46523 | 0.50468 | 0.57405 | 0.63366 | 0.45134 | 0.60837 | 0.55807 | 0.57646 | 0.51696 | 0.61705 | 0.52354 | 0.4583 | 0.63897 | 0.47501 | 0.5941 | 0.4956 | 0.59471 | 0.50919 | 0.59523 | 0.61531 | 0.58273 | 0.61264 | 0.46875 | 0.55169 | 0.63883 | 0.5561 | 0.53909 | 0.53297 | 0.47071 | 0.61562 | 0.5288 | 0.64515 | 0.60301 | 0.56826 | 0.57385 | 0.57694 | 0.64937 | 0.54954 | 0.45189 | 0.52034 | 0.49712 | 0.55895 | 0.475 | 0.57529 | 0.64239 | 0.56437 | 0.45062 | 0.63192 | 0.53884 | 0.49495 | 0.5924 | 0.45771 | 0.58261 | 0.53018 | 0.58639 | 0.43568 | 0.47434 | 0.4828 | 0.56691 | 0.57797 | 0.461 | 0.51394 | 0.55103 | 0.47424 | 0.5925 | 0.45 | 0.49007 | 0.51007 | 0.51782 | 0.57892 | 0.54529 | 0.64439 | 0.57098 | 0.51075 | 0.5996 | 0.53078 | 0.58541 | 0.53954 | 0.43541 | 0.4353 | 0.64064 | 0.44759 | 0.52436 | 0.60884 | 0.62893 | 0.43587 | 0.60195 | 0.46501 | 0.56302 | 0.55221 | 0.4764 | 0.44113 | 0.55389 | 0.50073 | 0.54459 | 0.49638 | 0.57883 | 0.46437 | 0.60894 | 0.54217 | 0.5564 | 0.64589 | 0.43394 | 0.5056 | 0.48051 | 0.45159 | 0.53307 | 0.44813 | 0.58692 | 0.5524 | 0.54725 | 0.5355 | 0.54754 | 0.58623 | 0.51084 | 0.57052 | 0.57512 | 0.43298 | 0.63656 | 0.48341 | 0.57801 | 0.50229 | 0.43483 | 0.48213 | 0.49199 | 0.621 | 0.48882 | 0.48306 | 0.58682 | 0.5687 | 0.44986 | 0.61577 | 0.54893 | 0.5191 | 0.55652 | 0.61077 | 0.61651 | 0.59829 | 0.50009 | 0.48855 | 0.54061 | 0.62496 | 0.52169 | 0.6311 | 0.5386 | 0.50053 | 0.59339 | 0.51291 | 0.62282 | 0.55545 | 0.46635 | 0.46671 | 0.53723 | 0.57269 | 0.55824 | 0.51238 | 0.45105 | 0.53269 | 0.53001 | 0.62886 | 0.59728 | 0.5209 | 0.43574 | 0.61061 | 0.51494 | 0.64945 | 0.60113 | 0.6335 | 0.6372 | 0.46354 | 0.58229 | 0.4325 | 0.52556 | 0.56874 | 0.60953 | 0.51844 | 0.52947 | 0.53193 | 0.59338 | 0.62796 | 0.53237 | 0.59075 | 0.62885 | 0.44865 | 0.44985 | 0.51125 | 0.55421 | 0.49415 | 0.56037 | 0.54247 | 0.53315 | 0.50824 | 0.53281 | 0.5182 | 0.54245 | 0.51207 | 0.51244 | 0.47942 | 0.57213 | 0.50357 | 0.51 | 0.58675 | 0.62461 | 0.50814 | 0.44973 | 0.55758 | 0.51761 | 0.53568 | 0.52622 | 0.49193 | 0.5683 | 0.47264 | 0.44059 | 0.59865 | 0.58443 | 0.64682 | 0.47733 | 0.63456 | 0.52975 | 0.47308 | 0.64415 | 0.64415 | 0.56997 | 0.49206 | 0.57376 | 0.52962 | 0.47662 | 0.47034 | 0.64652 | 0.47094 | 0.46209 | 0.64872 | 0.55697 | 0.58249 | 0.50207 | 0.53261 | 0.56228 | 0.46168 | 0.58171 | 0.59946 | 0.52321 | 0.51433 | 0.56508 | 0.64519 | 0.6127 | 0.50171 | 0.60587 | 0.64806 | 0.43567 | 0.64202 | 0.61774 | 0.62752 | 0.56067 | 0.48942 | 0.43837 | 0.43903 | 0.64253 | 0.6363 | 0.45903 | 0.6146 | 0.45618 | 0.45394 | 0.63951 | 0.59724 | 0.54162 | 0.47422 | 0.50195 | 0.46906 | 0.5638 | 0.59178 | 0.49517 | 0.44321 | 0.57717 | 0.52841 | 0.46175 | 0.50075 | 0.64978 | 0.44681 | 0.55622 | 0.55311 | 0.52375 | 0.47671 | 0.61062 | 0.50898 | 0.64561 | 0.52935 | 0.50159 | 0.45963 | 0.47969 | 0.54393 | 0.59294 | 0.45845 | 0.63888 | 0.56049 | 0.55698 | 0.49136 | 0.49734 | 0.62927 | 0.59138 | 0.49078 | 0.58401 | 0.48565 | 0.60499 | 0.63348 | 0.63545 | 0.44119 | 0.64526 | 0.54315 | 0.64334 | 0.53226 | 0.45564 | 0.56221 | 0.47468 | 0.47814 | 0.64777 | 0.56082 | 0.57822 | 0.57833 | 0.44445 | 0.53221 | 0.64252 | 0.63189 | 0.52703 | 0.51432 | 0.44898 | 0.4871 | 0.61512 | 0.46239 | 0.62782 | 0.56975 | 0.52281 | 0.63487 | 0.63351 | 0.50917 | 0.64634 | 0.57346 | 0.62287 | 0.49079 | 0.52999 | 0.54521 | 0.57796 | 0.47314 | 0.5642 | 0.50834 | 0.50697 | 0.62732 | 0.61667 | 0.5276 | 0.55894 | 0.58874 | 0.52823 | 0.48824 | 0.46839 | 0.44965 | 0.43215 | 0.44186 | 0.64762 | 0.44052 | 0.55147 | 0.45233 | 0.51474 | 0.51619 | 0.55515 | 0.5456 | 0.5857 | 0.54005 | 0.43352 | 0.64585 | 0.61961 | 0.53292 | 0.56345 | 0.56594 | 0.56204 | 0.47009 | 0.51747 | 0.52219 | 0.53859 | 0.4848 | 0.5927 | 0.56051 | 0.56963 | 0.52825 | 0.47903 | 0.62343 | 0.44023 | 0.44009 | 0.52526 | 0.48663 | 0.47883 | 0.51218 | 0.64312 | 0.63442 | 0.62142 | 0.56266 | 0.6279 | 0.5969 | 0.51877 | 0.53723 | 0.58148 | 0.61829 | 0.55234 | 0.54468 | 0.63462 | 0.5764 | 0.52377 | 0.55512 | 0.58842 | 0.4376 | 0.59632 | 0.61356 | 0.54395 | 0.48529 | 0.52566 | 0.64642 | 0.59051 | 0.58972 | 0.56648 | 0.51303 | 0.51024 | 0.45201 | 0.57137 | 0.44341 | 0.59127 | 0.53703 | 0.43911 | 0.59107 | 0.44797 | 0.43347 | 0.52759 | 0.60968 | 0.64369 | 0.49922 | 0.51787 | 0.43313 | 0.61708 | 0.50159 | 0.48134 | 0.61488 | 0.47921 | 0.53231 | 0.55512 | 0.48847 | 0.43242 | 0.60937 | 0.55261 | 0.54377 | 0.51289 | 0.52384 | 0.43722 | 0.61491 | 0.52674 | 0.5311 | 0.57701 | 0.49234 | 0.61669 | 0.53783 | 0.53969 | 0.565 | 0.56781 | 0.62486 | 0.51163 | 0.48589 | 0.49657 | 0.50271 | 0.50448 | 0.49832 | 0.43658 | 0.61508 | 0.49064 | 0.61979 | 0.43986 | 0.64598 | 0.60252 | 0.44352 | 0.50132 | 0.43464 | 0.52309 | 0.45137 | 0.57245 | 0.46182 | 0.58886 | 0.58566 | 0.48941 | 0.59644 | 0.47669 | 0.51081 | 0.56211 | 0.57042 | 0.49152 | 0.43183 | 0.59529 | 0.64633 | 0.52157 | 0.55913 | 0.52736 | 0.61123 | 0.64642 | 0.58046 | 0.61379 | 0.53854 | 0.49922 | 0.44466 | 0.53157 | 0.44045 | 0.56318 | 0.48237 | 0.44216 | 0.64061 | 0.4541 | 0.5479 | 0.58687 | 0.5097 | 0.64993 | 0.58574 | 0.5201 | 0.43835 | 0.44602 | 0.64281 | 0.47379 | 0.51459 | 0.58847 | 0.46207 | 0.45904 | 0.59242 | 0.56303 | 0.51155 | 0.43947 | 0.46458 | 0.53523 | 0.49603 | 0.61222 | 0.5099 | 0.61383 | 0.60316 | 0.47825 | 0.53135 | 0.62335 | 0.44532 | 0.48283 | 0.55865 | 0.54309 | 0.64667 | 0.63267 | 0.44981 | 0.43567 | 0.63718 | 0.46177 | 0.43959 | 0.64483 | 0.57071 | 0.56454 | 0.58192 | 0.49463 | 0.54695 | 0.5352 | 0.45121 | 0.50655 | 0.46632 | 0.52687 | 0.57706 | 0.48595 | 0.54213 | 0.6321 | 0.60166 | 0.59938 | 0.45108 | 0.55466 | 0.51631 | 0.51101 | 0.55297 | 0.47148 | 0.43135 | 0.58343 | 0.56028 | 0.43195 | 0.59 | 0.53033 | 0.4334 | 0.61027 | 0.47813 | 0.62903 | 0.52415 | 0.61641 | 0.49314 | 0.6269 | 0.58379 | 0.60778 | 0.50211 | 0.54585 | 0.60045 | 0.52685 | 0.57661 | 0.52607 | 0.51661 | 0.62399 | 0.60814 | 0.62509 | 0.59037 | 0.46709 | 0.5799 | 0.45754 | 0.57282 | 0.55082 | 0.52438 | 0.49602 | 0.44642 | 0.63804 | 0.53405 | 0.45223 | 0.52462 | 0.64626 | 0.63211 | 0.53775 | 0.51461 | 0.61831 | 0.4783 | 0.60238 | 0.52466 | 0.50566 | 0.64016 | 0.49804 | 0.58369 | 0.53042 | 0.52341 | 0.62459 | 0.57095 | 0.61869 | 0.60208 | 0.52463 | 0.51506 | 0.56012 | 0.59396 | 0.50998 | 0.46755 | 0.511 | 0.57651 | 0.59729 | 0.46239 | 0.61664 | 0.54977 | 0.50987 | 0.64586 | 0.50409 | 0.55469 | 0.50015 | 0.55633 | 0.56681 | 0.54458 | 0.55297 | 0.64726 | 0.46242 | 0.58817 | 0.55592 | 0.61489 | 0.52001 | 0.44744 | 0.55289 | 0.47198 | 0.58862 | 0.5682 | 0.59578 | 0.49139 | 0.62339 | 0.49105 | 0.50905 | 0.56892 | 0.6332 | 0.63223 | 0.59685 | 0.55588 | 0.59159 | 0.4587 | 0.64981 | 0.60635 | 0.50657 | 0.48628 | 0.45339 | 0.63778 | 0.63224 | 0.599 | 0.52198 | 0.53811 | 0.44589 | 0.58464 | 0.47384 | 0.5223 | 0.5178 | 0.58856 | 0.64818 | 0.46687 | 0.62114 | 0.57898 | 0.57655 | 0.54789 | 0.59781 | 0.49383 | 0.60207 | 0.55235 | 0.64609 | 0.58219 | 0.51469 | 0.63636 | 0.50301 | 0.4441 | 0.52501 | 0.46061 | 0.54828 | 0.49623 | 0.63404 | 0.61092 | 0.4868 | 0.57693 | 0.44876 | 0.43269 | 0.5177 | 0.6426 | 0.49945 | 0.60652 | 0.45228 | 0.53303 | 0.441 | 0.5708 | 0.63594 | 0.46242 | 0.52588 | 0.50184 | 0.46612 | 0.64402 | 0.54144 | 0.50113 | 0.61403 | 0.63379 | 0.47473 | 0.43565 | 0.57243 | 0.58713 | 0.52194 | 0.62652 | 0.60571 | 0.50978 | 0.43979 | 0.48995 | 0.58624 | 0.59975 | 0.52411 | 0.46891 | 0.45053 | 0.48968 | 0.46038 | 0.59503 | 0.53804 | 0.45604 | 0.60641 | 0.53432 | 0.48209 | 0.49651 | 0.43174 | 0.59812 | 0.52728 | 0.5462 | 0.56955 | 0.6345 | 0.5139 | 0.45414 | 0.45997 | 0.45846 | 0.5279 | 0.4948 | 0.62737 | 0.58035 | 0.50851 | 0.58423 | 0.4815 | 0.4525 | 0.58258 | 0.44059 | 0.4928 | 0.50311 | 0.6134 | 0.63121 | 0.64271 | 0.45318 | 0.50367 | 0.54366 | 0.60871 | 0.53554 | 0.58508 | 0.6394 | 0.63386 | 0.43939 | 0.64471 | 0.51358 | 0.61595 | 0.51966 | 0.56883 | 0.57835 | 0.56272 | 0.44892 | 0.63209 | 0.5052 | 0.64162 | 0.55987 | 0.54622 | 0.6459 | 0.51137 | 0.54172 | 0.43915 | 0.63311 | 0.43732 | 0.5333 | 0.62002 | 0.63496 | 0.62948 | 0.5221 | 0.59024 | 0.517 | 0.43105 | 0.62854 | 0.57612 | 0.51194 | 0.44209 | 0.62199 | 0.47781 | 0.58376 | 0.59852 | 0.6104 | 0.59013 | 0.57356 | 0.57463 | 0.61571 | 0.57337 | 0.54698 | 0.52327 | 0.51288 | 0.43958 | 0.52556 | 0.45934 | 0.50247 | 0.55919 | 0.4787 | 0.48174 | 0.4323 | 0.54878 | 0.51139 | 0.61041 | 0.57005 | 0.53616 | 0.532 | 0.63472 | 0.52357 | 0.47335 | 0.45802 | 0.57771 | 0.63456 | 0.57077 | 0.59934 | 0.46857 | 0.5659 | 0.6136 | 0.64388 | 0.63842 | 0.51813 | 0.4722 | 0.48519 | 0.47921 | 0.55065 | 0.44832 | 0.48063 | 0.47865 | 0.58277 | 0.64179 | 0.51154 | 0.63928 | 0.48086 | 0.49728 | 0.54283 | 0.51634 | 0.55279 | 0.51846 | 0.58687 | 0.61741 | 0.62719 | 0.50726 | 0.44174 | 0.46376 | 0.5391 | 0.51475 | 0.51253 | 0.55468 | 0.59034 | 0.63779 | 0.6326 | 0.50791 | 0.55984 | 0.50175 | 0.60273 | 0.50779 | 0.64256 | 0.60796 | 0.4941 | 0.62831 | 0.58207 | 0.48492 | 0.48895 | 0.58567 | 0.62795 | 0.58833 | 0.51592 | 0.59971 | 0.50651 | 0.63215 | 0.44014 | 0.60908 | 0.54252 | 0.44727 | 0.5384 | 0.45928 | 0.50713 | 0.45949 | 0.61722 | 0.64837 | 0.58927 | 0.53729 | 0.43492 | 0.57031 | 0.62295 | 0.54601 | 0.44995 | 0.49887 | 0.55839 | 0.52342 | 0.52991 | 0.5466 | 0.55902 | 0.46593 | 0.49799 | 0.55942 | 0.60589 | 0.57079 | 0.56001 | 0.62231 | 0.64211 | 0.59099 | 0.47874 | 0.5022 | 0.45484 | 0.49521 | 0.50515 | 0.52346 | 0.53237 | 0.62452 | 0.43309 | 0.64394 | 0.5042 | 0.45296 | 0.5451 | 0.55923 | 0.55797 | 0.46681 | 0.48119 | 0.5826 | 0.4358 | 0.45126 | 0.62699 | 0.47619 | 0.6034 | 0.44698 | 0.60113 | 0.57172 | 0.49234 | 0.50601 | 0.56328 | 0.61433 | 0.48478 | 0.5627 | 0.6042 | 0.54739 | 0.48163 | 0.57358 | 0.60478 | 0.60568 | 0.4528 | 0.4748 | 0.61873 | 0.56856 | 0.62252 | 0.47767 | 0.63507 | 0.54024 | 0.55602 | 0.62835 | 0.45301 | 0.45545 | 0.45216 | 0.57614 | 0.43841 | 0.48416 | 0.60929 | 0.43405 | 0.433 | 0.43399 | 0.59133 | 0.49596 | 0.53644 | 0.44732 | 0.44593 | 0.63185 | 0.48376 | 0.58165 | 0.55635 | 0.5672 | 0.5297 | 0.47973 | 0.53864 | 0.61623 | 0.4346 | 0.53245 | 0.62708 | 0.62827 | 0.44971 | 0.57762 | 0.49506 | 0.51437 | 0.43068 | 0.58476 | 0.47227 | 0.58399 | 0.55661 | 0.54868 | 0.54311 | 0.51069 | 0.56737 | 0.5216 | 0.45818 | 0.47974 | 0.49143 | 0.43583 | 0.58661 | 0.59465 | 0.47 | 0.45413 | 0.43919 | 0.52242 | 0.51297 | 0.53012 | 0.60714 | 0.55 | 0.61213 | 0.49097 | 0.479 | 0.52767 | 0.61191 | 0.54461 | 0.64049 | 0.44678 | 0.60122 | 0.48094 | 0.64837 | 0.57059 | 0.48157 | 0.4531 | 0.51349 | 0.61993 | 0.58934 | 0.59199 | 0.6393 | 0.51699 | 0.45413 | 0.46993 | 0.43641 | 0.64021 | 0.61995 | 0.574 | 0.61879 | 0.5781 | 0.63534 | 0.46111 | 0.49904 | 0.49848 | 0.64757 | 0.59341 | 0.49952 | 0.58258 | 0.43253 | 0.56453 | 0.56914 | 0.57107 | 0.60605 | 0.50597 | 0.6122 | 0.57541 | 0.47074 | 0.6033 | 0.5165 | 0.57658 | 0.57739 | 0.62231 | 0.50771 | 0.64391 | 0.64428 | 0.54761 | 0.43248 | 0.5335 | 0.43641 | 0.61211 | 0.4521 | 0.58485 | 0.63316 | 0.63393 | 0.54792 | 0.62905 | 0.5295 | 0.62013 | 0.53282 | 0.45741 | 0.60301 | 0.49169 | 0.5491 | 0.4624 | 0.60607 | 0.64275 | 0.64376 | 0.57173 | 0.45054 | 0.50444 | 0.55942 | 0.43479 | 0.61488 | 0.57671 | 0.62303 | 0.48986 | 0.61901 | 0.47704 | 0.62209 | 0.60203 | 0.64562 | 0.61419 | 0.45023 | 0.61558 | 0.47367 | 0.62582 | 0.44138 | 0.61266 | 0.63158 | 0.62594 | 0.62015 | 0.53879 | 0.6103 | 0.61013 | 0.44664 | 0.4498 | 0.59188 | 0.60172 | 0.4714 | 0.4657 | 0.53786 | 0.47431 | 0.43565 | 0.57735 | 0.48264 | 0.44232 | 0.43431 | 0.44408 | 0.54118 | 0.6486 | 0.54607 | 0.58317 | 0.57333 | 0.47911 | 0.4497 | 0.57351 | 0.54243 | 0.6208 | 0.64057 | 0.61853 | 0.60553 | 0.58696 | 0.50899 | 0.56887 | 0.57858 | 0.60808 | 0.46648 | 0.61668 | 0.52311 | 0.4763 | 0.49636 | 0.50745 | 0.6049 | 0.5743 | 0.63617 | 0.50891 | 0.6471 | 0.50916 | 0.61605 | 0.4622 | 0.62099 | 0.64391 | 0.48646 | 0.60224 | 0.46806 | 0.46951 | 0.55507 | 0.58084 | 0.63284 | 0.58211 | 0.45897 | 0.43839 | 0.48552 | 0.54697 | 0.4765 | 0.50152 | 0.54292 | 0.57286 | 0.5727 | 0.64938 | 0.63419 | 0.43011 | 0.50139 | 0.57561 | 0.47371 | 0.53467 | 0.56941 | 0.6045 | 0.44774 | 0.49659 | 0.61807 | 0.47967 | 0.52096 | 0.47078 | 0.52167 | 0.50203 | 0.50674 | 0.45757 | 0.53898 | 0.53088 | 0.43578 | 0.56332 | 0.55589 | 0.52571 | 0.56504 | 0.64643 | 0.52909 | 0.5996 | 0.61257 | 0.43219 | 0.47856 | 0.58338 | 0.46949 | 0.61541 | 0.5952 | 0.49377 | 0.44017 | 0.61548 | 0.48363 | 0.43305 | 0.44377 | 0.43904 | 0.49035 | 0.6293 | 0.49341 | 0.52408 | 0.44916 | 0.43457 | 0.52436 | 0.53215 | 0.62816 | 0.45812 | 0.47958 | 0.58935 | 0.44062 | 0.53708 | 0.52293 | 0.49056 | 0.45535 | 0.64415 | 0.62716 | 0.6103 | 0.46301 | 0.60596 | 0.51221 | 0.46749 | 0.5533 | 0.56389 | 0.59392 | 0.48683 | 0.52845 | 0.6465 | 0.62554 | 0.44743 | 0.4427 | 0.63678 | 0.59543 | 0.60134 | 0.52867 | 0.44362 | 0.5723 | 0.46582 | 0.60631 | 0.50983 | 0.44821 | 0.53944 | 0.4843 | 0.62796 | 0.43299 | 0.61172 | 0.62871 | 0.48678 | 0.53376 | 0.54891 | 0.49071 | 0.60351 | 0.63485 | 0.50553 | 0.48941 | 0.57955 | 0.61151 | 0.50596 | 0.63057 | 0.48906 | 0.64342 | 0.53108 | 0.5337 | 0.47183 | 0.58487 | 0.56382 | 0.4732 | 0.47771 | 0.58325 | 0.57991 | 0.62761 | 0.53257 | 0.63964 | 0.56482 | 0.57569 | 0.61282 | 0.6129 | 0.62629 | 0.54718 | 0.64535 | 0.525 | 0.46291 | 0.52584 | 0.57963 | 0.62934 | 0.51779 | 0.59886 | 0.5272 | 0.59905 | 0.50353 | 0.51536 | 0.49126 | 0.49505 | 0.63729 | 0.5385 | 0.46575 | 0.43461 | 0.56899 | 0.47773 | 0.64321 | 0.48149 | 0.53772 | 0.48756 | 0.64718 | 0.47979 | 0.44304 | 0.60842 | 0.47102 | 0.45242 | 0.56151 | 0.47398 | 0.60136 | 0.58748 | 0.62662 | 0.43887 | 0.51765 | 0.57512 | 0.43893 | 0.61982 | 0.44532 | 0.46684 | 0.48492 | 0.46885 | 0.55537 | 0.45744 | 0.57692 | 0.60913 | 0.59024 | 0.46386 | 0.49122 | 0.578 | 0.46633 | 0.43679 | 0.54254 | 0.56354 | 0.63236 | 0.50288 | 0.61662 | 0.59882 | 0.50895 | 0.50572 | 0.63879 | 0.60955 | 0.59918 | 0.48319 | 0.46386 | 0.52696 | 0.5774 | 0.56197 | 0.62972 | 0.46433 | 0.52992 | 0.48624 | 0.55563 | 0.48234 | 0.54024 | 0.62167 | 0.54998 | 0.63927 | 0.48092 | 0.44143 | 0.5685 | 0.63243 | 0.55134 | 0.59216 | 0.56426 | 0.51675 | 0.57501 | 0.55769 | 0.54812 | 0.49288 | 0.509 | 0.63074 | 0.51468 | 0.45098 | 0.55694 | 0.59823 | 0.4595 | 0.49209 | 0.52886 | 0.5289 | 0.61371 | 0.62787 | 0.56985 | 0.47236 | 0.44811 | 0.6212 | 0.43125 | 0.51032 | 0.43192 | 0.64224 | 0.46023 | 0.59691 | 0.55564 | 0.44018 | 0.43624 | 0.52517 | 0.58347 | 0.59457 | 0.51918 | 0.50432 | 0.5627 | 0.5166 | 0.44886 | 0.55564 | 0.52417 | 0.61611 | 0.54803 | 0.44656 | 0.44692 | 0.61616 | 0.44958 | 0.45589 | 0.60315 | 0.57917 | 0.64802 | 0.53549 | 0.59884 | 0.63235 | 0.59873 | 0.57124 | 0.47144 | 0.46123 | 0.58711 | 0.58855 | 0.61778 | 0.52374 | 0.64035 | 0.47443 | 0.55171 | 0.64654 | 0.62631 | 0.60895 | 0.46862 | 0.62059 | 0.45052 | 0.60252 | 0.56873 | 0.63512 | 0.55759 | 0.43275 | 0.55522 | 0.56852 | 0.60161 | 0.58871 | 0.60291 | 0.44074 | 0.54264 | 0.50565 | 0.45858 | 0.48098 | 0.43686 | 0.49688 | 0.59815 | 0.59812 | 0.56972 | 0.45708 | 0.52681 | 0.60698 | 0.56945 | 0.48052 | 0.6401 | 0.49508 | 0.62757 | 0.49515 | 0.62066 | 0.50191 | 0.51201 | 0.53912 | 0.44126 | 0.45556 | 0.61394 | 0.55775 | 0.43085 | 0.57933 | 0.6211 | 0.51164 | 0.63215 | 0.56362 | 0.52821 | 0.44601 | 0.49202 | 0.62856 | 0.53975 | 0.54693 | 0.45978 | 0.63769 | 0.54426 | 0.54876 | 0.57829 | 0.46865 | 0.53538 | 0.49557 | 0.48214 | 0.63757 | 0.60349 | 0.52163 | 0.62825 | 0.62309 | 0.5775 | 0.51641 | 0.44191 | 0.521 | 0.62775 | 0.48334 | 0.44123 | 0.59022 | 0.4916 | 0.57331 | 0.45089 | 0.63199 | 0.53745 | 0.60314 | 0.49105 | 0.45238 | 0.45968 | 0.64512 | 0.57797 | 0.64362 | 0.63375 | 0.54795 | 0.47747 | 0.62915 | 0.53059 | 0.6282 | 0.63481 | 0.50109 | 0.63125 | 0.47069 | 0.50193 | 0.52973 | 0.56046 | 0.62907 | 0.46467 | 0.57024 | 0.50251 | 0.52307 | 0.44311 | 0.43322 | 0.4473 | 0.5489 | 0.57496 | 0.63234 | 0.44399 | 0.64589 | 0.64201 | 0.47745 | 0.56872 | 0.52066 | 0.48001 | 0.51585 | 0.63545 | 0.50541 | 0.46024 | 0.58317 | 0.48746 | 0.54759 | 0.61692 | 0.61127 | 0.6245 | 0.57854 | 0.44552 | 0.46964 | 0.50975 | 0.54551 | 0.53828 | 0.51183 | 0.44203 | 0.63354 | 0.58862 | 0.64464 | 0.52978 | 0.43391 | 0.46093 | 0.54087 | 0.43741 | 0.45775 | 0.60216 | 0.48341 | 0.61479 | 0.47528 | 0.50174 | 0.61103 | 0.52176 | 0.51857 | 0.46882 | 0.45243 | 0.54067 | 0.45591 | 0.47824 | 0.49503 | 0.47248 | 0.57627 | 0.63982 | 0.48184 | 0.63793 | 0.59216 | 0.45948 | 0.562 | 0.47619 | 0.53314 | 0.57641 | 0.52989 | 0.57911 | 0.61365 | 0.56283 | 0.59157 | 0.59307 | 0.5934 | 0.5354 | 0.46751 | 0.48903 | 0.61482 | 0.52418 | 0.56692 | 0.46532 | 0.62307 | 0.48606 | 0.64233 | 0.45092 | 0.51724 | 0.52298 | 0.59419 | 0.53647 | 0.57203 | 0.61095 | 0.62331 | 0.56712 | 0.46941 | 0.56438 | 0.62929 | 0.46123 | 0.5458 | 0.48079 | 0.61078 | 0.43411 | 0.52466 | 0.56017 | 0.48766 | 0.47559 | 0.57993 | 0.49992 | 0.63596 | 0.61411 | 0.61946 | 0.52951 | 0.62162 | 0.56806 | 0.51265 | 0.62381 | 0.64275 | 0.44515 | 0.47985 | 0.6452 | 0.44483 | 0.51348 | 0.46527 | 0.45215 | 0.46437 | 0.5248 | 0.43085 | 0.46284 | 0.47892 | 0.58588 | 0.49256 | 0.62389 | 0.57434 | 0.56529 | 0.58419 | 0.58595 | 0.51401 | 0.53925 | 0.52931 | 0.51441 | 0.60244 | 0.47168 | 0.52679 | 0.6402 | 0.43122 | 0.58588 | 0.57394 | 0.55846 | 0.43475 | 0.61437 | 0.51226 | 0.55992 | 0.53631 | 0.48593 | 0.52912 | 0.54282 | 0.49492 | 0.57529 | 0.49232 | 0.46379 | 0.44 | 0.43385 | 0.56419 | 0.53115 | 0.51039 | 0.43922 | 0.44962 | 0.46326 | 0.46411 | 0.44747 | 0.45692 | 0.63273 | 0.63081 | 0.6119 | 0.62624 | 0.48805 | 0.54885 | 0.45198 | 0.57073 | 0.61693 | 0.62778 | 0.6274 | 0.51445 | 0.62757 | 0.57048 | 0.59572 | 0.53041 | 0.63148 | 0.62459 | 0.46957 | 0.55072 | 0.46278 | 0.63899 | 0.48371 | 0.52308 | 0.45585 | 0.64965 | 0.54451 | 0.64295 | 0.56452 | 0.64403 | 0.54838 | 0.60308 | 0.48247 | 0.57832 | 0.46147 | 0.4529 | 0.44309 | 0.44458 | 0.57415 | 0.46035 | 0.6066 | 0.55959 | 0.53645 | 0.5923 | 0.48135 | 0.59293 | 0.4598 | 0.58489 | 0.53461 | 0.54828 | 0.59625 | 0.45556 | 0.47561 | 0.61418 | 0.58413 | 0.62812 | 0.46217 | 0.611 | 0.46854 | 0.4422 | 0.45107 | 0.59391 | 0.57545 | 0.62707 | 0.58229 | 0.44977 | 0.47882 | 0.53962 | 0.54117 | 0.50132 | 0.43697 | 0.46173 | 0.52042 | 0.6011 | 0.6117 | 0.57777 | 0.58402 | 0.64774 | 0.48964 | 0.48769 | 0.44737 | 0.43543 | 0.47751 | 0.47241 | 0.60104 | 0.52769 | 0.50873 | 0.53259 | 0.53698 | 0.59856 | 0.61774 | 0.63545 | 0.62595 | 0.5747 | 0.64021 | 0.46411 | 0.54884 | 0.618 | 0.52435 | 0.55999 | 0.61485 | 0.51679 | 0.5706 | 0.58253 | 0.52244 | 0.59426 | 0.62666 | 0.50481 | 0.50251 | 0.60541 | 0.62256 | 0.43407 | 0.4892 | 0.50156 | 0.43749 | 0.46545 | 0.59242 | 0.63445 | 0.48419 | 0.6255 | 0.53695 | 0.49029 | 0.49136 | 0.44471 | 0.59674 | 0.50481 | 0.45774 | 0.44556 | 0.56717 | 0.57296 | 0.59884 | 0.56693 | 0.44624 | 0.53802 | 0.53057 | 0.57989 | 0.46796 | 0.46981 | 0.48625 | 0.51387 | 0.57636 | 0.62974 | 0.54818 | 0.61395 | 0.45937 | 0.52592 | 0.46882 | 0.63767 | 0.45126 | 0.43234 | 0.44655 | 0.58117 | 0.58419 | 0.5202 | 0.50482 | 0.63083 | 0.44525 | 0.56156 | 0.63218 | 0.60829 | 0.54499 | 0.61494 | 0.57074 | 0.4994 | 0.61527 | 0.44436 | 0.57832 | 0.55635 | 0.60124 | 0.59103 | 0.54682 | 0.4305 | 0.61287 | 0.58342 | 0.49736 | 0.46545 | 0.46812 | 0.53513 | 0.61895 | 0.51184 | 0.48415 | 0.54286 | 0.60899 | 0.59808 | 0.48375 | 0.63559 | 0.55035 | 0.5937 | 0.44949 | 0.44895 | 0.60979 | 0.54806 | 0.58329 | 0.50694 | 0.56519 | 0.57705 | 0.63677 | 0.55 | 0.59907 | 0.56953 | 0.59088 | 0.47512 | 0.43514 | 0.50636 | 0.56087 | 0.47156 | 0.56682 | 0.49276 | 0.58124 | 0.57338 | 0.55579 | 0.53957 | 0.48256 | 0.64832 | 0.57503 | 0.52429 | 0.58614 | 0.60236 | 0.4907 | 0.51167 | 0.56841 | 0.49133 | 0.43688 | 0.49308 | 0.45689 | 0.57386 | 0.593 | 0.5842 | 0.44082 | 0.6214 | 0.58775 | 0.61703 | 0.5552 | 0.60313 | 0.54755 | 0.4797 | 0.522 | 0.52266 | 0.50622 | 0.55851 | 0.44145 | 0.43562 | 0.61682 | 0.45244 | 0.44831 | 0.62546 | 0.5294 | 0.59382 | 0.49969 | 0.5571 | 0.54542 | 0.48808 | 0.43772 | 0.44986 | 0.60997 | 0.55561 | 0.59849 | 0.5765 | 0.50016 | 0.5414 | 0.53655 | 0.57965 | 0.51531 | 0.55062 | 0.52359 | 0.46878 | 0.51718 | 0.53777 | 0.5026 | 0.50069 | 0.6202 | 0.5042 | 0.50733 | 0.64913 | 0.47453 | 0.55158 | 0.52872 | 0.46856 | 0.50382 | 0.49405 | 0.51156 | 0.4598 | 0.4559 | 0.55922 | 0.43916 | 0.52454 | 0.46686 | 0.49009 | 0.52611 | 0.48299 | 0.48075 | 0.47401 | 0.61234 | 0.48593 | 0.6336 | 0.4871 | 0.52804 | 0.50623 | 0.52343 | 0.44078 | 0.5769 | 0.55469 | 0.606 | 0.46596 | 0.46996 | 0.56242 | 0.58871 | 0.48235 | 0.45922 | 0.53741 | 0.48248 | 0.51624 | 0.6497 | 0.61502 | 0.55766 | 0.49097 | 0.52099 | 0.48416 | 0.51262 | 0.5522 | 0.58773 | 0.43956 | 0.43305 | 0.44023 | 0.50699 | 0.5779 | 0.60491 | 0.64564 | 0.52026 | 0.51041 | 0.46439 | 0.48545 | 0.44558 | 0.62445 | 0.56163 | 0.51793 | 0.60638 | 0.44862 | 0.64669 | 0.56793 | 0.47144 | 0.46738 | 0.43498 | 0.49981 | 0.63914 | 0.58749 | 0.4783 | 0.44664 | 0.62994 | 0.51253 | 0.57198 | 0.5132 | 0.49961 | 0.5858 | 0.56609 | 0.46892 | 0.52109 | 0.57711 | 0.57439 | 0.51579 | 0.6085 | 0.51546 | 0.47998 | 0.50444 | 0.51041 | 0.52481 | 0.46442 | 0.64264 | 0.64897 | 0.52611 | 0.64899 | 0.61765 | 0.6041 | 0.61137 | 0.52225 | 0.46201 | 0.54539 | 0.53459 | 0.56093 | 0.57713 | 0.55265 | 0.6481 | 0.62927 | 0.53112 | 0.57065 | 0.62773 | 0.58023 | 0.61511 | 0.49377 | 0.44607 | 0.47208 | 0.52908 | 0.5661 | 0.64472 | 0.49129 | 0.64356 | 0.58954 | 0.45389 | 0.43398 | 0.52638 | 0.45459 | 0.46775 | 0.44712 | 0.45512 | 0.48709 | 0.59464 | 0.635 | 0.56368 | 0.54453 | 0.5783 | 0.51199 | 0.46102 | 0.45514 | 0.53043 | 0.58595 | 0.50616 | 0.49861 | 0.595 | 0.6146 | 0.46052 | 0.56384 | 0.63401 | 0.59234 | 0.56465 | 0.52799 | 0.52783 | 0.5323 | 0.55363 | 0.44091 | 0.63845 | 0.50751 | 0.61187 | 0.44783 | 0.52445 | 0.62347 | 0.49985 | 0.58049 | 0.56672 | 0.6087 | 0.54481 | 0.54264 | 0.56505 | 0.5159 | 0.62783 | 0.5395 | 0.48101 | 0.63515 | 0.5353 | 0.6123 | 0.59625 | 0.43122 | 0.47085 | 0.49356 | 0.59326 | 0.60282 | 0.56267 | 0.56287 | 0.55772 | 0.58997 | 0.47753 | 0.4685 | 0.63785 | 0.54714 | 0.63071 | 0.48413 | 0.64758 | 0.64104 | 0.43351 | 0.57713 | 0.44063 | 0.59918 | 0.59338 | 0.54045 | 0.62041 | 0.6226 | 0.65 | 0.50612 | 0.64496 | 0.61571 | 0.46766 | 0.47506 | 0.46894 | 0.63891 | 0.6072 | 0.48514 | 0.44043 | 0.48035 | 0.50135 | 0.64463 | 0.5186 | 0.48327 | 0.50437 | 0.58163 | 0.43562 | 0.46483 | 0.57098 | 0.56944 | 0.5192 | 0.54311 | 0.64722 | 0.50641 | 0.53899 | 0.57713 | 0.56626 | 0.46282 | 0.43156 | 0.64241 | 0.49474 | 0.46972 | 0.6142 | 0.58053 | 0.57428 | 0.43349 | 0.60362 | 0.53157 | 0.55607 | 0.44209 | 0.48327 | 0.63996 | 0.5938 | 0.58549 | 0.64003 | 0.58281 | 0.64727 | 0.54974 | 0.51961 | 0.4757 | 0.50354 | 0.56936 | 0.54037 | 0.58379 | 0.49613 | 0.51819 | 0.49974 | 0.56976 | 0.51725 | 0.44702 | 0.5796 | 0.56622 | 0.50625 | 0.46131 | 0.44694 | 0.51381 | 0.56186 | 0.56138 | 0.43017 | 0.5567 | 0.52044 | 0.55116 | 0.49739 | 0.61025 | 0.505 | 0.57946 | 0.61563 | 0.6244 | 0.47982 | 0.64325 | 0.53167 | 0.49923 | 0.59145 | 0.64528 | 0.49968 | 0.58898 | 0.47411 | 0.44188 | 0.59163 | 0.43222 | 0.55092 | 0.57087 | 0.54329 | 0.47942 | 0.57035 | 0.56189 | 0.6329 | 0.54721 | 0.58588 | 0.51672 | 0.61036 | 0.58511 | 0.495 | 0.55951 | 0.57516 | 0.49154 | 0.63549 | 0.49695 | 0.61818 | 0.49424 | 0.50241 | 0.60766 | 0.56825 | 0.46358 | 0.54955 | 0.44525 | 0.53078 | 0.64855 | 0.46056 | 0.63341 | 0.49037 | 0.59622 | 0.46406 | 0.57524 | 0.52138 | 0.491 | 0.57932 | 0.46081 | 0.56946 | 0.51008 | 0.5203 | 0.44523 | 0.61783 | 0.57851 | 0.54567 | 0.55136 | 0.4374 | 0.58445 | 0.62365 | 0.53012 | 0.47457 | 0.59338 | 0.63392 | 0.54699 | 0.57615 | 0.53335 | 0.53882 | 0.4447 | 0.63136 | 0.47096 | 0.55698 | 0.4425 | 0.58008 | 0.56511 | 0.45443 | 0.44402 | 0.63477 | 0.50671 | 0.5047 | 0.51847 | 0.44248 | 0.47642 | 0.46346 | 0.55676 | 0.56558 | 0.62553 | 0.51034 | 0.55386 | 0.59536 | 0.56527 | 0.55059 | 0.6143 | 0.48399 | 0.61656 | 0.50117 | 0.52704 | 0.48983 | 0.44726 | 0.63198 | 0.44001 | 0.48141 | 0.62688 | 0.50889 | 0.58665 | 0.57802 | 0.55863 | 0.60944 | 0.5527 | 0.50581 | 0.54241 | 0.64067 | 0.64382 | 0.61257 | 0.54279 | 0.50384 | 0.48414 | 0.49816 | 0.6339 | 0.6485 | 0.62494 | 0.63998 | 0.58833 | 0.64189 | 0.59828 | 0.4645 | 0.62262 | 0.49984 | 0.45406 | 0.64123 | 0.4698 | 0.43195 | 0.49817 | 0.46478 | 0.61143 | 0.57349 | 0.44366 | 0.46682 | 0.50582 | 0.5882 | 0.58577 | 0.62716 | 0.48014 | 0.45184 | 0.48718 | 0.5963 | 0.45623 | 0.48806 | 0.60669 | 0.51439 | 0.50485 | 0.43698 | 0.63001 | 0.64602 | 0.6045 | 0.43724 | 0.43644 | 0.6201 | 0.51138 | 0.53956 | 0.52853 | 0.44773 | 0.61386 | 0.62451 | 0.54457 | 0.45814 | 0.46603 | 0.56483 | 0.51113 | 0.59818 | 0.49669 | 0.61548 | 0.47354 | 0.5822 | 0.54061 | 0.4487 | 0.63701 | 0.61525 | 0.45298 | 0.62401 | 0.63565 | 0.44223 | 0.57567 | 0.56449 | 0.60342 | 0.58031 | 0.48846 | 0.56205 | 0.4582 | 0.4659 | 0.56892 | 0.5974 | 0.47687 | 0.56388 | 0.58282 | 0.56315 | 0.43261 | 0.53763 | 0.54688 | 0.54706 | 0.44979 | 0.45318 | 0.57516 | 0.57373 | 0.44796 | 0.5191 | 0.47008 | 0.53612 | 0.51132 | 0.6426 | 0.57779 | 0.53619 | 0.59982 | 0.58388 | 0.55095 | 0.55126 | 0.46134 | 0.55983 | 0.64806 | 0.63043 | 0.56831 | 0.56139 | 0.46211 | 0.49274 | 0.48275 | 0.5911 | 0.50714 | 0.60559 | 0.63515 | 0.64983 | 0.5445 | 0.48268 | 0.49916 | 0.61865 | 0.46671 | 0.53352 | 0.54234 | 0.62296 | 0.44522 | 0.57477 | 0.49145 | 0.56685 | 0.59685 | 0.48195 | 0.58493 | 0.47947 | 0.58493 | 0.59841 | 0.55066 | 0.64447 | 0.46931 | 0.45963 | 0.60885 | 0.60719 | 0.53269 | 0.55861 | 0.48474 | 0.48121 | 0.62991 | 0.57231 | 0.55274 | 0.49532 | 0.63221 | 0.60983 | 0.61926 | 0.55552 | 0.59059 | 0.55313 | 0.63547 | 0.53968 | 0.44718 | 0.55008 | 0.49122 | 0.57116 | 0.55981 | 0.59505 | 0.5435 | 0.61067 | 0.47546 | 0.50326 | 0.50415 | 0.47098 | 0.62667 | 0.5487 | 0.54592 | 0.62418 | 0.53154 | 0.50257 | 0.48678 | 0.50615 | 0.44011 | 0.625 | 0.63259 | 0.44076 | 0.48253 | 0.45105 | 0.63351 | 0.49552 | 0.62013 | 0.54126 | 0.53545 | 0.59943 | 0.6225 | 0.50798 | 0.51275 | 0.47871 | 0.58115 | 0.4977 | 0.63255 | 0.43929 | 0.49975 | 0.50459 | 0.50687 | 0.50627 | 0.56717 | 0.48101 | 0.58489 | 0.53814 | 0.56558 | 0.47618 | 0.59308 | 0.5646 | 0.4618 | 0.4617 | 0.61189 | 0.48946 | 0.48923 | 0.60098 | 0.58915 | 0.46909 | 0.62933 | 0.6086 | 0.50189 | 0.51655 | 0.51591 | 0.43316 | 0.55964 | 0.61551 | 0.61269 | 0.43785 | 0.52049 | 0.58671 | 0.52501 | 0.49532 | 0.5841 | 0.57013 | 0.62379 | 0.43368 | 0.48429 | 0.5063 | 0.56757 | 0.47175 | 0.64329 | 0.64897 | 0.59835 | 0.45033 | 0.62923 | 0.48369 | 0.5445 | 0.53871 | 0.58837 | 0.55074 | 0.60444 | 0.53714 | 0.62372 | 0.54266 | 0.47329 | 0.58831 | 0.63759 | 0.53635 | 0.45056 | 0.55725 | 0.54592 | 0.63648 | 0.63968 | 0.55358 | 0.52253 | 0.44285 | 0.464 | 0.64373 | 0.54071 | 0.51423 | 0.54922 | 0.5366 | 0.44025 | 0.59188 | 0.55937 | 0.61788 | 0.60528 | 0.57931 | 0.4791 | 0.55247 | 0.57554 | 0.64381 | 0.44995 | 0.51788 | 0.52403 | 0.44696 | 0.44738 | 0.43333 | 0.59781 | 0.62586 | 0.54873 | 0.43533 | 0.48142 | 0.45426 | 0.605 | 0.54263 | 0.60123 | 0.57793 | 0.46372 | 0.52107 | 0.5747 | 0.64813 | 0.47426 | 0.56711 | 0.54454 | 0.47439 | 0.58323 | 0.45599 | 0.44701 | 0.56217 | 0.63571 | 0.60253 | 0.48166 | 0.59328 | 0.4976 | 0.56576 | 0.58013 | 0.51669 | 0.44865 | 0.54665 | 0.49364 | 0.54452 | 0.48976 | 0.49226 | 0.55501 | 0.53521 | 0.47916 | 0.46611 | 0.59857 | 0.46739 | 0.44625 | 0.49916 | 0.55622 | 0.54132 | 0.64503 | 0.53955 | 0.53733 | 0.48928 | 0.61843 | 0.4887 | 0.49212 | 0.55219 | 0.60129 | 0.64549 | 0.46346 | 0.63308 | 0.45735 | 0.50361 | 0.62509 | 0.43698 | 0.49697 | 0.45763 | 0.43138 | 0.46804 | 0.57513 | 0.56784 | 0.45925 | 0.6283 | 0.61142 | 0.48192 | 0.61594 | 0.63791 | 0.45849 | 0.5042 | 0.45534 | 0.53054 | 0.63667 | 0.61697 | 0.55906 | 0.43078 | 0.53318 | 0.51154 | 0.58774 | 0.56414 | 0.47318 | 0.5985 | 0.51914 | 0.5875 | 0.59485 | 0.50765 | 0.45204 | 0.46149 | 0.55855 | 0.523 | 0.52319 | 0.62251 | 0.48215 | 0.63872 | 0.47072 | 0.44499 | 0.54855 | 0.55058 | 0.5643 | 0.55031 | 0.63753 | 0.49261 | 0.59989 | 0.63233 | 0.43132 | 0.44476 | 0.51165 | 0.52984 | 0.61408 | 0.44747 | 0.53724 | 0.49399 | 0.5703 | 0.63807 | 0.52641 | 0.51013 | 0.48298 | 0.51649 | 0.5273 | 0.45002 | 0.43925 | 0.46687 | 0.47006 | 0.56768 | 0.50273 | 0.45258 | 0.49294 | 0.62826 | 0.61855 | 0.58699 | 0.62475 | 0.56838 | 0.62589 | 0.43322 | 0.48738 | 0.43666 | 0.56306 | 0.62347 | 0.49913 | 0.57255 | 0.49305 | 0.61651 | 0.51634 | 0.60808 | 0.61108 | 0.50858 | 0.64238 | 0.47316 | 0.53093 | 0.60363 | 0.55042 | 0.46105 | 0.59375 | 0.47506 | 0.5519 | 0.52035 | 0.49977 | 0.61143 | 0.56871 | 0.57547 | 0.56329 | 0.58854 | 0.57061 | 0.55281 | 0.46884 | 0.54454 | 0.58106 | 0.54362 | 0.54167 | 0.60949 | 0.56161 | 0.4873 | 0.57442 | 0.62125 | 0.54073 | 0.53548 | 0.43935 | 0.53519 | 0.54094 | 0.63679 | 0.59466 | 0.52961 | 0.54298 | 0.50848 | 0.45902 | 0.62588 | 0.57467 | 0.45678 | 0.56086 | 0.60372 | 0.43018 | 0.51077 | 0.64057 | 0.59458 | 0.64925 | 0.4874 | 0.62557 | 0.51605 | 0.62575 | 0.46725 | 0.46295 | 0.50378 | 0.45286 | 0.55115 | 0.59608 | 0.4972 | 0.61859 | 0.47864 | 0.4437 | 0.61078 | 0.56629 | 0.6225 | 0.49329 | 0.44947 | 0.45618 | 0.59695 | 0.60619 | 0.59442 | 0.63793 | 0.47905 | 0.4828 | 0.62961 | 0.4913 | 0.59922 | 0.5342 | 0.61945 | 0.51602 | 0.6166 | 0.64709 | 0.60207 | 0.63584 | 0.59817 | 0.52354 | 0.61036 | 0.44531 | 0.46736 | 0.50286 | 0.51965 | 0.45865 | 0.63233 | 0.54062 | 0.45675 | 0.5895 | 0.59707 | 0.47094 | 0.64368 | 0.53214 | 0.51187 | 0.48348 | 0.64163 | 0.55425 | 0.44964 | 0.47511 | 0.63773 | 0.4824 | 0.60774 | 0.58622 | 0.58312 | 0.54996 | 0.48911 | 0.53839 | 0.61895 | 0.62967 | 0.49044 | 0.50645 | 0.53888 | 0.48953 | 0.50352 | 0.64371 | 0.62616 | 0.55218 | 0.50586 | 0.43554 | 0.50313 | 0.47384 | 0.45264 | 0.43224 | 0.49348 | 0.54659 | 0.43592 | 0.62212 | 0.50446 | 0.46136 | 0.60271 | 0.62545 | 0.61027 | 0.44082 | 0.61492 | 0.50947 | 0.43863 | 0.59242 | 0.46786 | 0.47353 | 0.5162 | 0.59539 | 0.51261 | 0.47538 | 0.54545 | 0.52827 | 0.56014 | 0.51127 | 0.62845 | 0.60818 | 0.54759 | 0.63328 | 0.64492 | 0.44938 | 0.61488 | 0.48127 | 0.51908 | 0.47489 | 0.43393 | 0.54452 | 0.44438 | 0.50627 | 0.56556 | 0.58496 | 0.44501 | 0.47155 | 0.60058 | 0.63485 | 0.46603 | 0.62333 | 0.58916 | 0.43573 | 0.51143 | 0.51881 | 0.43699 | 0.46057 | 0.46611 | 0.51621 | 0.44758 | 0.61393 | 0.54125 | 0.52428 | 0.49972 | 0.44397 | 0.43063 | 0.50895 | 0.52115 | 0.6401 | 0.59812 | 0.52839 | 0.53974 | 0.498 | 0.49257 | 0.59249 | 0.54489 | 0.59849 | 0.59749 | 0.6368 | 0.57764 | 0.58436 | 0.56293 | 0.51367 | 0.6113 | 0.61748 | 0.52175 | 0.48698 | 0.44765 | 0.52054 | 0.55576 | 0.51554 | 0.61493 | 0.59287 | 0.52607 | 0.61256 | 0.60346 | 0.52679 | 0.46734 | 0.48379 | 0.63311 | 0.61208 | 0.54785 | 0.44744 | 0.5043 | 0.59697 | 0.61582 | 0.63619 | 0.63009 | 0.54891 | 0.47728 | 0.49116 | 0.45226 | 0.61171 | 0.64806 | 0.60586 | 0.52325 | 0.4353 | 0.56082 | 0.59353 | 0.62117 | 0.4366 | 0.62978 | 0.44628 | 0.52024 | 0.50582 | 0.58762 | 0.53512 | 0.62473 | 0.5081 | 0.62419 | 0.57661 | 0.52689 | 0.51198 | 0.52438 | 0.60491 | 0.6468 | 0.64918 | 0.45266 | 0.63345 | 0.44829 | 0.50015 | 0.43725 | 0.47441 | 0.58205 | 0.44256 | 0.54503 | 0.64247 | 0.53278 | 0.4332 | 0.49791 | 0.47046 | 0.52979 | 0.61371 | 0.48575 | 0.43007 | 0.5936 | 0.49284 | 0.52362 | 0.55281 | 0.55313 | 0.52766 | 0.56393 | 0.52184 | 0.61399 | 0.48165 | 0.45545 | 0.47394 | 0.44424 | 0.60126 | 0.50787 | 0.5929 | 0.63044 | 0.56546 | 0.53756 | 0.5953 | 0.46577 | 0.44795 | 0.50846 | 0.55671 | 0.50515 | 0.51226 | 0.56978 | 0.49946 | 0.5224 | 0.57969 | 0.6099 | 0.55954 | 0.5037 | 0.58922 | 0.45505 | 0.43217 | 0.48479 | 0.60005 | 0.58784 | 0.53385 | 0.45146 | 0.43968 | 0.5298 | 0.43122 | 0.434 | 0.47686 | 0.57782 | 0.50228 | 0.63131 | 0.59497 | 0.58937 | 0.61793 | 0.48167 | 0.53604 | 0.46875 | 0.52151 | 0.54794 | 0.47331 | 0.47572 | 0.60092 | 0.58611 | 0.59617 | 0.50437 | 0.53676 | 0.5447 | 0.44346 | 0.51239 | 0.46918 | 0.55459 | 0.51092 | 0.55461 | 0.64158 | 0.6179 | 0.53916 | 0.52626 | 0.63815 | 0.58425 | 0.45046 | 0.58354 | 0.61367 | 0.61473 | 0.64209 | 0.53336 | 0.62771 | 0.57238 | 0.56146 | 0.43061 | 0.50411 | 0.57804 | 0.63383 | 0.56813 | 0.52923 | 0.53874 | 0.43988 | 0.64531 | 0.43715 | 0.61136 | 0.50756 | 0.56409 | 0.56493 | 0.59672 | 0.4932 | 0.62291 | 0.52835 | 0.58802 | 0.63228 | 0.50676 | 0.51359 | 0.5807 | 0.48213 | 0.55901 | 0.45221 | 0.60107 | 0.55432 | 0.61415 | 0.64148 | 0.5325 | 0.64115 | 0.4364 | 0.55905 | 0.4911 | 0.47308 | 0.62098 | 0.54073 | 0.56591 | 0.47613 | 0.53804 | 0.52356 | 0.62108 | 0.54665 | 0.48965 | 0.46399 | 0.47292 | 0.54303 | 0.62632 | 0.62762 | 0.56484 | 0.59502 | 0.4718 | 0.57274 | 0.48898 | 0.47004 | 0.62788 | 0.63301 | 0.54327 | 0.47977 | 0.44235 | 0.58405 | 0.44697 | 0.60362 | 0.59805 | 0.58777 | 0.49808 | 0.64499 | 0.43581 | 0.50305 | 0.45332 | 0.54599 | 0.48523 | 0.50822 | 0.53059 | 0.48544 | 0.45566 | 0.48032 | 0.46768 | 0.55355 | 0.44612 | 0.44002 | 0.62516 | 0.45483 | 0.54644 | 0.50106 | 0.55986 | 0.48954 | 0.44348 | 0.59359 | 0.57784 | 0.54637 | 0.47175 | 0.43894 | 0.6426 | 0.45059 | 0.4446 | 0.551 | 0.55507 | 0.51252 | 0.54778 | 0.56313 | 0.49107 | 0.56609 | 0.49608 | 0.45434 | 0.52114 | 0.59051 | 0.60053 | 0.51447 | 0.56549 | 0.54835 | 0.43806 | 0.46187 | 0.53153 | 0.59621 | 0.57512 | 0.56024 | 0.59996 | 0.43659 | 0.60945 | 0.47912 | 0.6033 | 0.43981 | 0.5746 | 0.46699 | 0.45798 | 0.47982 | 0.49695 | 0.63541 | 0.59351 | 0.53138 | 0.59136 | 0.56138 | 0.5594 | 0.63956 | 0.62083 | 0.50855 | 0.52257 | 0.61161 | 0.62182 | 0.59961 | 0.55872 | 0.58047 | 0.49899 | 0.43245 | 0.54057 | 0.59582 | 0.57097 | 0.56683 | 0.52613 | 0.50951 | 0.58574 | 0.51801 | 0.58049 | 0.64313 | 0.63005 | 0.54693 | 0.64535 | 0.54318 | 0.63906 | 0.64606 | 0.58694 | 0.52453 | 0.64772 | 0.63047 | 0.64778 | 0.57211 | 0.49761 | 0.45289 | 0.64838 | 0.59006 | 0.60763 | 0.57961 | 0.47472 | 0.6105 | 0.56049 | 0.59753 | 0.47503 | 0.47766 | 0.63397 | 0.64662 | 0.647 | 0.61997 | 0.50941 | 0.48854 | 0.50741 | 0.5716 | 0.48852 | 0.53053 | 0.61206 | 0.54846 | 0.64241 | 0.52436 | 0.52437 | 0.45737 | 0.4981 | 0.62301 | 0.51349 | 0.62692 | 0.45979 | 0.53885 | 0.47872 | 0.44265 | 0.60593 | 0.47238 | 0.64738 | 0.55581 | 0.46628 | 0.59687 | 0.50853 | 0.43556 | 0.55517 | 0.63717 | 0.52537 | 0.45764 | 0.53121 | 0.54027 | 0.55234 | 0.47047 | 0.60438 | 0.58823 | 0.49836 | 0.45575 | 0.52722 | 0.61774 | 0.60153 | 0.45939 | 0.49963 | 0.56701 | 0.63085 | 0.62298 | 0.50705 | 0.46533 | 0.5721 | 0.56617 | 0.61561 | 0.64914 | 0.56953 | 0.55005 | 0.51202 | 0.57549 | 0.54565 | 0.55548 | 0.57444 | 0.4944 | 0.48777 | 0.50237 | 0.57046 | 0.53624 | 0.55876 | 0.44732 | 0.54014 | 0.62008 | 0.63503 | 0.49252 | 0.62712 | 0.44579 | 0.58042 | 0.50866 | 0.49532 | 0.46695 | 0.46112 | 0.63176 | 0.61838 | 0.50017 | 0.58848 | 0.47336 | 0.58271 | 0.53504 | 0.56362 | 0.6384 | 0.48844 | 0.57839 | 0.64412 | 0.58951 | 0.54167 | 0.50419 | 0.45326 | 0.44849 | 0.63298 | 0.51412 | 0.52047 | 0.52943 | 0.48059 | 0.53652 | 0.55531 | 0.60711 | 0.56919 | 0.59571 | 0.63855 | 0.45569 | 0.44306 | 0.62518 | 0.45359 | 0.55964 | 0.4547 | 0.53581 | 0.48127 | 0.43122 | 0.48963 | 0.55431 | 0.47947 | 0.5197 | 0.63406 | 0.48945 | 0.5931 | 0.49506 | 0.61005 | 0.47635 | 0.55059 | 0.46998 | 0.58479 | 0.54716 | 0.52347 | 0.59405 | 0.61795 | 0.61807 | 0.64069 | 0.53085 | 0.64744 | 0.60957 | 0.64887 | 0.61582 | 0.45412 | 0.64726 | 0.60823 | 0.64006 | 0.59463 | 0.55687 | 0.50473 | 0.43301 | 0.4758 | 0.44559 | 0.56332 | 0.6277 | 0.51319 | 0.61376 | 0.58264 | 0.5093 | 0.62285 | 0.48705 | 0.49124 | 0.46659 | 0.48799 | 0.43091 | 0.43701 | 0.44898 | 0.50894 | 0.6136 | 0.53158 | 0.51322 | 0.63144 | 0.46831 | 0.5224 | 0.57253 | 0.44556 | 0.48743 | 0.61583 | 0.61158 | 0.61505 | 0.53157 | 0.47363 | 0.54849 | 0.49695 | 0.5542 | 0.58952 | 0.53947 | 0.62929 | 0.54833 | 0.54743 | 0.54299 | 0.57656 | 0.56524 | 0.61507 | 0.56356 | 0.49064 | 0.46743 | 0.59218 | 0.50658 | 0.43788 | 0.64454 | 0.55399 | 0.47077 | 0.64656 | 0.46729 | 0.51636 | 0.55557 | 0.58675 | 0.4442 | 0.59173 | 0.59087 | 0.5206 | 0.64285 | 0.50467 | 0.53044 | 0.62419 | 0.48702 | 0.58932 | 0.64735 | 0.45455 | 0.48269 | 0.59837 | 0.4689 | 0.52913 | 0.59179 | 0.53751 | 0.51912 | 0.62082 | 0.4663 | 0.50455 | 0.48138 | 0.55822 | 0.49825 | 0.49798 | 0.55058 | 0.53327 | 0.59149 | 0.56608 | 0.58317 | 0.4579 | 0.63702 | 0.52971 | 0.61934 | 0.43783 | 0.49909 | 0.64101 | 0.54359 | 0.60062 | 0.48337 | 0.48133 | 0.52122 | 0.53601 | 0.44884 | 0.44957 | 0.58084 | 0.47028 | 0.43407 | 0.49529 | 0.63704 | 0.50861 | 0.61436 | 0.64057 | 0.44808 | 0.57941 | 0.45583 | 0.45228 | 0.4682 | 0.61052 | 0.47082 | 0.54097 | 0.46718 | 0.56305 | 0.63336 | 0.55027 | 0.46064 | 0.63889 | 0.60927 | 0.61787 | 0.49201 | 0.6255 | 0.62537 | 0.45805 | 0.48975 | 0.51212 | 0.47224 | 0.62145 | 0.54283 | 0.46532 | 0.60192 | 0.604 | 0.5029 | 0.61773 | 0.64982 | 0.57267 | 0.58663 | 0.44814 | 0.46583 | 0.51629 | 0.56186 | 0.62183 | 0.55249 | 0.62062 | 0.59983 | 0.50701 | 0.58205 | 0.64976 | 0.54308 | 0.48075 | 0.51957 | 0.44472 | 0.46499 | 0.46547 | 0.55623 | 0.59354 | 0.49666 | 0.49738 | 0.63433 | 0.55841 | 0.60762 | 0.57763 | 0.55801 | 0.49669 | 0.63368 | 0.62624 | 0.52784 | 0.44687 | 0.48132 | 0.45341 | 0.43201 | 0.43063 | 0.56878 | 0.61769 | 0.56686 | 0.45321 | 0.56983 | 0.60607 | 0.44873 | 0.4678 | 0.57288 | 0.45289 | 0.4824 | 0.56628 | 0.48669 | 0.47493 | 0.56782 | 0.64906 | 0.45313 | 0.53726 | 0.44172 | 0.57672 | 0.61601 | 0.51375 | 0.57353 | 0.60822 | 0.49691 | 0.6234 | 0.54331 | 0.6331 | 0.58673 | 0.44401 | 0.48898 | 0.43276 | 0.63776 | 0.55303 | 0.56193 | 0.57648 | 0.47431 | 0.64124 | 0.50241 | 0.62126 | 0.54325 | 0.63956 | 0.48303 | 0.50112 | 0.50191 | 0.51897 | 0.49714 | 0.52038 | 0.47164 | 0.44408 | 0.6123 | 0.64508 | 0.59915 | 0.47674 | 0.5366 | 0.47006 | 0.60934 | 0.55788 | 0.49096 | 0.52299 | 0.46104 | 0.58823 | 0.44398 | 0.46814 | 0.64457 | 0.55032 | 0.60502 | 0.47476 | 0.63345 | 0.64004 | 0.46274 | 0.58162 | 0.56094 | 0.44501 | 0.47083 | 0.58983 | 0.5146 | 0.48785 | 0.47661 | 0.53699 | 0.50082 | 0.54635 | 0.6199 | 0.57836 | 0.60502 | 0.50787 | 0.55819 | 0.5831 | 0.44118 | 0.58905 | 0.61781 | 0.64224 | 0.4968 | 0.60394 | 0.49829 | 0.58886 | 0.44065 | 0.62416 | 0.53625 | 0.43462 | 0.52057 | 0.49819 | 0.64699 | 0.5743 | 0.53253 | 0.57722 | 0.44271 | 0.46638 | 0.49922 | 0.64808 | 0.59099 | 0.50662 | 0.533 | 0.54584 | 0.56372 | 0.47354 | 0.62935 | 0.45333 | 0.56873 | 0.61098 | 0.50736 | 0.52597 | 0.45962 | 0.49863 | 0.6087 | 0.59383 | 0.52287 | 0.58107 | 0.64421 | 0.61603 | 0.62898 | 0.52707 | 0.6353 | 0.51046 | 0.642 | 0.50075 | 0.49095 | 0.56599 | 0.60884 | 0.54919 | 0.61153 | 0.61065 | 0.52349 | 0.53862 | 0.48797 | 0.48805 | 0.49269 | 0.53659 | 0.56535 | 0.47641 | 0.49433 | 0.53943 | 0.60599 | 0.60492 | 0.44055 | 0.43989 | 0.5448 | 0.53909 | 0.47605 | 0.61413 | 0.59188 | 0.52041 | 0.58748 | 0.55934 | 0.64999 | 0.63632 | 0.50632 | 0.51229 | 0.55533 | 0.51708 | 0.60351 | 0.50411 | 0.6257 | 0.51758 | 0.62854 | 0.54205 | 0.55241 | 0.53126 | 0.53905 | 0.58539 | 0.52887 | 0.44916 | 0.59319 | 0.51767 | 0.51852 | 0.43616 | 0.47959 | 0.50287 | 0.45312 | 0.64165 | 0.5857 | 0.58161 | 0.54857 | 0.44102 | 0.46217 | 0.48391 | 0.53704 | 0.45917 | 0.63799 | 0.57178 | 0.54603 | 0.44379 | 0.56044 | 0.64383 | 0.63361 | 0.53571 | 0.4611 | 0.46222 | 0.59245 | 0.62248 | 0.60708 | 0.52879 | 0.45895 | 0.44244 | 0.44657 | 0.43596 | 0.53217 | 0.483 | 0.56636 | 0.64 | 0.59205 | 0.44551 | 0.52913 | 0.4424 | 0.49786 | 0.57364 | 0.4309 | 0.60809 | 0.56625 | 0.60337 | 0.63667 | 0.55078 | 0.56352 | 0.56857 | 0.4898 | 0.58116 | 0.59471 | 0.51771 | 0.43087 | 0.64617 | 0.46862 | 0.44925 | 0.57949 | 0.46427 | 0.59684 | 0.52725 | 0.56606 | 0.48859 | 0.47685 | 0.54034 | 0.44552 | 0.61462 | 0.45258 | 0.59144 | 0.51985 | 0.44844 | 0.59978 | 0.55604 | 0.63159 | 0.59719 | 0.54561 | 0.64067 | 0.5309 | 0.43732 | 0.56978 | 0.55629 | 0.51789 | 0.61022 | 0.44624 | 0.53868 | 0.61671 | 0.56579 | 0.46533 | 0.43878 | 0.48448 | 0.50917 | 0.46679 | 0.46875 | 0.45891 | 0.45738 | 0.44678 | 0.49799 | 0.44892 | 0.58254 | 0.57132 | 0.56462 | 0.63478 | 0.62774 | 0.51489 | 0.64773 | 0.58156 | 0.5538 | 0.55371 | 0.4952 | 0.58569 | 0.5455 | 0.59659 | 0.59319 | 0.48288 | 0.60514 | 0.5017 | 0.64683 | 0.64257 | 0.56755 | 0.47863 | 0.47988 | 0.61621 | 0.63106 | 0.49384 | 0.56528 | 0.46732 | 0.61973 | 0.46719 | 0.61942 | 0.52251 | 0.55079 | 0.49596 | 0.51621 | 0.5618 | 0.44397 | 0.5332 | 0.63145 | 0.64763 | 0.50381 | 0.44044 | 0.60884 | 0.51573 | 0.5567 | 0.64712 | 0.46586 | 0.44024 | 0.64633 | 0.48515 | 0.59179 | 0.47911 | 0.53153 | 0.47345 | 0.43574 | 0.63848 | 0.6433 | 0.61516 | 0.50929 | 0.47706 | 0.53941 | 0.55657 | 0.43931 | 0.6242 | 0.59386 | 0.64128 | 0.58446 | 0.52545 | 0.44232 | 0.51882 | 0.56592 | 0.4471 | 0.62092 | 0.55942 | 0.55322 | 0.45485 | 0.56391 | 0.62808 | 0.45304 | 0.50535 | 0.54243 | 0.56614 | 0.56758 | 0.6481 | 0.62586 | 0.50371 | 0.50029 | 0.60424 | 0.51006 | 0.62367 | 0.60755 | 0.45551 | 0.51342 | 0.46507 | 0.54938 | 0.63803 | 0.52094 | 0.55189 | 0.44605 | 0.60717 | 0.46358 | 0.57851 | 0.56741 | 0.5666 | 0.43763 | 0.43672 | 0.57315 | 0.43998 | 0.51666 | 0.46465 | 0.52482 | 0.47356 | 0.64766 | 0.44405 | 0.53868 | 0.49962 | 0.58726 | 0.6282 | 0.55424 | 0.47229 | 0.45674 | 0.53034 | 0.48943 | 0.56914 | 0.54338 | 0.54253 | 0.53944 | 0.60751 | 0.54572 | 0.46038 | 0.44269 | 0.60548 | 0.56868 | 0.4614 | 0.61559 | 0.60054 | 0.45098 | 0.45322 | 0.5179 | 0.55089 | 0.55803 | 0.56427 | 0.44278 | 0.6429 | 0.55235 | 0.43712 | 0.45517 | 0.48375 | 0.53316 | 0.63486 | 0.64431 | 0.47804 | 0.5742 | 0.48428 | 0.43438 | 0.56407 | 0.61118 | 0.49684 | 0.63957 | 0.45566 | 0.52558 | 0.59272 | 0.59779 | 0.62261 | 0.4475 | 0.60156 | 0.62251 | 0.5287 | 0.45926 | 0.52572 | 0.54611 | 0.52728 | 0.56904 | 0.56699 | 0.48724 | 0.57318 | 0.50414 | 0.53138 | 0.59252 | 0.56339 | 0.45783 | 0.557 | 0.57507 | 0.58683 | 0.57968 | 0.4927 | 0.51397 | 0.55191 | 0.43381 | 0.57653 | 0.4892 | 0.59537 | 0.57284 | 0.46464 | 0.59866 | 0.514 | 0.48439 | 0.44219 | 0.59656 | 0.43457 | 0.49609 | 0.45814 | 0.4958 | 0.46712 | 0.63033 | 0.50379 | 0.55226 | 0.59917 | 0.59657 | 0.59964 | 0.58691 | 0.46093 | 0.53837 | 0.60922 | 0.502 | 0.63165 | 0.44427 | 0.51697 | 0.61382 | 0.48635 | 0.623 | 0.43941 | 0.53513 | 0.4517 | 0.45419 | 0.46115 | 0.58121 | 0.46205 | 0.55058 | 0.64217 | 0.49184 | 0.57526 | 0.44067 | 0.4747 | 0.50865 | 0.64258 | 0.44479 | 0.46028 | 0.45532 | 0.58952 | 0.56342 | 0.43545 | 0.50425 | 0.55103 | 0.46419 | 0.59055 | 0.49255 | 0.43656 | 0.55407 | 0.64454 | 0.58218 | 0.52112 | 0.43808 | 0.56415 | 0.46843 | 0.52563 | 0.54209 | 0.52828 | 0.4384 | 0.50637 | 0.56935 | 0.53821 | 0.50553 | 0.64949 | 0.54572 | 0.61352 | 0.62548 | 0.61427 | 0.49802 | 0.56727 | 0.58644 | 0.54042 | 0.53144 | 0.61023 | 0.57099 | 0.47725 | 0.59411 | 0.52266 | 0.62916 | 0.47326 | 0.64913 | 0.49852 | 0.47706 | 0.62493 | 0.49233 | 0.61283 | 0.50117 | 0.56814 | 0.52522 | 0.44934 | 0.52492 | 0.57232 | 0.64335 | 0.48436 | 0.6258 | 0.48159 | 0.50603 | 0.43059 | 0.48847 | 0.50093 | 0.44784 | 0.61414 | 0.53226 | 0.64659 | 0.47762 | 0.57878 | 0.55529 | 0.57553 | 0.48632 | 0.55009 | 0.51847 | 0.63831 | 0.62874 | 0.57413 | 0.51814 | 0.49276 | 0.46982 | 0.44003 | 0.60632 | 0.58672 | 0.62814 | 0.53324 | 0.55165 | 0.63305 | 0.5684 | 0.50371 | 0.57305 | 0.50208 | 0.45531 | 0.50545 | 0.60496 | 0.51764 | 0.64917 | 0.64085 | 0.59131 | 0.47263 | 0.51337 | 0.46458 | 0.53127 | 0.44873 | 0.63159 | 0.48208 | 0.462 | 0.6139 | 0.47957 | 0.46743 | 0.59768 | 0.46712 | 0.57739 | 0.54165 | 0.64693 | 0.55612 | 0.48576 | 0.51113 | 0.62491 | 0.60006 | 0.56581 | 0.43923 | 0.43892 | 0.48199 | 0.56831 | 0.45177 | 0.4584 | 0.48378 | 0.50964 | 0.5517 | 0.62992 | 0.59947 | 0.59789 | 0.49211 | 0.64527 | 0.43828 | 0.45416 | 0.57846 | 0.56354 | 0.45823 | 0.51966 | 0.49355 | 0.58341 | 0.45781 | 0.6143 | 0.46072 | 0.57885 | 0.50433 | 0.49097 | 0.53808 | 0.6391 | 0.63348 | 0.59009 | 0.48122 | 0.56871 | 0.4823 | 0.6074 | 0.45547 | 0.48324 | 0.48706 | 0.5875 | 0.54544 | 0.62579 | 0.51026 | 0.53939 | 0.64058 | 0.63961 | 0.60516 | 0.46788 | 0.61652 | 0.57368 | 0.63981 | 0.53232 | 0.58894 | 0.58036 | 0.56565 | 0.44609 | 0.54916 | 0.46787 | 0.61409 | 0.57541 | 0.49471 | 0.5402 | 0.57955 | 0.55466 | 0.63763 | 0.43627 | 0.62882 | 0.54212 | 0.57286 | 0.5878 | 0.64196 | 0.53604 | 0.4823 | 0.64003 | 0.49322 | 0.56322 | 0.59627 | 0.56047 | 0.57291 | 0.51825 | 0.49249 | 0.60839 | 0.50043 | 0.47089 | 0.43303 | 0.5102 | 0.55137 | 0.47758 | 0.59026 | 0.56879 | 0.43008 | 0.46448 | 0.52875 | 0.6127 | 0.57373 | 0.55476 | 0.60063 | 0.62339 | 0.52407 | 0.56945 | 0.649 | 0.64299 | 0.62251 | 0.61798 | 0.51972 | 0.44012 | 0.55439 | 0.46644 | 0.59741 | 0.6205 | 0.43962 | 0.63935 | 0.51424 | 0.55404 | 0.55485 | 0.64986 | 0.50694 | 0.62737 | 0.46093 | 0.44144 | 0.62117 | 0.571 | 0.4512 | 0.51535 | 0.61807 | 0.59928 | 0.52718 | 0.5895 | 0.58174 | 0.58704 | 0.53247 | 0.45893 | 0.56189 | 0.59854 | 0.52727 | 0.55287 | 0.51304 | 0.43715 | 0.62673 | 0.54028 | 0.58339 | 0.50896 | 0.57253 | 0.45441 | 0.46626 | 0.48381 | 0.4558 | 0.62116 | 0.54826 | 0.59672 | 0.52985 | 0.64557 | 0.59254 | 0.63616 | 0.43582 | 0.5101 | 0.5147 | 0.44135 | 0.50595 | 0.52671 | 0.49871 | 0.50514 | 0.47393 | 0.48005 | 0.54707 | 0.51996 | 0.58732 | 0.45034 | 0.49032 | 0.52863 | 0.58507 | 0.49232 | 0.48309 | 0.50945 | 0.59538 | 0.52011 | 0.55937 | 0.64623 | 0.60606 | 0.44964 | 0.51519 | 0.55534 | 0.59139 | 0.53581 | 0.45199 | 0.57126 | 0.58421 | 0.64259 | 0.4807 | 0.55706 | 0.6438 | 0.51438 | 0.64129 | 0.64521 | 0.60384 | 0.60187 | 0.46052 | 0.5374 | 0.57612 | 0.53801 | 0.58922 | 0.52084 | 0.50658 | 0.62955 | 0.53974 | 0.45022 | 0.61815 | 0.43911 | 0.60478 | 0.48613 | 0.45038 | 0.45001 | 0.54252 | 0.44278 | 0.45415 | 0.52203 | 0.47654 | 0.62591 | 0.56819 | 0.43842 | 0.51596 | 0.46397 | 0.48538 | 0.43169 | 0.53311 | 0.54415 | 0.55302 | 0.64573 | 0.60863 | 0.57125 | 0.63683 | 0.473 | 0.49169 | 0.56513 | 0.59107 | 0.54345 | 0.47671 | 0.608 | 0.54365 | 0.57595 | 0.59418 | 0.49595 | 0.57661 | 0.61741 | 0.4888 | 0.62262 | 0.482 | 0.56411 | 0.54624 | 0.59361 | 0.63669 | 0.50118 | 0.50543 | 0.54038 | 0.63656 | 0.63762 | 0.52405 | 0.45497 | 0.56206 | 0.5555 | 0.56219 | 0.56007 | 0.60312 | 0.63105 | 0.58822 | 0.48509 | 0.50621 | 0.51308 | 0.49524 | 0.56689 | 0.53395 | 0.63459 | 0.56385 | 0.63198 | 0.59033 | 0.59393 | 0.63822 | 0.54329 | 0.5936 | 0.48235 | 0.49614 | 0.61606 | 0.48411 | 0.47559 | 0.64332 | 0.4448 | 0.44823 | 0.48457 | 0.63822 | 0.62962 | 0.64785 | 0.54893 | 0.4758 | 0.58391 | 0.62245 | 0.48251 | 0.46172 | 0.49072 | 0.45629 | 0.44431 | 0.46141 | 0.51878 | 0.55988 | 0.59347 | 0.49416 | 0.63023 | 0.50326 | 0.44019 | 0.57786 | 0.49087 | 0.52803 | 0.62399 | 0.43877 | 0.48343 | 0.63718 | 0.48639 | 0.5363 | 0.63607 | 0.60699 | 0.53059 | 0.53397 | 0.56127 | 0.55842 | 0.61694 | 0.57896 | 0.44298 | 0.51644 | 0.43598 | 0.60463 | 0.59362 | 0.43936 | 0.60046 | 0.46082 | 0.46803 | 0.49232 | 0.57965 | 0.57813 | 0.63756 | 0.60686 | 0.63774 | 0.45944 | 0.48702 | 0.56935 | 0.59186 | 0.6274 | 0.52427 | 0.62664 | 0.51816 | 0.53572 | 0.4924 | 0.64922 | 0.57524 | 0.51109 | 0.55107 | 0.52837 | 0.50002 | 0.64641 | 0.62345 | 0.47355 | 0.63588 | 0.49547 | 0.51003 | 0.57937 | 0.59377 | 0.5922 | 0.58228 | 0.62379 | 0.45082 | 0.62811 | 0.60682 | 0.56848 | 0.47386 | 0.64683 | 0.56502 | 0.59473 | 0.53897 | 0.5079 | 0.63864 | 0.63755 | 0.44633 | 0.59927 | 0.53447 | 0.51819 | 0.55244 | 0.56225 | 0.63168 | 0.49717 | 0.63042 | 0.55666 | 0.50228 | 0.54875 | 0.54258 | 0.64906 | 0.44509 | 0.60791 | 0.46083 | 0.57692 | 0.627 | 0.50471 | 0.62367 | 0.5692 | 0.48717 | 0.62358 | 0.57904 | 0.52702 | 0.62117 | 0.62541 | 0.57339 | 0.54123 | 0.57582 | 0.47933 | 0.58664 | 0.54501 | 0.6478 | 0.57686 | 0.43435 | 0.48924 | 0.54263 | 0.45948 | 0.56761 | 0.62941 | 0.61242 | 0.54017 | 0.53074 | 0.47821 | 0.61263 | 0.61079 | 0.52951 | 0.54477 | 0.56289 | 0.57199 | 0.47476 | 0.46016 | 0.58771 | 0.48406 | 0.61032 | 0.61703 | 0.63997 | 0.52944 | 0.56114 | 0.45085 | 0.49248 | 0.59981 | 0.63845 | 0.46467 | 0.62456 | 0.53582 | 0.56324 | 0.43886 | 0.46262 | 0.50608 | 0.55661 | 0.57982 | 0.43039 | 0.538 | 0.57389 | 0.55088 | 0.55114 | 0.48844 | 0.63128 | 0.51783 | 0.48783 | 0.55113 | 0.58554 | 0.53111 | 0.45011 | 0.52863 | 0.48178 | 0.48129 | 0.44588 | 0.56142 | 0.57517 | 0.45184 | 0.51967 | 0.59113 | 0.47303 | 0.44141 | 0.43979 | 0.53994 | 0.63407 | 0.62874 | 0.60047 | 0.60626 | 0.64687 | 0.59986 | 0.45893 | 0.50349 | 0.53086 | 0.57752 | 0.54702 | 0.55259 | 0.50447 | 0.57762 | 0.51183 | 0.57304 | 0.55005 | 0.57643 | 0.44257 | 0.4645 | 0.50653 | 0.48331 | 0.58012 | 0.47256 | 0.57812 | 0.56666 | 0.64088 | 0.57394 | 0.51897 | 0.43814 | 0.54017 | 0.49754 | 0.5494 | 0.44561 | 0.54275 | 0.59501 | 0.5834 | 0.4675 | 0.54876 | 0.60054 | 0.6322 | 0.56307 | 0.64786 | 0.56987 | 0.5427 | 0.46175 | 0.54703 | 0.52013 | 0.64136 | 0.62238 | 0.54904 | 0.54722 | 0.64453 | 0.57732 | 0.63771 | 0.46245 | 0.59617 | 0.43765 | 0.4377 | 0.5715 | 0.56523 | 0.54684 | 0.45671 | 0.48281 | 0.51391 | 0.52593 | 0.43864 | 0.58064 | 0.45387 | 0.55562 | 0.56078 | 0.48352 | 0.47671 | 0.53683 | 0.58784 | 0.59199 | 0.55712 | 0.64994 | 0.5542 | 0.63659 | 0.64246 | 0.61811 | 0.48333 | 0.50549 | 0.5308 | 0.45092 | 0.44992 | 0.6017 | 0.57896 | 0.4529 | 0.6188 | 0.4544 | 0.63529 | 0.58438 | 0.5078 | 0.43885 | 0.48422 | 0.6148 | 0.55902 | 0.45223 | 0.50193 | 0.59784 | 0.51185 | 0.46569 | 0.45259 | 0.59049 | 0.48222 | 0.45791 | 0.58064 | 0.44974 | 0.46972 | 0.50633 | 0.50742 | 0.57328 | 0.59271 | 0.46693 | 0.58913 | 0.46891 | 0.61689 | 0.47398 | 0.61256 | 0.47853 | 0.61633 | 0.59698 | 0.49616 | 0.43466 | 0.55657 | 0.62884 | 0.48061 | 0.50362 | 0.64947 | 0.64633 | 0.51142 | 0.57426 | 0.60436 | 0.57789 | 0.5263 | 0.57031 | 0.49133 | 0.51715 | 0.51446 | 0.63522 | 0.46053 | 0.63381 | 0.48931 | 0.51697 | 0.63224 | 0.55122 | 0.64773 | 0.53264 | 0.50126 | 0.47685 | 0.52837 | 0.4438 | 0.59694 | 0.58038 | 0.56859 | 0.56064 | 0.54806 | 0.48261 | 0.47556 | 0.524 | 0.45158 | 0.60703 | 0.58406 | 0.55712 | 0.63067 | 0.54691 | 0.52554 | 0.48455 | 0.53262 | 0.64654 | 0.56398 | 0.55217 | 0.62102 | 0.63113 | 0.58728 | 0.64738 | 0.51895 | 0.49455 | 0.58674 | 0.6038 | 0.43464 | 0.50066 | 0.60005 | 0.60602 | 0.45814 | 0.5307 | 0.46293 | 0.44041 | 0.55477 | 0.63136 | 0.45465 | 0.58383 | 0.50223 | 0.50539 | 0.43121 | 0.59285 | 0.4931 | 0.55823 | 0.59171 | 0.49621 | 0.56787 | 0.51432 | 0.64989 | 0.56595 | 0.46692 | 0.61873 | 0.51197 | 0.47133 | 0.54788 | 0.48534 | 0.50611 | 0.58693 | 0.45077 | 0.55638 | 0.4503 | 0.4919 | 0.53859 | 0.59156 | 0.55607 | 0.59105 | 0.59335 | 0.58912 | 0.64807 | 0.52448 | 0.43869 | 0.5333 | 0.64881 | 0.49233 | 0.60804 | 0.53995 | 0.51151 | 0.55429 | 0.55516 | 0.50782 | 0.63468 | 0.49008 | 0.5178 | 0.51274 | 0.59816 | 0.46075 | 0.51159 | 0.48864 | 0.44209 | 0.56313 | 0.625 | 0.48662 | 0.48185 | 0.6312 | 0.46755 | 0.53112 | 0.58425 | 0.54837 | 0.54158 | 0.44742 | 0.59696 | 0.45714 | 0.45727 | 0.53365 | 0.52619 | 0.43231 | 0.54655 | 0.44406 | 0.53238 | 0.62609 | 0.49621 | 0.43919 | 0.62346 | 0.64707 | 0.611 | 0.45054 | 0.59102 | 0.50793 | 0.63586 | 0.50753 | 0.53683 | 0.60444 | 0.609 | 0.4902 | 0.57238 | 0.61196 | 0.49943 | 0.50369 | 0.57202 | 0.48988 | 0.54608 | 0.56951 | 0.5255 | 0.51065 | 0.55763 | 0.62455 | 0.56979 | 0.54696 | 0.59971 | 0.58405 | 0.48694 | 0.6127 | 0.51015 | 0.57903 | 0.53512 | 0.47351 | 0.45378 | 0.43576 | 0.50733 | 0.5965 | 0.52791 | 0.54967 | 0.44528 | 0.57264 | 0.4806 | 0.47774 | 0.52285 | 0.53199 | 0.53316 | 0.47256 | 0.56942 | 0.47662 | 0.45217 | 0.60539 | 0.49316 | 0.46025 | 0.52489 | 0.51482 | 0.59906 | 0.43194 | 0.58136 | 0.57727 | 0.43669 | 0.63842 | 0.44712 | 0.60779 | 0.64518 | 0.47755 | 0.48426 | 0.47833 | 0.49176 | 0.54249 | 0.49165 | 0.53704 | 0.60336 | 0.58096 | 0.57964 | 0.54462 | 0.45959 | 0.52324 | 0.56814 | 0.51387 | 0.53382 | 0.43795 | 0.56953 | 0.44404 | 0.49456 | 0.55333 | 0.58083 | 0.47562 | 0.4679 | 0.51491 | 0.52004 | 0.555 | 0.44939 | 0.46834 | 0.63753 | 0.56078 | 0.4653 | 0.62581 | 0.49449 | 0.57829 | 0.44053 | 0.60037 | 0.59242 | 0.58275 | 0.55007 | 0.48223 | 0.44462 | 0.51394 | 0.59581 | 0.48075 | 0.59279 | 0.52606 | 0.62919 | 0.63977 | 0.51097 | 0.61938 | 0.63916 | 0.63292 | 0.53421 | 0.61892 | 0.56468 | 0.54685 | 0.52925 | 0.6263 | 0.43459 | 0.51224 | 0.48628 | 0.58563 | 0.54547 | 0.53606 | 0.54923 | 0.61529 | 0.54101 | 0.63257 | 0.48419 | 0.48981 | 0.61609 | 0.61342 | 0.55585 | 0.51616 | 0.64179 | 0.56562 | 0.63003 | 0.465 | 0.58665 | 0.61906 | 0.57378 | 0.63898 | 0.6121 | 0.60949 | 0.51523 | 0.6048 | 0.58987 | 0.58407 | 0.50323 | 0.52573 | 0.51301 | 0.52182 | 0.56359 | 0.48931 | 0.6102 | 0.59381 | 0.56628 | 0.461 | 0.49649 | 0.6491 | 0.57493 | 0.53893 | 0.53184 | 0.58672 | 0.56397 | 0.45948 | 0.52108 | 0.57634 | 0.54532 | 0.49764 | 0.54346 | 0.55952 | 0.58641 | 0.54436 | 0.43197 | 0.55427 | 0.58278 | 0.55253 | 0.55128 | 0.58648 | 0.45287 | 0.49333 | 0.4825 | 0.54448 | 0.52373 | 0.59284 | 0.53396 | 0.6194 | 0.54559 | 0.62869 | 0.46636 | 0.45746 | 0.48057 | 0.59932 | 0.58524 | 0.59307 | 0.54145 | 0.49052 | 0.55092 | 0.59962 | 0.54184 | 0.64339 | 0.62239 | 0.5926 | 0.47222 | 0.50186 | 0.47177 | 0.53751 | 0.46696 | 0.5121 | 0.56949 | 0.54837 | 0.45288 | 0.61571 | 0.45703 | 0.59298 | 0.5304 | 0.55922 | 0.45263 | 0.58284 | 0.48241 | 0.61661 | 0.62725 | 0.45763 | 0.61472 | 0.63875 | 0.44004 | 0.56488 | 0.63556 | 0.63565 | 0.57049 | 0.48953 | 0.50269 | 0.63989 | 0.59458 | 0.45493 | 0.5922 | 0.63398 | 0.49078 | 0.58333 | 0.47652 | 0.52588 | 0.43714 | 0.61856 | 0.53927 | 0.55465 | 0.4773 | 0.46091 | 0.63193 | 0.58031 | 0.64264 | 0.52384 | 0.46627 | 0.61606 | 0.53257 | 0.48898 | 0.49629 | 0.56321 | 0.54768 | 0.55506 | 0.52905 | 0.48513 | 0.47657 | 0.583 | 0.59494 | 0.60081 | 0.43947 | 0.5899 | 0.63418 | 0.47484 | 0.60391 | 0.56745 | 0.52188 | 0.60774 | 0.51528 | 0.4489 | 0.6316 | 0.52469 | 0.46533 | 0.59285 | 0.45369 | 0.54623 | 0.47609 | 0.52531 | 0.45879 | 0.50191 | 0.60588 | 0.51244 | 0.49652 | 0.45308 | 0.64521 | 0.4822 | 0.44367 | 0.46725 | 0.6235 | 0.53799 | 0.61036 | 0.47167 | 0.47964 | 0.48717 | 0.64121 | 0.4935 | 0.64683 | 0.46443 | 0.58949 | 0.51016 | 0.43247 | 0.44823 | 0.58486 | 0.56628 | 0.52861 | 0.44298 | 0.64851 | 0.53613 | 0.45839 | 0.54532 | 0.47584 | 0.5227 | 0.46057 | 0.43117 | 0.48151 | 0.54629 | 0.5098 | 0.56438 | 0.52509 | 0.43404 | 0.44437 | 0.61436 | 0.62614 | 0.633 | 0.63509 | 0.59611 | 0.53035 | 0.47909 | 0.55007 | 0.56871 | 0.59454 | 0.55687 | 0.59919 | 0.44892 | 0.64032 | 0.56443 | 0.64173 | 0.45823 | 0.59827 | 0.53945 | 0.44702 | 0.44727 | 0.52714 | 0.59757 | 0.49929 | 0.64805 | 0.61852 | 0.62388 | 0.49628 | 0.60679 | 0.63984 | 0.51466 | 0.43344 | 0.50498 | 0.48452 | 0.5645 | 0.57594 | 0.47558 | 0.57618 | 0.63254 | 0.54957 | 0.50959 | 0.49078 | 0.43717 | 0.5884 | 0.63542 | 0.61606 | 0.5601 | 0.46293 | 0.6197 | 0.56446 | 0.45569 | 0.44166 | 0.48621 | 0.48712 | 0.56148 | 0.51155 | 0.64482 | 0.48047 | 0.62431 | 0.58531 | 0.51206 | 0.55894 | 0.44026 | 0.53442 | 0.46493 | 0.51581 | 0.53885 | 0.55331 | 0.56013 | 0.59915 | 0.43728 | 0.43699 | 0.44616 | 0.54424 | 0.47434 | 0.56025 | 0.62811 | 0.58222 | 0.43558 | 0.45787 | 0.45883 | 0.54199 | 0.43762 | 0.52088 | 0.50933 | 0.58599 | 0.59221 | 0.56228 | 0.52104 | 0.46594 | 0.60268 | 0.57739 | 0.58736 | 0.44235 | 0.49473 | 0.59355 | 0.46768 | 0.55122 | 0.52938 | 0.57809 | 0.45436 | 0.62424 | 0.43824 | 0.43278 | 0.46679 | 0.51792 | 0.5894 | 0.64154 | 0.52951 | 0.6423 | 0.54051 | 0.61048 | 0.54973 | 0.5426 | 0.53267 | 0.5693 | 0.57666 | 0.57292 | 0.62381 | 0.5838 | 0.48599 | 0.61459 | 0.61323 | 0.61772 | 0.53615 | 0.58213 | 0.53746 | 0.44475 | 0.55331 | 0.64538 | 0.44696 | 0.6277 | 0.5679 | 0.60159 | 0.48493 | 0.6269 | 0.62286 | 0.6374 | 0.60143 | 0.47789 | 0.51917 | 0.54503 | 0.54571 | 0.51065 | 0.45013 | 0.509 | 0.59188 | 0.44194 | 0.58829 | 0.43095 | 0.60408 | 0.58459 | 0.47817 | 0.5181 | 0.43486 | 0.5282 | 0.44305 | 0.61662 | 0.57484 | 0.63126 | 0.60669 | 0.62348 | 0.49106 | 0.44906 | 0.50644 | 0.61772 | 0.60168 | 0.47168 | 0.64566 | 0.57377 | 0.48648 | 0.44035 | 0.57015 | 0.5155 | 0.51371 | 0.44578 | 0.63639 | 0.45211 | 0.60268 | 0.50956 | 0.46325 | 0.54768 | 0.61623 | 0.63895 | 0.58945 | 0.46379 | 0.45533 | 0.5222 | 0.46187 | 0.54145 | 0.55262 | 0.57345 | 0.57293 | 0.58384 | 0.60456 | 0.44971 | 0.56405 | 0.4855 | 0.56764 | 0.63887 | 0.46662 | 0.43999 | 0.50082 | 0.52547 | 0.55535 | 0.4515 | 0.51418 | 0.50325 | 0.57684 | 0.53798 | 0.59508 | 0.61919 | 0.45689 | 0.48126 | 0.46457 | 0.45941 | 0.59627 | 0.55371 | 0.47209 | 0.53621 | 0.55823 | 0.46858 | 0.53151 | 0.43085 | 0.5616 | 0.56465 | 0.48765 | 0.64901 | 0.6072 | 0.48659 | 0.6234 | 0.57482 | 0.53689 | 0.44322 | 0.57864 | 0.45318 | 0.54286 | 0.57047 | 0.49569 | 0.44244 | 0.57401 | 0.54554 | 0.57017 | 0.56154 | 0.6347 | 0.45653 | 0.64774 | 0.55226 | 0.50495 | 0.55784 | 0.49037 | 0.43107 | 0.4368 | 0.46945 | 0.57706 | 0.59546 | 0.44087 | 0.61032 | 0.57837 | 0.61168 | 0.63364 | 0.58798 | 0.62907 | 0.58288 | 0.57614 | 0.534 | 0.44274 | 0.50215 | 0.51473 | 0.43643 | 0.43991 | 0.55483 | 0.45171 | 0.49491 | 0.57831 | 0.63082 | 0.46965 | 0.48264 | 0.48057 | 0.52468 | 0.45192 | 0.46384 | 0.63428 | 0.50756 | 0.49244 | 0.51496 | 0.59104 | 0.45425 | 0.51359 | 0.45272 | 0.45221 | 0.53879 | 0.48785 | 0.58017 | 0.44231 | 0.50876 | 0.43511 | 0.48722 | 0.43246 | 0.50028 | 0.51695 | 0.60691 | 0.60747 | 0.51063 | 0.57838 | 0.53448 | 0.47263 | 0.55847 | 0.52035 | 0.54177 | 0.60871 | 0.64464 | 0.62721 | 0.43728 | 0.63354 | 0.43579 | 0.49465 | 0.63754 | 0.46781 | 0.63534 | 0.60424 | 0.47707 | 0.53455 | 0.47253 | 0.63474 | 0.55362 | 0.49627 | 0.47736 | 0.52463 | 0.59156 | 0.48488 | 0.51514 | 0.47952 | 0.55434 | 0.49132 | 0.60736 | 0.44966 | 0.5989 | 0.58344 | 0.60642 | 0.49576 | 0.48184 | 0.5654 | 0.45082 | 0.47831 | 0.53985 | 0.44261 | 0.53239 | 0.59118 | 0.53889 | 0.49545 | 0.50851 | 0.59971 | 0.49444 | 0.57869 | 0.55385 | 0.62937 | 0.64606 | 0.49403 | 0.6182 | 0.46772 | 0.56124 | 0.5947 | 0.6173 | 0.46171 | 0.51293 | 0.64869 | 0.63936 | 0.63953 | 0.49008 | 0.45256 | 0.52085 | 0.49795 | 0.48887 | 0.60136 | 0.55049 | 0.51113 | 0.54619 | 0.53786 | 0.50137 | 0.59556 | 0.51175 | 0.50954 | 0.52922 | 0.54171 | 0.60336 | 0.47077 | 0.51626 | 0.57152 | 0.57007 | 0.47822 | 0.57238 | 0.56703 | 0.47775 | 0.46536 | 0.46268 | 0.44336 | 0.58396 | 0.53082 | 0.48448 | 0.55395 | 0.51451 | 0.61112 | 0.54415 | 0.61854 | 0.63979 | 0.49051 | 0.64139 | 0.58808 | 0.5992 | 0.57728 | 0.5731 | 0.46426 | 0.58477 | 0.49208 | 0.45581 | 0.50657 | 0.45673 | 0.47837 | 0.57168 | 0.55593 | 0.64919 | 0.52011 | 0.528 | 0.64985 | 0.51263 | 0.57974 | 0.44894 | 0.58789 | 0.49311 | 0.61396 | 0.5908 | 0.60792 | 0.62839 | 0.54569 | 0.54829 | 0.61458 | 0.63059 | 0.55285 | 0.56983 | 0.64541 | 0.51915 | 0.47753 | 0.51729 | 0.57104 | 0.54071 | 0.6099 | 0.62767 | 0.45647 | 0.49848 | 0.60851 | 0.47277 | 0.47674 | 0.5414 | 0.54158 | 0.60258 | 0.4654 | 0.51236 | 0.45892 | 0.43595 | 0.49348 | 0.4968 | 0.60314 | 0.46238 | 0.61585 | 0.63495 | 0.62927 | 0.44048 | 0.58133 | 0.6272 | 0.5621 | 0.64048 | 0.48785 | 0.49273 | 0.46454 | 0.61186 | 0.57516 | 0.54531 | 0.56267 | 0.48726 | 0.58224 | 0.48413 | 0.60906 | 0.6292 | 0.47915 | 0.57856 | 0.50677 | 0.46971 | 0.51106 | 0.43483 | 0.47711 | 0.48953 | 0.58403 | 0.4586 | 0.60298 | 0.56261 | 0.61329 | 0.59959 | 0.52106 | 0.52796 | 0.47855 | 0.51606 | 0.50563 | 0.57143 | 0.63996 | 0.53011 | 0.53625 | 0.55761 | 0.48788 | 0.46021 | 0.63643 | 0.44742 | 0.43924 | 0.52156 | 0.43686 | 0.48495 | 0.59621 | 0.63016 | 0.5207 | 0.53236 | 0.52094 | 0.63009 | 0.54102 | 0.58026 | 0.57712 | 0.57342 | 0.55422 | 0.60294 | 0.56973 | 0.63565 | 0.43598 | 0.64709 | 0.58254 | 0.57488 | 0.4396 | 0.47395 | 0.44341 | 0.5735 | 0.46367 | 0.53256 | 0.51979 | 0.57268 | 0.64334 | 0.60671 | 0.49328 | 0.4323 | 0.56394 | 0.49551 | 0.58453 | 0.57776 | 0.59748 | 0.56584 | 0.492 | 0.63603 | 0.6017 | 0.5993 | 0.53769 | 0.54987 | 0.63076 | 0.45545 | 0.58827 | 0.60432 | 0.53183 | 0.47421 | 0.43562 | 0.46482 | 0.58872 | 0.44959 | 0.51953 | 0.528 | 0.533 | 0.56184 | 0.62229 | 0.61004 | 0.56775 | 0.60613 | 0.51221 | 0.51837 | 0.64078 | 0.58284 | 0.51385 | 0.59439 | 0.46246 | 0.63667 | 0.62675 | 0.64325 | 0.62201 | 0.63861 | 0.50503 | 0.55586 | 0.53894 | 0.60407 | 0.47046 | 0.46818 | 0.49586 | 0.55011 | 0.54368 | 0.43611 | 0.55177 | 0.47942 | 0.64753 | 0.55996 | 0.53053 | 0.47294 | 0.44297 | 0.5777 | 0.45728 | 0.4789 | 0.44086 | 0.58197 | 0.48401 | 0.44457 | 0.44934 | 0.63105 | 0.45029 | 0.4652 | 0.50499 | 0.59756 | 0.45763 | 0.54053 | 0.54048 | 0.58468 | 0.62292 | 0.46594 | 0.49552 | 0.61306 | 0.44551 | 0.48635 | 0.60285 | 0.46421 | 0.55331 | 0.54019 | 0.63953 | 0.46303 | 0.5192 | 0.44869 | 0.6166 | 0.62462 | 0.60729 | 0.44369 | 0.50701 | 0.44366 | 0.48472 | 0.58238 | 0.58461 | 0.58593 | 0.6465 | 0.60431 | 0.46009 | 0.58983 | 0.48777 | 0.54596 | 0.47604 | 0.58998 | 0.45686 | 0.6175 | 0.46257 | 0.4683 | 0.51691 | 0.56713 | 0.43244 | 0.56958 | 0.43424 | 0.5471 | 0.51948 | 0.53465 | 0.51334 | 0.53912 | 0.6095 | 0.51807 | 0.50533 | 0.57388 | 0.53093 | 0.46308 | 0.43115 | 0.45159 | 0.57016 | 0.52662 | 0.60392 | 0.63073 | 0.44255 | 0.48837 | 0.50692 | 0.59981 | 0.49174 | 0.51403 | 0.47516 | 0.56297 | 0.45031 | 0.48389 | 0.4628 | 0.59603 | 0.52811 | 0.48865 | 0.55752 | 0.58458 | 0.63273 | 0.63043 | 0.45733 | 0.58236 | 0.54948 | 0.51462 | 0.5903 | 0.59041 | 0.48369 | 0.55756 | 0.47112 | 0.64354 | 0.5617 | 0.44552 | 0.63319 | 0.62322 | 0.49813 | 0.60145 | 0.49329 | 0.46093 | 0.59939 | 0.48748 | 0.59557 | 0.6057 | 0.56013 | 0.48728 | 0.51894 | 0.52233 | 0.63917 | 0.61093 | 0.51619 | 0.48658 | 0.43884 | 0.6265 | 0.63544 | 0.46047 | 0.54088 | 0.64774 | 0.53487 | 0.43709 | 0.46553 | 0.44583 | 0.48594 | 0.47694 | 0.50441 | 0.63126 | 0.52106 | 0.58682 | 0.57789 | 0.51926 | 0.53254 | 0.56335 | 0.5892 | 0.60072 | 0.44366 | 0.467 | 0.43221 | 0.50577 | 0.44177 | 0.53471 | 0.63896 | 0.6154 | 0.46523 | 0.46749 | 0.59089 | 0.53389 | 0.54887 | 0.59482 | 0.56015 | 0.5263 | 0.57826 | 0.50727 | 0.4518 | 0.63106 | 0.56788 | 0.567 | 0.43281 | 0.59213 | 0.5018 | 0.43713 | 0.60017 | 0.53572 | 0.63298 | 0.58114 | 0.49391 | 0.49419 | 0.63832 | 0.55886 | 0.45439 | 0.47476 | 0.43413 | 0.46279 | 0.60396 | 0.4654 | 0.54702 | 0.61092 | 0.43703 | 0.63698 | 0.55768 | 0.51647 | 0.49308 | 0.56602 | 0.432 | 0.64722 | 0.46638 | 0.53532 | 0.57436 | 0.64836 | 0.45386 | 0.58159 | 0.51395 | 0.45326 | 0.55679 | 0.54577 | 0.48727 | 0.6399 | 0.46445 | 0.54668 | 0.5253 | 0.44385 | 0.52356 | 0.55495 | 0.58646 | 0.46894 | 0.4747 | 0.45646 | 0.55652 | 0.61456 | 0.62124 | 0.55351 | 0.62751 | 0.45698 | 0.45691 | 0.58981 | 0.5304 | 0.47817 | 0.46292 | 0.44694 | 0.43612 | 0.4441 | 0.4851 | 0.61597 | 0.61267 | 0.48435 | 0.59747 | 0.52037 | 0.43031 | 0.56541 | 0.47023 | 0.51022 | 0.55479 | 0.54551 | 0.53391 | 0.58605 | 0.52356 | 0.62445 | 0.60536 | 0.52844 | 0.5035 | 0.50076 | 0.5606 | 0.51522 | 0.55348 | 0.62438 | 0.45072 | 0.49836 | 0.64416 | 0.43174 | 0.57984 | 0.46897 | 0.49281 | 0.58927 | 0.47747 | 0.4657 | 0.44756 | 0.43402 | 0.5032 | 0.59371 | 0.50404 | 0.48604 | 0.55294 | 0.52017 | 0.49412 | 0.492 | 0.54627 | 0.59939 | 0.52157 | 0.45245 | 0.56097 | 0.46962 | 0.60673 | 0.54184 | 0.52712 | 0.58843 | 0.51106 | 0.57144 | 0.43374 | 0.64394 | 0.59326 | 0.5347 | 0.56293 | 0.50261 | 0.53585 | 0.64179 | 0.54377 | 0.47425 | 0.4324 | 0.55901 | 0.61023 | 0.45252 | 0.52275 | 0.64565 | 0.58411 | 0.62378 | 0.47306 | 0.45425 | 0.44493 | 0.54255 | 0.64979 | 0.45855 | 0.58161 | 0.53904 | 0.60454 | 0.58794 | 0.60703 | 0.63462 | 0.43849 | 0.54476 | 0.53271 | 0.58129 | 0.51899 | 0.60166 | 0.43521 | 0.57147 | 0.48511 | 0.62869 | 0.43558 | 0.63806 | 0.6359 | 0.64847 | 0.53915 | 0.62502 | 0.55982 | 0.6269 | 0.49484 | 0.44669 | 0.62842 | 0.4522 | 0.5224 | 0.49165 | 0.60327 | 0.59916 | 0.585 | 0.43545 | 0.49987 | 0.46204 | 0.64954 | 0.51923 | 0.47201 | 0.64004 | 0.55318 | 0.48418 | 0.60122 | 0.49526 | 0.55643 | 0.57661 | 0.44266 | 0.45907 | 0.61111 | 0.53698 | 0.63745 | 0.60914 | 0.56304 | 0.64109 | 0.57452 | 0.52051 | 0.53601 | 0.5764 | 0.57434 | 0.53201 | 0.6372 | 0.58622 | 0.6153 | 0.48291 | 0.46195 | 0.46847 | 0.62221 | 0.63558 | 0.51149 | 0.5531 | 0.56434 | 0.46782 | 0.49969 | 0.53525 | 0.53199 | 0.52929 | 0.63971 | 0.43097 | 0.6168 | 0.60224 | 0.62632 | 0.6318 | 0.46176 | 0.49115 | 0.4757 | 0.53788 | 0.4754 | 0.44023 | 0.56831 | 0.47747 | 0.54968 | 0.44536 | 0.44439 | 0.53547 | 0.58939 | 0.60471 | 0.48921 | 0.56222 | 0.6128 | 0.45951 | 0.60116 | 0.62215 | 0.44313 | 0.48522 | 0.57512 | 0.46567 | 0.44575 | 0.55354 | 0.53286 | 0.43401 | 0.62327 | 0.43826 | 0.44057 | 0.43449 | 0.6417 | 0.48535 | 0.51548 | 0.54482 | 0.53191 | 0.43885 | 0.57137 | 0.57141 | 0.64506 | 0.50927 | 0.50919 | 0.48047 | 0.63571 | 0.58601 | 0.5036 | 0.57524 | 0.54139 | 0.53914 | 0.60461 | 0.46888 | 0.47754 | 0.48647 | 0.64575 | 0.6381 | 0.44734 | 0.6009 | 0.4613 | 0.47895 | 0.56234 | 0.61954 | 0.44259 | 0.51444 | 0.5724 | 0.59653 | 0.60386 | 0.57798 | 0.50015 | 0.47334 | 0.48045 | 0.58814 | 0.49671 | 0.43507 | 0.55931 | 0.61923 | 0.54443 | 0.552 | 0.58885 | 0.58734 | 0.57636 | 0.55372 | 0.46643 | 0.55492 | 0.6244 | 0.46522 | 0.52566 | 0.56777 | 0.47419 | 0.58763 | 0.52763 | 0.50598 | 0.47613 | 0.5604 | 0.54443 | 0.51541 | 0.44255 | 0.46598 | 0.6029 | 0.49838 | 0.56213 | 0.505 | 0.53345 | 0.50386 | 0.634 | 0.52752 | 0.62586 | 0.57789 | 0.60498 | 0.50628 | 0.48401 | 0.58297 | 0.59609 | 0.52317 | 0.63645 | 0.54278 | 0.43064 | 0.58405 | 0.53624 | 0.63613 | 0.54705 | 0.56095 | 0.43558 | 0.61515 | 0.5424 | 0.63836 | 0.47759 | 0.54227 | 0.4818 | 0.63029 | 0.47857 | 0.60616 | 0.44533 | 0.50274 | 0.61359 | 0.48018 | 0.61825 | 0.44736 | 0.55391 | 0.61791 | 0.50585 | 0.49699 | 0.56061 | 0.51065 | 0.54081 | 0.57805 | 0.51187 | 0.49055 | 0.50681 | 0.46214 | 0.56208 | 0.62704 | 0.4896 | 0.58053 | 0.45981 | 0.6002 | 0.63511 | 0.43856 | 0.4502 | 0.51422 | 0.5889 | 0.51519 | 0.51621 | 0.44965 | 0.45871 | 0.59368 | 0.48913 | 0.45223 | 0.53883 | 0.52562 | 0.63515 | 0.46422 | 0.52186 | 0.52362 | 0.55916 | 0.48078 | 0.54461 | 0.55474 | 0.47146 | 0.54663 | 0.54399 | 0.44611 | 0.46525 | 0.62193 | 0.61528 | 0.53759 | 0.62438 | 0.53724 | 0.5553 | 0.59476 | 0.49563 | 0.5938 | 0.49461 | 0.59387 | 0.43249 | 0.64883 | 0.49791 | 0.47759 | 0.54522 | 0.54741 | 0.4435 | 0.60084 | 0.49099 | 0.53757 | 0.54445 | 0.44726 | 0.58119 | 0.54481 | 0.63209 | 0.63832 | 0.52605 | 0.49664 | 0.52811 | 0.50278 | 0.51671 | 0.57876 | 0.53764 | 0.56511 | 0.54824 | 0.61803 | 0.46123 | 0.52177 | 0.53054 | 0.45544 | 0.46752 | 0.45394 | 0.57233 | 0.45615 | 0.56089 | 0.62305 | 0.5611 | 0.45444 | 0.60962 | 0.5023 | 0.6207 | 0.44938 | 0.61451 | 0.48805 | 0.64626 | 0.53101 | 0.48511 | 0.64561 | 0.56544 | 0.48624 | 0.5253 | 0.47161 | 0.52013 | 0.62442 | 0.47146 | 0.53949 | 0.6303 | 0.49722 | 0.57202 | 0.44851 | 0.4358 | 0.4789 | 0.46494 | 0.51186 | 0.44602 | 0.63487 | 0.60169 | 0.63451 | 0.47438 | 0.60725 | 0.52255 | 0.45761 | 0.48172 | 0.58445 | 0.46167 | 0.51017 | 0.64684 | 0.59891 | 0.62566 | 0.47104 | 0.46715 | 0.59011 | 0.43735 | 0.47503 | 0.53297 | 0.4557 | 0.6172 | 0.4436 | 0.46288 | 0.58448 | 0.59427 | 0.46142 | 0.53454 | 0.59405 | 0.60795 | 0.584 | 0.61906 | 0.5239 | 0.54169 | 0.63735 | 0.52643 | 0.60527 | 0.59083 | 0.54003 | 0.53865 | 0.50069 | 0.45825 | 0.60394 | 0.62847 | 0.60198 | 0.60357 | 0.45822 | 0.47183 | 0.54202 | 0.63353 | 0.50475 | 0.49686 | 0.48948 | 0.57057 | 0.52927 | 0.44516 | 0.44621 | 0.5581 | 0.51019 | 0.53235 | 0.45788 | 0.63842 | 0.58262 | 0.6193 | 0.44105 | 0.51718 | 0.5628 | 0.45698 | 0.61934 | 0.56553 | 0.59727 | 0.60155 | 0.50894 | 0.50571 | 0.47038 | 0.47079 | 0.61744 | 0.48934 | 0.45941 | 0.56847 | 0.50224 | 0.43826 | 0.53851 | 0.47452 | 0.61958 | 0.5757 | 0.4737 | 0.44193 | 0.48648 | 0.58883 | 0.59382 | 0.57188 | 0.49375 | 0.49107 | 0.61448 | 0.51929 | 0.46912 | 0.52053 | 0.52175 | 0.64976 | 0.52178 | 0.6497 | 0.63806 | 0.5685 | 0.45265 | 0.49391 | 0.62251 | 0.51909 | 0.51334 | 0.64043 | 0.64516 | 0.43358 | 0.4375 | 0.51824 | 0.58761 | 0.48515 | 0.52069 | 0.51032 | 0.51881 | 0.54074 | 0.48142 | 0.54935 | 0.62064 | 0.49734 | 0.52888 | 0.54056 | 0.44733 | 0.53158 | 0.60656 | 0.48869 | 0.46503 | 0.59345 | 0.45759 | 0.5442 | 0.64854 | 0.60588 | 0.5361 | 0.47626 | 0.56609 | 0.4818 | 0.59589 | 0.64132 | 0.51307 | 0.60121 | 0.55009 | 0.5378 | 0.50807 | 0.49219 | 0.46662 | 0.50768 | 0.44023 | 0.52847 | 0.47976 | 0.61026 | 0.56796 | 0.59386 | 0.60319 | 0.57661 | 0.56519 | 0.46363 | 0.61366 | 0.44842 | 0.55989 | 0.58256 | 0.46103 | 0.59161 | 0.47325 | 0.46983 | 0.55809 | 0.46779 | 0.63354 | 0.52855 | 0.6143 | 0.63942 | 0.4668 | 0.47684 | 0.59725 | 0.45325 | 0.61565 | 0.5507 | 0.43075 | 0.59421 | 0.62369 | 0.58972 | 0.63473 | 0.62374 | 0.45014 | 0.62836 | 0.44574 | 0.59875 | 0.6085 | 0.46918 | 0.46923 | 0.46199 | 0.64887 | 0.59452 | 0.60782 | 0.54827 | 0.51894 | 0.60963 | 0.51648 | 0.45674 | 0.58479 | 0.44066 | 0.51404 | 0.52607 | 0.49566 | 0.61116 | 0.64072 | 0.47022 | 0.44488 | 0.45777 | 0.54113 | 0.45098 | 0.49693 | 0.45926 | 0.46136 | 0.45737 | 0.61833 | 0.59609 | 0.43888 | 0.4992 | 0.45539 | 0.61001 | 0.44632 | 0.43253 | 0.43381 | 0.55085 | 0.46324 | 0.50694 | 0.52332 | 0.58999 | 0.59391 | 0.53118 | 0.54443 | 0.51561 | 0.44688 | 0.45275 | 0.52284 | 0.47497 | 0.57385 | 0.53484 | 0.63283 | 0.43178 | 0.51284 | 0.63804 | 0.50851 | 0.63473 | 0.46416 | 0.51308 | 0.53977 | 0.47837 | 0.57235 | 0.54932 | 0.48574 | 0.64061 | 0.49087 | 0.49969 | 0.61168 | 0.57113 | 0.63369 | 0.47957 | 0.46294 | 0.45198 | 0.43265 | 0.55588 | 0.53068 | 0.61212 | 0.59996 | 0.51035 | 0.60757 | 0.47339 | 0.44845 | 0.59995 | 0.52553 | 0.57125 | 0.51891 | 0.45028 | 0.47872 | 0.55124 | 0.51678 | 0.46749 | 0.44456 | 0.51804 | 0.50303 | 0.50237 | 0.48175 | 0.50088 | 0.49622 | 0.57712 | 0.46999 | 0.5183 | 0.59796 | 0.50074 | 0.60605 | 0.52313 | 0.46375 | 0.60073 | 0.49276 | 0.44 | 0.45022 | 0.52251 | 0.52278 | 0.603 | 0.62197 | 0.47139 | 0.59493 | 0.58511 | 0.63636 | 0.44206 | 0.6423 | 0.4592 | 0.51966 | 0.52251 | 0.5455 | 0.64178 | 0.58804 | 0.50009 | 0.57889 | 0.60559 | 0.56591 | 0.58813 | 0.64044 | 0.56191 | 0.57199 | 0.54009 | 0.58119 | 0.5825 | 0.52482 | 0.51289 | 0.64258 | 0.58806 | 0.52342 | 0.47038 | 0.63882 | 0.48842 | 0.59022 | 0.54561 | 0.45433 | 0.55803 | 0.64803 | 0.64699 | 0.60349 | 0.51546 | 0.61037 | 0.55018 | 0.56153 | 0.55647 | 0.55035 | 0.62115 | 0.53049 | 0.4487 | 0.49356 | 0.60636 | 0.57342 | 0.47039 | 0.44063 | 0.56404 | 0.48165 | 0.64273 | 0.5598 | 0.56413 | 0.57996 | 0.54429 | 0.52439 | 0.62713 | 0.59224 | 0.48994 | 0.61986 | 0.49484 | 0.44012 | 0.59685 | 0.52377 | 0.50806 | 0.49154 | 0.46331 | 0.49806 | 0.63629 | 0.47263 | 0.43711 | 0.63955 | 0.54177 | 0.54694 | 0.49214 | 0.44768 | 0.43425 | 0.53271 | 0.54511 | 0.47672 | 0.47494 | 0.593 | 0.5728 | 0.53398 | 0.53683 | 0.6336 | 0.48835 | 0.6416 | 0.45031 | 0.6471 | 0.47114 | 0.4611 | 0.62069 | 0.649 | 0.44373 | 0.58279 | 0.50864 | 0.47342 | 0.51687 | 0.43536 | 0.52412 | 0.52985 | 0.54952 | 0.47326 | 0.44511 | 0.55677 | 0.63394 | 0.57989 | 0.59924 | 0.62619 | 0.54738 | 0.52558 | 0.55134 | 0.59774 | 0.62678 | 0.47634 | 0.5821 | 0.48374 | 0.58077 | 0.63656 | 0.57981 | 0.51177 | 0.48799 | 0.43414 | 0.43926 | 0.45398 | 0.63111 | 0.52318 | 0.64153 | 0.51439 | 0.49099 | 0.51153 | 0.51857 | 0.47454 | 0.5832 | 0.45762 | 0.64827 | 0.58226 | 0.4459 | 0.62239 | 0.4504 | 0.62198 | 0.58793 | 0.62875 | 0.48512 | 0.58535 | 0.59927 | 0.49391 | 0.46191 | 0.54492 | 0.53484 | 0.43392 | 0.55177 | 0.62514 | 0.53139 | 0.46372 | 0.53357 | 0.60421 | 0.64091 | 0.53939 | 0.60589 | 0.63687 | 0.60472 | 0.50515 | 0.61506 | 0.48237 | 0.47387 | 0.58525 | 0.48555 | 0.50247 | 0.52043 | 0.54906 | 0.64424 | 0.4979 | 0.48106 | 0.51344 | 0.55343 | 0.49774 | 0.46443 | 0.58561 | 0.59145 | 0.44578 | 0.49516 | 0.52546 | 0.58677 | 0.64184 | 0.43913 | 0.50092 | 0.63869 | 0.50451 | 0.45178 | 0.58765 | 0.45706 | 0.63364 | 0.48104 | 0.54678 | 0.46582 | 0.57391 | 0.45199 | 0.56078 | 0.63714 | 0.60421 | 0.54024 | 0.60978 | 0.50354 | 0.58737 | 0.56932 | 0.60882 | 0.4333 | 0.60585 | 0.56418 | 0.57653 | 0.63858 | 0.46263 | 0.51342 | 0.529 | 0.50585 | 0.48363 | 0.58179 | 0.52438 | 0.47455 | 0.62307 | 0.50332 | 0.52129 | 0.5234 | 0.46962 | 0.62049 | 0.44852 | 0.64954 | 0.64353 | 0.47723 | 0.54039 | 0.58393 | 0.61963 | 0.55468 | 0.45313 | 0.62973 | 0.52732 | 0.51079 | 0.59718 | 0.56638 | 0.6169 | 0.57956 | 0.60667 | 0.48555 | 0.49524 | 0.56262 | 0.46072 | 0.50529 | 0.43198 | 0.43416 | 0.45983 | 0.64188 | 0.56473 | 0.50421 | 0.47049 | 0.56119 | 0.60258 | 0.46058 | 0.51809 | 0.57059 | 0.51481 | 0.50946 | 0.50115 | 0.5914 | 0.62089 | 0.5996 | 0.46161 | 0.54559 | 0.45245 | 0.60829 | 0.45807 | 0.60473 | 0.52414 | 0.623 | 0.53555 | 0.58538 | 0.59497 | 0.43892 | 0.54322 | 0.5281 | 0.53415 | 0.48537 | 0.61034 | 0.61384 | 0.64385 | 0.5211 | 0.51898 | 0.56274 | 0.47631 | 0.602 | 0.61704 | 0.52736 | 0.50979 | 0.58424 | 0.53932 | 0.64569 | 0.48728 | 0.6429 | 0.43051 | 0.46834 | 0.63487 | 0.56483 | 0.50637 | 0.57421 | 0.64035 | 0.6128 | 0.56638 | 0.54482 | 0.53082 | 0.58394 | 0.53926 | 0.53039 | 0.60502 | 0.56253 | 0.53508 | 0.54135 | 0.63682 | 0.50711 | 0.44052 | 0.64045 | 0.55723 | 0.56425 | 0.61247 | 0.44481 | 0.50092 | 0.55528 | 0.49666 | 0.56623 | 0.51452 | 0.49266 | 0.51404 | 0.52041 | 0.44812 | 0.62263 | 0.46195 | 0.59407 | 0.61935 | 0.62476 | 0.45591 | 0.60922 | 0.48069 | 0.51865 | 0.46177 | 0.56584 | 0.63428 | 0.57374 | 0.47387 | 0.44046 | 0.50466 | 0.43541 | 0.55085 | 0.45104 | 0.62054 | 0.43757 | 0.58229 | 0.4518 | 0.64565 | 0.59855 | 0.57594 | 0.43352 | 0.45299 | 0.61437 | 0.64389 | 0.61894 | 0.58632 | 0.45332 | 0.54766 | 0.61084 | 0.47996 | 0.53108 | 0.56898 | 0.52576 | 0.58174 | 0.48205 | 0.57881 | 0.61848 | 0.56064 | 0.55152 | 0.51613 | 0.46506 | 0.52922 | 0.43333 | 0.51735 | 0.64531 | 0.58158 | 0.52138 | 0.48588 | 0.56005 | 0.53596 | 0.45694 | 0.56394 | 0.60425 | 0.63876 | 0.55434 | 0.55682 | 0.54087 | 0.47798 | 0.57218 | 0.43586 | 0.56262 | 0.44812 | 0.62248 | 0.45709 | 0.63406 | 0.55871 | 0.47478 | 0.6298 | 0.53088 | 0.57234 | 0.47224 | 0.52342 | 0.43487 | 0.50077 | 0.55192 | 0.43645 | 0.48462 | 0.56925 | 0.49572 | 0.5016 | 0.62794 | 0.55136 | 0.47306 | 0.53368 | 0.44576 | 0.44524 | 0.59135 | 0.57202 | 0.46598 | 0.54515 | 0.5784 | 0.55091 | 0.52686 | 0.54962 | 0.56565 | 0.4616 | 0.55202 | 0.43236 | 0.6337 | 0.5496 | 0.58192 | 0.6089 | 0.58383 | 0.46842 | 0.47873 | 0.44325 | 0.56709 | 0.51976 | 0.5802 | 0.49914 | 0.64314 | 0.51648 | 0.62067 | 0.64151 | 0.49871 | 0.46362 | 0.50993 | 0.55489 | 0.6314 | 0.51265 | 0.60702 | 0.59236 | 0.57154 | 0.51293 | 0.46861 | 0.58655 | 0.50878 | 0.61594 | 0.5598 | 0.45402 | 0.51809 | 0.57511 | 0.48509 | 0.58394 | 0.46168 | 0.52325 | 0.44498 | 0.52515 | 0.45222 | 0.48907 | 0.56718 | 0.4302 | 0.49053 | 0.53799 | 0.64341 | 0.43052 | 0.51974 | 0.43866 | 0.5638 | 0.44105 | 0.43394 | 0.61147 | 0.54207 | 0.51681 | 0.50093 | 0.46764 | 0.49494 | 0.48364 | 0.56987 | 0.54619 | 0.61073 | 0.46269 | 0.55966 | 0.55784 | 0.43682 | 0.618 | 0.5486 | 0.62634 | 0.46065 | 0.49168 | 0.58144 | 0.60696 | 0.5576 | 0.48305 | 0.49187 | 0.46003 | 0.51495 | 0.63365 | 0.64944 | 0.52818 | 0.52053 | 0.63259 | 0.4703 | 0.5128 | 0.58448 | 0.56942 | 0.54729 | 0.63692 | 0.61055 | 0.48225 | 0.61604 | 0.53106 | 0.50059 | 0.54893 | 0.53606 | 0.55096 | 0.52376 | 0.47541 | 0.54533 | 0.59986 | 0.48785 | 0.63226 | 0.49952 | 0.64566 | 0.50039 | 0.6146 | 0.61832 | 0.53077 | 0.54105 | 0.63268 | 0.51159 | 0.45859 | 0.48718 | 0.63245 | 0.59078 | 0.46299 | 0.47073 | 0.55128 | 0.48568 | 0.54596 | 0.43793 | 0.55401 | 0.45499 | 0.54068 | 0.64429 | 0.55584 | 0.57553 | 0.49126 | 0.45823 | 0.61049 | 0.54275 | 0.49869 | 0.59626 | 0.58518 | 0.43909 | 0.54738 | 0.47858 | 0.50817 | 0.61185 | 0.54177 | 0.5759 | 0.47253 | 0.54991 | 0.52813 | 0.62355 | 0.52263 | 0.53792 | 0.62388 | 0.58888 | 0.44725 | 0.62124 | 0.57968 | 0.46367 | 0.60834 | 0.58476 | 0.43603 | 0.49667 | 0.44761 | 0.44226 | 0.61137 | 0.56534 | 0.59925 | 0.4523 | 0.59571 | 0.49825 | 0.45875 | 0.545 | 0.43416 | 0.49561 | 0.63212 | 0.64308 | 0.56685 | 0.58029 | 0.62801 | 0.53404 | 0.53417 | 0.45859 | 0.53851 | 0.56061 | 0.58714 | 0.46148 | 0.59175 | 0.64851 | 0.51645 | 0.59798 | 0.47207 | 0.60058 | 0.63473 | 0.53913 | 0.43644 | 0.49887 | 0.54375 | 0.53853 | 0.50278 | 0.5051 | 0.54399 | 0.50967 | 0.57925 | 0.53072 | 0.54642 | 0.50026 | 0.47895 | 0.62177 | 0.43547 | 0.43366 | 0.52387 | 0.51988 | 0.48352 | 0.60001 | 0.62054 | 0.44937 | 0.46622 | 0.43152 | 0.4887 | 0.48382 | 0.44826 | 0.6496 | 0.46551 | 0.52046 | 0.46341 | 0.49572 | 0.55448 | 0.52536 | 0.47831 | 0.55767 | 0.48077 | 0.61313 | 0.62069 | 0.56192 | 0.48404 | 0.56101 | 0.61908 | 0.55047 | 0.6072 | 0.53621 | 0.47309 | 0.59773 | 0.50152 | 0.64415 | 0.43438 | 0.62388 | 0.5792 | 0.48055 | 0.44296 | 0.51821 | 0.43324 | 0.61823 | 0.44104 | 0.54109 | 0.45401 | 0.54933 | 0.513 | 0.58999 | 0.47399 | 0.48088 | 0.56217 | 0.63202 | 0.62781 | 0.57044 | 0.47203 | 0.56562 | 0.4922 | 0.63203 | 0.63742 | 0.55914 | 0.51344 | 0.64702 | 0.55242 | 0.63892 | 0.44188 | 0.50643 | 0.51682 | 0.43203 | 0.63708 | 0.47264 | 0.54826 | 0.4917 | 0.50123 | 0.52367 | 0.45393 | 0.61889 | 0.57781 | 0.43961 | 0.48538 | 0.47986 | 0.49365 | 0.44027 | 0.49696 | 0.61314 | 0.44709 | 0.58269 | 0.56948 | 0.61933 | 0.56661 | 0.57699 | 0.62748 | 0.55416 | 0.49601 | 0.62931 | 0.60121 | 0.44161 | 0.55149 | 0.4467 | 0.5447 | 0.56957 | 0.59029 | 0.62254 | 0.58383 | 0.5382 | 0.45956 | 0.53811 | 0.64864 | 0.53636 | 0.61997 | 0.61528 | 0.5025 | 0.4518 | 0.52357 | 0.53604 | 0.55829 | 0.50978 | 0.58492 | 0.59653 | 0.53149 | 0.53055 | 0.62039 | 0.47692 | 0.55537 | 0.64327 | 0.54663 | 0.55043 | 0.43532 | 0.62463 | 0.53661 | 0.60851 | 0.61934 | 0.61494 | 0.60898 | 0.52743 | 0.45181 | 0.53212 | 0.54624 | 0.48299 | 0.55269 | 0.63188 | 0.45054 | 0.43667 | 0.64308 | 0.57068 | 0.60694 | 0.60912 | 0.43251 | 0.49769 | 0.4497 | 0.58656 | 0.44678 | 0.51347 | 0.47646 | 0.4875 | 0.44717 | 0.5278 | 0.44563 | 0.47291 | 0.53875 | 0.61269 | 0.52629 | 0.47278 | 0.61441 | 0.46999 | 0.5763 | 0.46186 | 0.48754 | 0.50326 | 0.55318 | 0.6073 | 0.43571 | 0.49519 | 0.6064 | 0.4914 | 0.58367 | 0.48862 | 0.46824 | 0.52126 | 0.64109 | 0.46753 | 0.5011 | 0.6376 | 0.60547 | 0.57976 | 0.54546 | 0.5829 | 0.52475 | 0.53452 | 0.51046 | 0.4343 | 0.57087 | 0.52119 | 0.60466 | 0.62996 | 0.61784 | 0.54978 | 0.48845 | 0.63705 | 0.6231 | 0.62183 | 0.50833 | 0.58507 | 0.48955 | 0.56613 | 0.57087 | 0.60812 | 0.64429 | 0.44358 | 0.56827 | 0.59671 | 0.60717 | 0.47398 | 0.61608 | 0.61593 | 0.48643 | 0.53331 | 0.56774 | 0.47874 | 0.5873 | 0.51276 | 0.44684 | 0.45831 | 0.52661 | 0.48566 | 0.48231 | 0.46041 | 0.45013 | 0.57303 | 0.58141 | 0.63497 | 0.59705 | 0.54165 | 0.43563 | 0.48925 | 0.64084 | 0.56724 | 0.59715 | 0.46078 | 0.52837 | 0.61822 | 0.63472 | 0.63626 | 0.43332 | 0.51428 | 0.55122 | 0.58767 | 0.62066 | 0.46505 | 0.51526 | 0.63557 | 0.49086 | 0.53717 | 0.61828 | 0.47821 | 0.58278 | 0.62686 | 0.44306 | 0.61416 | 0.60464 | 0.52111 | 0.59831 | 0.47915 | 0.56403 | 0.53249 | 0.61438 | 0.62337 | 0.51662 | 0.49036 | 0.61561 | 0.52701 | 0.48079 | 0.59211 | 0.5151 | 0.64838 | 0.59703 | 0.64871 | 0.47283 | 0.60784 | 0.44518 | 0.62251 | 0.43791 | 0.55656 | 0.51342 | 0.55727 | 0.47536 | 0.63221 | 0.53092 | 0.61901 | 0.47302 | 0.48062 | 0.44828 | 0.43452 | 0.46566 | 0.63261 | 0.58755 | 0.60129 | 0.64192 | 0.45312 | 0.56471 | 0.43129 | 0.48831 | 0.60918 | 0.53799 | 0.46813 | 0.64963 | 0.56963 | 0.52342 | 0.60231 | 0.4749 | 0.49794 | 0.50162 | 0.62087 | 0.54794 | 0.50045 | 0.51338 | 0.64625 | 0.54622 | 0.61429 | 0.49391 | 0.62856 | 0.51535 | 0.60782 | 0.44912 | 0.47948 | 0.47949 | 0.59102 | 0.59057 | 0.64521 | 0.58746 | 0.43257 | 0.50886 | 0.625 | 0.48268 | 0.53823 | 0.50709 | 0.543 | 0.62613 | 0.45907 | 0.59644 | 0.44949 | 0.55446 | 0.64978 | 0.45468 | 0.60783 | 0.50519 | 0.5039 | 0.43613 | 0.4657 | 0.54634 | 0.56086 | 0.4667 | 0.43044 | 0.55817 | 0.47412 | 0.47215 | 0.56294 | 0.46486 | 0.50261 | 0.60229 | 0.61425 | 0.4348 | 0.5894 | 0.4651 | 0.47937 | 0.62081 | 0.44789 | 0.59157 | 0.54979 | 0.49645 | 0.53008 | 0.54744 | 0.63022 | 0.58127 | 0.44668 | 0.5086 | 0.61184 | 0.44196 | 0.57892 | 0.50563 | 0.44554 | 0.45928 | 0.61902 | 0.60545 | 0.55508 | 0.51055 | 0.51403 | 0.53288 | 0.49637 | 0.59385 | 0.55072 | 0.5772 | 0.60456 | 0.51563 | 0.48476 | 0.43104 | 0.61065 | 0.61316 | 0.4558 | 0.61202 | 0.54027 | 0.55355 | 0.61083 | 0.55982 | 0.44321 | 0.49783 | 0.61388 | 0.60265 | 0.57284 | 0.6148 | 0.52771 | 0.51325 | 0.51953 | 0.6145 | 0.5803 | 0.60379 | 0.53216 | 0.56645 | 0.51066 | 0.46798 | 0.59745 | 0.46641 | 0.62216 | 0.51629 | 0.43442 | 0.56214 | 0.49212 | 0.44281 | 0.64055 | 0.6268 | 0.64597 | 0.46653 | 0.50943 | 0.48816 | 0.49365 | 0.55942 | 0.59522 | 0.55882 | 0.45011 | 0.61274 | 0.59422 | 0.55174 | 0.44704 | 0.50643 | 0.53178 | 0.6412 | 0.53588 | 0.59363 | 0.48841 | 0.63623 | 0.5253 | 0.57586 | 0.47808 | 0.45136 | 0.43207 | 0.49448 | 0.4579 | 0.49972 | 0.51588 | 0.54456 | 0.4401 | 0.6357 | 0.5154 | 0.53549 | 0.56329 | 0.47678 | 0.62154 | 0.61972 | 0.59461 | 0.59186 | 0.46136 | 0.55423 | 0.5878 | 0.44569 | 0.44449 | 0.61625 | 0.55951 | 0.56116 | 0.44642 | 0.55398 | 0.4456 | 0.58845 | 0.49145 | 0.61625 | 0.50226 | 0.50733 | 0.44579 | 0.59981 | 0.49706 | 0.61212 | 0.4855 | 0.44213 | 0.52572 | 0.53939 | 0.56767 | 0.49878 | 0.64765 | 0.56755 | 0.43492 | 0.64164 | 0.63371 | 0.63787 | 0.47435 | 0.62667 | 0.49752 | 0.50531 | 0.51294 | 0.62072 | 0.51194 | 0.50902 | 0.60356 | 0.54523 | 0.46692 | 0.50834 | 0.52566 | 0.54873 | 0.62965 | 0.56044 | 0.469 | 0.59849 | 0.4466 | 0.53312 | 0.49352 | 0.47167 | 0.48792 | 0.46186 | 0.47246 | 0.6025 | 0.46835 | 0.6119 | 0.61111 | 0.53901 | 0.49259 | 0.6318 | 0.4497 | 0.5592 | 0.46876 | 0.4827 | 0.62602 | 0.58536 | 0.44162 | 0.51465 | 0.52656 | 0.62219 | 0.51516 | 0.4405 | 0.43148 | 0.44859 | 0.59607 | 0.52025 | 0.56833 | 0.56433 | 0.56057 | 0.43132 | 0.57799 | 0.44379 | 0.49295 | 0.53023 | 0.45407 | 0.58812 | 0.58282 | 0.58493 | 0.45866 | 0.60452 | 0.60533 | 0.49402 | 0.55544 | 0.5957 | 0.63244 | 0.55539 | 0.51849 | 0.61622 | 0.57192 | 0.46627 | 0.52981 | 0.59867 | 0.51701 | 0.48513 | 0.48826 | 0.6345 | 0.58037 | 0.53341 | 0.56875 | 0.62026 | 0.57919 | 0.64549 | 0.62549 | 0.63453 | 0.64433 | 0.47516 | 0.54036 | 0.63649 | 0.63504 | 0.55519 | 0.52204 | 0.53781 | 0.53108 | 0.56235 | 0.62269 | 0.4987 | 0.54726 | 0.6115 | 0.43217 | 0.494 | 0.45671 | 0.5402 | 0.52512 | 0.48251 | 0.52435 | 0.45074 | 0.49411 | 0.57796 | 0.63906 | 0.50002 | 0.6292 | 0.5554 | 0.50413 | 0.50161 | 0.48665 | 0.59773 | 0.51774 | 0.51447 | 0.53062 | 0.52033 | 0.46833 | 0.51789 | 0.44186 | 0.5274 | 0.55226 | 0.44203 | 0.53962 | 0.56469 | 0.46285 | 0.47216 | 0.45807 | 0.57087 | 0.50026 | 0.54887 | 0.51274 | 0.4922 | 0.54321 | 0.55038 | 0.51853 | 0.46691 | 0.53644 | 0.46278 | 0.60703 | 0.47917 | 0.44919 | 0.53792 | 0.45333 | 0.53012 | 0.48624 | 0.60904 | 0.59625 | 0.57679 | 0.49141 | 0.53018 | 0.6085 | 0.50795 | 0.44619 | 0.57637 | 0.47512 | 0.44636 | 0.46874 | 0.56836 | 0.4489 | 0.61801 | 0.62407 | 0.50346 | 0.62151 | 0.52485 | 0.64617 | 0.59868 | 0.50209 | 0.47829 | 0.52417 | 0.44917 | 0.46105 | 0.46197 | 0.56988 | 0.56891 | 0.57457 | 0.63139 | 0.58854 | 0.4417 | 0.44376 | 0.54491 | 0.62376 | 0.43369 | 0.48857 | 0.46172 | 0.53391 | 0.57128 | 0.55312 | 0.48993 | 0.50376 | 0.47234 | 0.51165 | 0.4426 | 0.56796 | 0.61603 | 0.55024 | 0.44074 | 0.51964 | 0.622 | 0.45755 | 0.5118 | 0.55138 | 0.49994 | 0.49154 | 0.63633 | 0.58672 | 0.46256 | 0.44597 | 0.44669 | 0.53491 | 0.44295 | 0.43653 | 0.58952 | 0.569 | 0.59304 | 0.63263 | 0.46096 | 0.61193 | 0.59287 | 0.48144 | 0.5283 | 0.62008 | 0.4801 | 0.4412 | 0.53401 | 0.43528 | 0.61791 | 0.60597 | 0.58419 | 0.5281 | 0.58156 | 0.50051 | 0.49199 | 0.48767 | 0.48951 | 0.51845 | 0.51617 | 0.56309 | 0.47046 | 0.62376 | 0.60062 | 0.47316 | 0.60191 | 0.45294 | 0.58575 | 0.64373 | 0.6423 | 0.53385 | 0.57637 | 0.57642 | 0.46281 | 0.53278 | 0.46441 | 0.60751 | 0.6107 | 0.55463 | 0.54855 | 0.54621 | 0.54233 | 0.59278 | 0.48843 | 0.55496
Susceptible ventilation rate qs | q_sus | normal | 0.00012133 | 1.2133e-05 | m3/s | Ventilation rates from Adams (1993) | q_sus | 0.00011799 | 0.00010317 | 0.00013183 | 0.00010697 | 0.00013672 | 0.00011752 | 0.00013996 | 0.00014598 | 0.00013308 | 0.00012499 | 0.00012252 | 0.00013351 | 0.00011411 | 0.00011492 | 0.00013315 | 0.00012695 | 0.0001207 | 9.4227e-05 | 0.00012941 | 0.00012591 | 0.00013413 | 0.00012978 | 8.9464e-05 | 0.00011268 | 0.00010833 | 0.00011089 | 0.00010503 | 0.00012836 | 0.00011915 | 0.0001418 | 0.00013443 | 0.00012206 | 0.00011408 | 0.00013018 | 0.00011481 | 0.00012957 | 0.00012159 | 0.00013743 | 0.00013655 | 0.00012348 | 0.00012256 | 0.00012395 | 0.00012125 | 0.0001088 | 0.00014352 | 0.00012972 | 0.00012446 | 0.00011012 | 0.00012862 | 0.0001156 | 0.0001156 | 0.00012173 | 0.00010936 | 0.00012557 | 0.00011425 | 0.00011466 | 0.0001325 | 0.00010772 | 0.00011611 | 0.00011371 | 0.00012075 | 0.00014599 | 0.00012628 | 0.00012049 | 0.00013745 | 0.00011124 | 0.00010669 | 0.00011413 | 0.00011093 | 0.00011407 | 0.00013399 | 0.00013914 | 0.00013561 | 0.00011661 | 0.00013214 | 0.00012622 | 0.00014325 | 0.00014619 | 0.00011733 | 0.00012499 | 0.00011612 | 0.00013165 | 0.0001112 | 0.00013641 | 0.00012224 | 0.00012663 | 0.00013808 | 0.00012511 | 0.00011943 | 0.00012922 | 0.00013843 | 9.797e-05 | 0.00011205 | 0.00011799 | 0.00011804 | 0.00013248 | 0.0001224 | 0.00011426 | 0.00011449 | 0.00012362 | 0.00014817 | 0.00012522 | 0.00012203 | 0.00013921 | 0.00012978 | 0.00010614 | 0.00015854 | 0.000123 | 0.00012719 | 0.00013258 | 0.00010031 | 9.9749e-05 | 0.00010595 | 0.00013102 | 0.00012754 | 0.00014191 | 0.00013667 | 0.00013381 | 0.00011399 | 0.00013609 | 0.00012457 | 0.00011319 | 0.00013186 | 0.00011163 | 0.00012048 | 0.00015327 | 0.00012971 | 0.00012616 | 0.00012223 | 0.00012481 | 0.000117 | 0.00013754 | 0.00010602 | 0.00012419 | 0.00010303 | 0.00013976 | 0.0001114 | 0.00012403 | 0.00013409 | 0.00011542 | 0.0001189 | 0.00012868 | 0.00011721 | 0.00014684 | 0.00011217 | 0.00011562 | 0.00013165 | 0.00013568 | 0.00010997 | 0.00014574 | 0.00012372 | 0.00011595 | 0.00012999 | 0.00011273 | 0.00011706 | 0.00013049 | 0.0001285 | 0.00012074 | 0.00013503 | 0.00013137 | 0.00012909 | 0.00012108 | 0.00013474 | 0.00010771 | 0.00011163 | 0.00014392 | 0.00011389 | 9.8496e-05 | 0.00011304 | 0.00013297 | 0.00013499 | 0.00012966 | 0.00012093 | 0.00012544 | 0.00012338 | 0.00012516 | 0.00011919 | 0.00011942 | 0.00010371 | 0.0001255 | 0.00011304 | 0.00013151 | 0.00012396 | 0.00013051 | 0.00013277 | 0.00012677 | 0.00010513 | 0.0001104 | 0.00014152 | 0.00014992 | 0.00014046 | 0.00012498 | 0.00010134 | 0.00012649 | 0.0001166 | 0.00014089 | 0.00013575 | 0.00012539 | 9.6957e-05 | 0.0001337 | 0.00010735 | 0.00010848 | 0.00011658 | 0.00011176 | 0.00013609 | 0.00014801 | 0.00015346 | 0.00012304 | 0.00012741 | 0.00012298 | 0.0001238 | 0.000126 | 0.000131 | 0.00011768 | 0.00014044 | 0.00010627 | 0.00012839 | 0.00012656 | 0.00011564 | 0.00011216 | 0.00011487 | 0.00012462 | 0.000108 | 0.00011338 | 0.00011685 | 0.00010773 | 0.00014241 | 0.00012745 | 0.00011584 | 0.0001142 | 0.00011565 | 0.00011432 | 0.00010282 | 0.00012397 | 0.00011845 | 0.00013807 | 0.00012908 | 0.00013098 | 0.00012864 | 0.00013075 | 0.00011573 | 0.00013481 | 9.147e-05 | 0.00012597 | 0.00011732 | 0.00012273 | 0.00011504 | 0.00011387 | 0.000125 | 0.00012673 | 0.00011134 | 0.00011304 | 0.00013339 | 0.00010666 | 0.0001166 | 0.00011938 | 9.5684e-05 | 0.00012456 | 0.00012298 | 0.00012049 | 0.00011961 | 0.00012398 | 0.00012621 | 0.00011652 | 0.00012471 | 0.00012454 | 0.00011684 | 0.00013624 | 0.00011078 | 0.00010393 | 9.0035e-05 | 0.00013929 | 0.00013907 | 0.00012092 | 0.00010784 | 0.00010541 | 0.00013484 | 0.00011918 | 0.00013354 | 0.00013545 | 0.00011011 | 0.00011282 | 0.00013586 | 0.00015351 | 0.00013237 | 0.00013719 | 0.00011108 | 0.00010249 | 9.81e-05 | 0.0001084 | 0.00010603 | 0.0001068 | 0.00013863 | 0.00013792 | 0.0001082 | 0.00011543 | 0.00012826 | 0.00011462 | 0.000124 | 0.0001073 | 0.0001239 | 0.00012658 | 0.00011586 | 9.6881e-05 | 0.00013348 | 9.5171e-05 | 0.00013196 | 0.00011544 | 0.00012098 | 0.00012883 | 0.0001173 | 0.00011403 | 0.00013801 | 0.00013378 | 0.00010163 | 0.00010692 | 0.00011406 | 9.8325e-05 | 0.0001276 | 0.00012248 | 0.00012161 | 0.00012384 | 0.00010437 | 0.00012021 | 0.00014277 | 0.0001267 | 0.00011234 | 0.00014316 | 0.00012885 | 0.00012003 | 0.00012225 | 0.00012969 | 0.00012924 | 0.00012624 | 0.00011846 | 9.9163e-05 | 0.00011445 | 9.9693e-05 | 0.00012219 | 0.00011041 | 0.00012055 | 0.00011217 | 0.00011019 | 0.00013369 | 0.00013485 | 0.00011621 | 0.00012752 | 0.00010101 | 0.00012775 | 0.00011848 | 0.00013206 | 0.00013332 | 0.00010448 | 0.00012898 | 0.00012811 | 0.00010873 | 0.00012385 | 0.00011533 | 0.00011738 | 0.00014462 | 0.00012492 | 0.00011643 | 0.00013173 | 9.9111e-05 | 0.00012746 | 0.00012304 | 0.00011846 | 0.00012002 | 0.00014052 | 0.00012497 | 0.00012357 | 0.00012787 | 0.00012564 | 0.00013607 | 0.00013217 | 0.00012292 | 0.00011177 | 0.000148 | 0.0001319 | 0.00011956 | 0.00011888 | 0.00010621 | 0.00013458 | 0.00013518 | 0.00013855 | 0.00012242 | 0.00013532 | 0.00011605 | 0.00012763 | 0.00011536 | 0.0001216 | 0.00011854 | 0.00013779 | 0.00011997 | 0.00011928 | 0.00011967 | 0.0001273 | 0.00014698 | 0.00012517 | 0.00011874 | 0.00010908 | 8.3996e-05 | 0.00011615 | 0.00012057 | 0.00010971 | 0.00012191 | 0.00012312 | 0.00012208 | 0.00012664 | 0.00014498 | 0.00011739 | 0.00011347 | 0.00012984 | 0.00013749 | 0.00013262 | 0.00013554 | 0.00013635 | 0.00013108 | 0.00012408 | 0.0001265 | 0.00014249 | 0.00013339 | 0.00013062 | 0.00012745 | 0.00011305 | 0.00010094 | 0.00011284 | 0.00013463 | 0.00012271 | 0.00013593 | 0.00012468 | 0.00010958 | 0.00012263 | 0.00011828 | 0.0001081 | 0.00013297 | 0.00010147 | 0.00011531 | 0.00011775 | 0.00013511 | 0.00013362 | 0.00012334 | 0.00011953 | 0.00011549 | 0.00011001 | 9.5737e-05 | 0.00010814 | 0.00012451 | 0.00010411 | 0.0001246 | 0.00012114 | 0.00011924 | 0.00011543 | 0.00012511 | 0.00011739 | 0.0001025 | 0.00011894 | 0.00012035 | 0.00010893 | 0.00011825 | 0.00010547 | 0.00012064 | 0.00011672 | 0.00012943 | 0.0001272 | 0.00012071 | 0.00012799 | 0.00010497 | 0.00013859 | 0.00012686 | 0.00010233 | 0.00011557 | 0.00012618 | 0.00012435 | 0.00013791 | 0.00014342 | 0.00013043 | 0.00011893 | 0.00011612 | 0.00011883 | 0.00012933 | 0.0001286 | 0.00011991 | 0.00014484 | 0.00013103 | 0.00010726 | 0.00010777 | 0.00013238 | 0.00013493 | 0.00012977 | 0.00013164 | 0.00012029 | 0.00013689 | 0.00013476 | 0.00012571 | 0.00010621 | 0.00010235 | 0.0001127 | 0.00012273 | 0.00010998 | 0.00011494 | 0.00014167 | 0.00011803 | 0.00011674 | 0.00013886 | 0.0001164 | 0.0001188 | 0.00011919 | 0.00012883 | 0.00011921 | 0.00012672 | 0.0001348 | 0.00011013 | 0.00013673 | 0.00012934 | 0.00012742 | 0.00011844 | 0.00013822 | 0.00013414 | 0.00013383 | 0.00011318 | 0.00011199 | 0.0001226 | 0.00013143 | 0.00011044 | 0.00011257 | 0.00014324 | 0.00011635 | 0.0001179 | 0.00014136 | 9.3204e-05 | 0.00013409 | 0.00012081 | 0.00011546 | 0.00011975 | 0.00012191 | 0.00011167 | 0.00010469 | 0.00011024 | 0.00012479 | 0.00012425 | 0.00011128 | 0.00011296 | 0.00011839 | 0.00011289 | 0.00011641 | 0.00013112 | 0.00015338 | 0.00013587 | 0.00012215 | 0.00013553 | 0.00013658 | 0.00013502 | 0.00011386 | 0.00013246 | 0.00011902 | 0.00010187 | 0.00011821 | 0.00013346 | 0.00012247 | 0.00012372 | 0.00014293 | 0.00011754 | 0.00011781 | 0.00011981 | 0.00012186 | 0.00012483 | 0.00014383 | 0.00012574 | 0.00011515 | 0.000115 | 0.00012499 | 0.0001233 | 0.0001143 | 0.00012729 | 0.00011329 | 0.00012416 | 0.00012914 | 0.0001402 | 0.00010783 | 0.00014285 | 0.00011593 | 0.00011007 | 0.00011064 | 0.00011606 | 0.00014055 | 0.0001351 | 0.00012721 | 0.00012601 | 0.00012796 | 0.0001235 | 0.00012629 | 0.00012788 | 0.00013428 | 0.00013666 | 0.00014069 | 0.00013752 | 0.00013589 | 0.00010866 | 0.00012102 | 0.00015101 | 0.00012613 | 0.00012903 | 0.00011066 | 0.00012605 | 0.00012174 | 0.00014309 | 0.00012847 | 0.00013619 | 0.00012246 | 0.00011419 | 0.00012456 | 0.00012769 | 0.00011169 | 0.00012007 | 0.00010688 | 0.00010947 | 0.00011578 | 0.00012007 | 0.00011944 | 0.00015066 | 0.00011791 | 0.00012466 | 0.00011035 | 0.00011748 | 0.0001038 | 0.00012818 | 0.00011971 | 0.00013511 | 0.00012348 | 0.00011459 | 0.00012555 | 0.00014522 | 0.00012899 | 0.00013009 | 0.00012421 | 0.00011341 | 0.00012148 | 0.00012341 | 0.00013131 | 0.0001157 | 0.00011137 | 0.00013308 | 0.00014044 | 0.00011392 | 0.00013287 | 0.00012402 | 0.0001155 | 0.00013581 | 0.00010067 | 0.0001139 | 0.0001113 | 0.0001151 | 0.00011761 | 0.00010647 | 0.00012302 | 0.00012314 | 0.00012207 | 0.00010723 | 0.00011706 | 0.00010739 | 0.00010332 | 0.00011537 | 0.00012401 | 0.00011613 | 0.00011753 | 0.00013407 | 0.00013356 | 0.00011174 | 0.00013968 | 0.00011888 | 0.00011057 | 0.00011806 | 0.00011916 | 0.00013544 | 0.000106 | 0.00011417 | 0.00012917 | 0.00013114 | 0.00010714 | 9.923e-05 | 0.00011251 | 0.00012335 | 0.00013537 | 0.00010441 | 0.00012979 | 0.00014124 | 0.00011025 | 0.00014077 | 0.00012709 | 0.00010805 | 0.00013071 | 0.00013977 | 0.00010755 | 0.000115 | 0.00012903 | 0.0001251 | 0.00012203 | 0.00012319 | 0.0001125 | 0.00013562 | 0.00012932 | 0.00010019 | 0.00013818 | 0.00012789 | 0.00013955 | 0.0001264 | 0.00012393 | 0.00011954 | 0.00013423 | 0.00011792 | 0.00011916 | 0.00011094 | 0.00011796 | 0.00011816 | 0.00010507 | 0.00011272 | 0.00012743 | 0.0001221 | 0.00012928 | 0.00011749 | 0.00012266 | 0.00011804 | 0.00010452 | 9.9577e-05 | 0.00011366 | 0.00012762 | 0.00012277 | 0.00010764 | 0.00011547 | 0.00011359 | 0.00012451 | 0.00012273 | 0.00013091 | 0.00013522 | 0.0001239 | 0.00014007 | 0.00013161 | 0.00011802 | 0.00011304 | 0.00012184 | 0.00012511 | 0.00011385 | 0.00013033 | 0.00013255 | 0.00012587 | 9.4042e-05 | 0.00011425 | 0.00013573 | 0.00011083 | 0.00013678 | 0.00012768 | 0.0001289 | 0.00012867 | 0.00010767 | 0.00012231 | 0.00011408 | 0.00012336 | 0.00010605 | 0.00011121 | 0.00010304 | 0.00013447 | 0.00011199 | 0.00012047 | 0.00012307 | 0.00012114 | 0.00013723 | 0.00011635 | 0.00011461 | 0.00012559 | 0.0001393 | 0.00011313 | 0.00011413 | 0.00011723 | 0.00012996 | 0.00013127 | 0.00011137 | 9.3044e-05 | 0.00013635 | 0.00013052 | 0.0001257 | 0.00011366 | 0.00011179 | 0.0001176 | 0.00010945 | 0.0001254 | 0.00012642 | 0.00012852 | 0.0001216 | 0.00010733 | 0.00012288 | 0.00012043 | 0.00013453 | 0.00013329 | 0.0001168 | 0.000132 | 9.7226e-05 | 0.00010864 | 0.00011729 | 9.3966e-05 | 0.00011694 | 0.00014046 | 0.00012362 | 9.4635e-05 | 0.00011486 | 0.00012129 | 0.00011803 | 0.00012786 | 0.0001157 | 0.0001304 | 0.00012894 | 0.00012491 | 0.00010335 | 0.00011129 | 0.00014209 | 0.00012635 | 8.1773e-05 | 0.00011738 | 0.00011582 | 0.00011747 | 0.00012776 | 0.00012231 | 0.00011034 | 0.0001202 | 0.00010999 | 0.00011176 | 0.00011418 | 0.00010097 | 0.00013437 | 0.00012536 | 0.00010925 | 0.00010807 | 0.00012384 | 0.00012226 | 0.0001129 | 0.00014019 | 0.00013253 | 0.0001143 | 0.00012653 | 0.00012166 | 0.0001085 | 0.0001256 | 0.00012271 | 0.00012604 | 0.00011718 | 0.0001092 | 0.00014382 | 0.00012457 | 0.00013588 | 0.00013677 | 0.00011638 | 0.00012051 | 0.00010014 | 0.00013728 | 0.00013512 | 9.0451e-05 | 0.00011384 | 0.00014054 | 0.00012198 | 0.00013157 | 0.0001354 | 0.00010894 | 0.00011023 | 0.0001328 | 0.00012108 | 0.00012639 | 0.00013701 | 0.00012898 | 0.00012605 | 0.00011512 | 0.00013324 | 9.7036e-05 | 0.00011365 | 0.00011788 | 0.00011592 | 0.00011821 | 0.00010691 | 0.0001149 | 0.00013593 | 0.00012115 | 0.00011568 | 0.0001213 | 0.0001093 | 0.00014154 | 0.00011063 | 0.00012051 | 0.00011796 | 0.00011338 | 0.00013445 | 0.00011085 | 0.00012221 | 0.00012002 | 0.0001079 | 0.00010749 | 0.0001329 | 0.0001197 | 0.00012495 | 0.00011949 | 0.00010994 | 0.0001326 | 0.00012561 | 0.00011526 | 0.00012133 | 0.00012967 | 0.00012189 | 0.00013628 | 0.00012452 | 0.00012009 | 0.0001174 | 0.00010491 | 0.00010686 | 0.00010443 | 0.00011082 | 0.00014122 | 0.00010657 | 0.0001118 | 0.00011031 | 0.00011485 | 0.00014303 | 0.00013273 | 0.00014054 | 0.00013936 | 0.00013896 | 0.00011799 | 0.00012192 | 0.00012099 | 0.000125 | 0.00013004 | 0.00014224 | 0.00013711 | 0.00013074 | 0.00014469 | 0.00011487 | 0.00012918 | 0.00012123 | 0.0001196 | 0.00012715 | 0.00011278 | 0.00011928 | 0.00010961 | 0.00013329 | 0.00012397 | 0.00012619 | 0.00011977 | 0.00011905 | 0.00011668 | 0.00011292 | 0.00010544 | 0.00013596 | 0.00010851 | 0.00011971 | 0.00012252 | 0.00013907 | 0.00010904 | 0.00010351 | 0.00010786 | 0.00013667 | 0.0001375 | 0.00013308 | 0.00011743 | 0.00012541 | 0.00011038 | 0.00011157 | 0.00012712 | 0.0001311 | 0.00011082 | 0.00010232 | 0.00012054 | 0.00011351 | 0.00014094 | 0.00013648 | 0.00012835 | 0.00012569 | 0.00012173 | 0.00012545 | 0.00013719 | 0.00012377 | 0.00010271 | 0.000139 | 0.0001058 | 0.0001174 | 0.00011796 | 0.00010558 | 0.0001331 | 0.00012492 | 0.00013836 | 0.00011986 | 0.00012262 | 0.00013062 | 0.00011796 | 0.00011877 | 0.00013568 | 0.00010831 | 0.00011476 | 0.00013054 | 0.00012627 | 0.00011453 | 0.00011115 | 0.00012578 | 0.00010884 | 0.00011718 | 0.00011882 | 0.00011441 | 0.00010809 | 0.0001003 | 0.00011965 | 0.0001227 | 0.00012449 | 0.00013618 | 0.00012874 | 0.00013614 | 0.00013637 | 0.00011489 | 0.00010823 | 0.00011314 | 0.0001228 | 0.00010949 | 0.00012308 | 9.8292e-05 | 0.00011344 | 0.00012769 | 0.00012983 | 0.0001256 | 0.000113 | 0.00012727 | 0.00015294 | 0.00011731 | 0.00012611 | 0.00012724 | 0.00012621 | 0.00012135 | 0.00012513 | 0.00011499 | 0.00014988 | 0.00011742 | 0.0001117 | 0.00011647 | 0.000129 | 0.0001236 | 0.00012428 | 0.00011913 | 0.00012776 | 0.00010175 | 0.00011229 | 0.00012689 | 0.00013938 | 0.00013114 | 0.00012027 | 0.00012141 | 0.00012458 | 0.00012942 | 0.00012658 | 0.00012806 | 0.00011669 | 0.00011978 | 9.5863e-05 | 0.00011063 | 0.00010844 | 0.00012368 | 0.00012205 | 0.00010076 | 0.00012186 | 0.00012131 | 0.00011821 | 0.00011351 | 0.00012482 | 0.0001056 | 0.00012443 | 0.00013742 | 0.00013726 | 0.00013017 | 0.00011139 | 0.00012612 | 0.00013043 | 0.00012256 | 0.0001192 | 0.00011789 | 0.00012883 | 9.8718e-05 | 0.00012469 | 0.00011924 | 0.00012916 | 0.0001178 | 0.00012855 | 0.00012043 | 0.00013198 | 0.00010225 | 0.0001267 | 0.00011473 | 0.00013559 | 0.00011862 | 0.00013032 | 0.0001245 | 0.00012592 | 0.00012575 | 0.00014173 | 0.00011864 | 0.0001176 | 0.00010807 | 0.00013507 | 0.00013092 | 0.00011232 | 0.00013567 | 0.00011632 | 0.00011486 | 0.00011858 | 0.00011597 | 0.00012708 | 0.0001222 | 0.00010405 | 0.00013111 | 0.00012498 | 0.0001041 | 0.00010515 | 0.000116 | 0.0001035 | 9.3006e-05 | 0.00011969 | 0.00013382 | 0.00012806 | 0.00011451 | 0.00012875 | 9.9534e-05 | 0.00014595 | 0.00012642 | 0.00012627 | 0.00010238 | 0.00011807 | 0.00011498 | 0.00010452 | 0.00013249 | 0.00011826 | 0.00011891 | 0.00011659 | 0.00011198 | 0.00011273 | 0.0001194 | 0.00013095 | 0.00012366 | 0.00013097 | 0.00014292 | 0.0001034 | 0.0001296 | 0.00011504 | 0.00012826 | 0.0001305 | 0.00012741 | 0.00012811 | 0.00012991 | 0.00013576 | 0.00011157 | 0.00011712 | 0.00012589 | 0.0001155 | 0.00011577 | 0.00011126 | 0.00012678 | 0.00010368 | 0.00010759 | 0.00011834 | 0.00010294 | 0.00010683 | 0.00011598 | 0.00011125 | 0.00013218 | 0.00011483 | 0.00012215 | 0.00011331 | 0.00010431 | 0.00011844 | 0.0001238 | 0.00013353 | 0.00011691 | 0.00010956 | 0.00013342 | 0.00010788 | 0.00013531 | 0.00011308 | 0.00012335 | 0.00012616 | 0.00010683 | 0.00011072 | 0.00011958 | 9.9863e-05 | 0.00012434 | 0.00011649 | 0.00010645 | 8.724e-05 | 0.00012511 | 0.00011341 | 0.00011912 | 0.00010088 | 0.00012505 | 0.00011704 | 0.00012613 | 0.00013002 | 0.00013247 | 0.00011749 | 0.0001323 | 0.00011571 | 0.0001293 | 0.00012043 | 0.00011482 | 9.6433e-05 | 0.00012439 | 9.5852e-05 | 0.00011188 | 0.00011683 | 0.0001106 | 0.00014049 | 0.00010997 | 0.00011637 | 0.00010553 | 0.00011782 | 0.00011641 | 0.00013041 | 0.0001453 | 0.00010734 | 0.00011233 | 0.00011653 | 0.00010613 | 0.00013029 | 9.8275e-05 | 0.00013085 | 0.00011819 | 0.00012362 | 0.00011882 | 0.00012131 | 0.00011353 | 0.00013632 | 0.00010889 | 0.00012371 | 0.00015493 | 0.00013884 | 0.00010511 | 0.00013425 | 0.00015333 | 0.00010399 | 0.00012128 | 0.00012833 | 0.00013757 | 0.00011474 | 0.00011093 | 0.00010162 | 0.00012731 | 0.00012648 | 0.00012652 | 0.00011622 | 0.00011409 | 0.00012595 | 0.00013545 | 0.00010155 | 0.00012037 | 0.00012263 | 8.6172e-05 | 0.00013168 | 0.00010838 | 0.00011475 | 0.00011688 | 0.00010834 | 0.000118 | 0.0001063 | 0.00011683 | 0.0001255 | 0.00011479 | 0.00013426 | 0.0001139 | 0.00014502 | 0.00013379 | 0.00012696 | 0.00010843 | 0.0001114 | 0.00012806 | 0.00014276 | 0.00011804 | 0.0001374 | 9.1429e-05 | 0.00011661 | 0.00013342 | 0.00012921 | 0.00011388 | 0.00013485 | 0.00010972 | 0.00012693 | 0.00012689 | 0.00012955 | 0.00012767 | 0.00011669 | 0.00010485 | 0.00010523 | 0.00011363 | 0.00010033 | 0.00010704 | 0.00011516 | 0.00011343 | 0.00012385 | 0.00011524 | 0.00012848 | 0.00012714 | 0.0001465 | 0.00012359 | 0.00013923 | 0.00012725 | 0.00010582 | 0.00013123 | 0.0001388 | 0.00011766 | 0.00011963 | 0.00012247 | 0.00012412 | 0.00013222 | 0.00010671 | 0.00013598 | 0.00012376 | 0.00013535 | 0.00013482 | 0.0001322 | 0.00012207 | 0.00014247 | 0.00011728 | 0.00012556 | 0.00010277 | 0.00012951 | 0.00011241 | 0.00010477 | 0.00011534 | 0.00010586 | 0.00013778 | 0.00011493 | 8.4022e-05 | 0.00011187 | 0.00013087 | 0.00013844 | 0.00010001 | 0.00012668 | 0.00012263 | 0.00012628 | 0.00013754 | 0.00011011 | 0.00011053 | 0.00012333 | 0.0001236 | 0.00011265 | 0.00011184 | 0.00012596 | 0.00014043 | 0.00011387 | 0.00011637 | 0.00012291 | 0.00011905 | 0.00011912 | 0.00010767 | 0.00011638 | 0.00012442 | 0.0001138 | 0.00011552 | 0.0001136 | 0.00010129 | 0.00011057 | 0.00012916 | 0.00013395 | 0.00013503 | 0.00010006 | 0.00012399 | 0.0001169 | 0.00012682 | 0.00011291 | 0.00011146 | 0.00012286 | 0.00013153 | 0.00013002 | 0.00010612 | 0.00012011 | 0.00013377 | 0.00011604 | 0.00010656 | 0.00011183 | 0.00012396 | 0.00012124 | 0.00013213 | 0.00012269 | 0.00012495 | 0.00012066 | 0.00010994 | 0.00011691 | 0.00012481 | 0.00012258 | 0.00012805 | 0.00013296 | 0.00011078 | 0.00011187 | 0.00011358 | 0.00012301 | 0.00011801 | 0.00013927 | 0.00013972 | 0.00013265 | 0.0001395 | 0.00010715 | 0.0001417 | 0.00011929 | 0.0001274 | 0.00010653 | 0.00014022 | 0.00011005 | 0.00012833 | 0.00011621 | 9.9105e-05 | 0.00012558 | 0.00011912 | 0.00012433 | 0.00012659 | 0.00010551 | 0.00013437 | 0.00012455 | 0.00010913 | 0.0001184 | 0.00013324 | 0.00013175 | 0.00012937 | 0.00011289 | 0.000135 | 0.00010876 | 0.00014162 | 0.00010039 | 0.00013011 | 0.00011832 | 0.00012496 | 0.00011808 | 0.00011255 | 0.00012229 | 0.00013009 | 0.00013099 | 0.00014494 | 0.00012255 | 0.000119 | 0.00011775 | 0.00012277 | 9.9438e-05 | 0.00013032 | 0.0001212 | 0.00012742 | 0.00011561 | 0.0001368 | 0.0001186 | 0.0001169 | 0.00013011 | 0.0001184 | 0.00012566 | 0.00012006 | 0.00012766 | 0.00010311 | 0.00012114 | 0.00012649 | 0.00012794 | 0.00011392 | 0.00012793 | 0.00010248 | 9.2612e-05 | 9.8965e-05 | 0.00013152 | 0.00013867 | 0.00012136 | 0.0001032 | 0.00012496 | 0.00013551 | 0.0001386 | 0.0001419 | 0.00011046 | 0.00011303 | 0.00011421 | 0.00012812 | 0.0001326 | 0.0001361 | 0.00011043 | 0.00012112 | 0.00010645 | 0.00012341 | 0.00013415 | 0.00010735 | 0.00013209 | 0.00014694 | 0.00012449 | 0.00011954 | 0.00011582 | 0.00014856 | 0.00011931 | 0.00012135 | 0.00013197 | 0.00012316 | 0.00010959 | 0.00012287 | 0.00012992 | 0.00010887 | 0.00012432 | 0.00011119 | 0.0001061 | 0.00010956 | 0.00013431 | 0.00013909 | 0.0001366 | 0.00011239 | 0.00010353 | 0.000114 | 0.00013357 | 0.00010934 | 0.00013085 | 0.00011514 | 0.00011906 | 0.00013772 | 0.00013514 | 0.00011008 | 0.00014022 | 0.00010957 | 0.00012409 | 0.00011105 | 0.0001288 | 0.00011894 | 0.00013685 | 0.00010419 | 0.00012817 | 0.0001198 | 0.00012394 | 0.00012497 | 0.00013745 | 0.00013021 | 0.00013393 | 0.00010736 | 0.00010455 | 0.00013468 | 0.00011494 | 0.00013219 | 0.00012074 | 0.00012106 | 0.00011977 | 0.0001256 | 0.00011583 | 0.00011748 | 0.00013032 | 0.00013679 | 0.00010886 | 0.00012759 | 0.00011473 | 0.00011448 | 0.00013724 | 0.00013722 | 0.00011193 | 0.00012802 | 9.6768e-05 | 0.00012909 | 0.00011456 | 0.00011511 | 0.00012881 | 0.00011612 | 0.00010955 | 0.00011979 | 0.00013918 | 0.00011993 | 0.0001288 | 0.00012607 | 0.00012804 | 0.00013843 | 0.00011664 | 0.00012473 | 0.00012782 | 0.0001302 | 0.00012675 | 0.00012334 | 0.00011813 | 0.00014574 | 0.00013949 | 0.00013305 | 0.00011999 | 0.00013708 | 0.00012092 | 0.00011066 | 0.00012649 | 0.00011311 | 0.00013774 | 0.00013159 | 0.00013586 | 0.00013446 | 0.00013978 | 0.0001255 | 0.00010237 | 0.00011369 | 0.00012642 | 9.3544e-05 | 0.00010818 | 0.00012611 | 0.00013233 | 0.00013314 | 0.00012033 | 0.00011615 | 0.00011714 | 0.00011024 | 0.00012423 | 0.00011572 | 0.00012496 | 0.00012482 | 9.849e-05 | 0.00013473 | 0.00011631 | 0.00012845 | 0.0001251 | 0.00012152 | 8.5942e-05 | 0.0001139 | 0.00011692 | 0.00010004 | 0.00013047 | 0.00011108 | 0.00013079 | 0.00013077 | 0.00012456 | 0.00012694 | 0.00013076 | 0.00011791 | 0.00013372 | 0.00011265 | 0.00012128 | 0.00011271 | 0.00013745 | 0.00012812 | 0.00012781 | 0.0001181 | 0.00012223 | 0.00012776 | 0.00010531 | 0.00013012 | 0.00012102 | 0.00013663 | 0.00010202 | 0.00011042 | 0.00012778 | 0.00011627 | 0.00011655 | 0.00011286 | 0.00011688 | 0.00014261 | 0.0001499 | 0.00012529 | 0.00012355 | 0.00013242 | 0.00011858 | 0.00012318 | 0.00012769 | 0.0001154 | 0.00011318 | 0.0001184 | 0.00011491 | 0.00012442 | 0.00013448 | 0.00013739 | 0.00010358 | 0.00014812 | 0.00011623 | 0.00011849 | 0.00012472 | 0.00013106 | 0.00010748 | 0.00012385 | 0.00011443 | 9.3751e-05 | 0.00011384 | 0.00010916 | 0.00013435 | 0.00011395 | 0.00012766 | 0.00010654 | 0.00012539 | 0.00012184 | 0.00013069 | 8.9984e-05 | 0.00011194 | 0.00011846 | 0.00012693 | 0.00013426 | 0.00010916 | 0.00012505 | 0.00010548 | 0.00014571 | 0.00012642 | 0.00013902 | 0.00013947 | 0.00012558 | 0.00012931 | 0.0001444 | 0.00012449 | 0.00010669 | 0.00011152 | 0.00012313 | 0.0001356 | 0.00011235 | 0.00010871 | 0.00011425 | 0.00012139 | 0.00012661 | 0.00011406 | 0.00012252 | 0.0001532 | 0.00014346 | 0.00012037 | 0.00012215 | 0.00012771 | 0.00013533 | 0.00013395 | 0.00010268 | 0.00011529 | 0.00011488 | 0.0001281 | 0.00014247 | 0.00011547 | 0.00010125 | 0.00012912 | 0.00013316 | 0.00011882 | 0.00011799 | 9.7289e-05 | 0.00011095 | 0.00012645 | 0.00011224 | 0.00013615 | 0.00013093 | 0.00011387 | 0.00011995 | 0.00010838 | 9.6975e-05 | 0.00012074 | 0.00014687 | 0.00010777 | 0.0001252 | 0.00010844 | 0.00014185 | 0.00012594 | 9.5973e-05 | 0.00012894 | 9.94e-05 | 0.00011542 | 0.00011279 | 0.00011872 | 0.0001068 | 0.00010946 | 0.0001402 | 0.00010678 | 0.00011062 | 0.00013326 | 0.00010041 | 0.00013041 | 0.0001102 | 0.00014208 | 0.00012991 | 0.00011209 | 0.00012862 | 0.00012603 | 0.0001265 | 0.00012175 | 0.0001201 | 0.00011584 | 0.00012858 | 9.7965e-05 | 0.00011646 | 0.00012767 | 0.00012692 | 0.00016035 | 0.00015743 | 0.00012521 | 0.00012932 | 0.00013552 | 0.00011783 | 0.00014264 | 0.00011395 | 0.00011044 | 0.00011988 | 0.00010635 | 0.00010796 | 0.00010806 | 0.00014945 | 0.00011456 | 0.00011289 | 0.00015095 | 0.00011848 | 0.00012159 | 0.00014396 | 0.00012371 | 0.00010984 | 0.00011064 | 0.00010788 | 0.0001208 | 0.0001311 | 0.00013892 | 0.00015749 | 0.00012529 | 0.0001318 | 0.00010173 | 0.00012178 | 0.00012339 | 0.00013185 | 0.00012776 | 9.9458e-05 | 0.00012415 | 0.00012367 | 0.00012535 | 0.00011873 | 0.00012825 | 0.00013335 | 0.00015232 | 0.00012866 | 0.00012487 | 0.00014113 | 0.00011701 | 0.00012022 | 0.00013198 | 0.00013265 | 0.00013045 | 0.00011481 | 0.00010404 | 0.00011831 | 0.00011157 | 0.00011626 | 0.00011305 | 0.00011056 | 9.9289e-05 | 0.00011422 | 0.0001286 | 0.00013029 | 0.00010782 | 0.00013107 | 0.00010392 | 0.00012805 | 0.00012291 | 0.00014149 | 0.00011996 | 0.00010697 | 0.00012878 | 0.00011831 | 0.00012667 | 0.00012453 | 0.00011447 | 0.00012261 | 0.0001137 | 0.00012473 | 0.00011978 | 0.00012799 | 0.00012715 | 0.00011273 | 0.0001165 | 0.00010924 | 0.00012641 | 0.00011257 | 0.00010423 | 0.00010389 | 0.00010669 | 0.00013494 | 0.00011801 | 0.00011904 | 0.00010817 | 0.00011323 | 0.0001441 | 0.00010712 | 0.00013919 | 0.00011953 | 0.00012796 | 0.00011545 | 0.00010578 | 0.00011976 | 0.00010141 | 0.00011284 | 0.00011653 | 0.00012893 | 0.00010212 | 0.00010606 | 0.00011662 | 0.00014153 | 0.00013388 | 0.00013708 | 0.0001439 | 0.00011744 | 0.00011498 | 0.00011953 | 0.00013046 | 0.00014052 | 0.00013492 | 0.00012492 | 0.00011729 | 0.00013443 | 0.00012339 | 0.00013652 | 0.00014325 | 0.0001085 | 0.00010631 | 0.00013306 | 0.00013025 | 0.00013194 | 0.00012932 | 0.00012782 | 0.00011236 | 0.00011983 | 0.00012455 | 0.00013197 | 0.0001181 | 0.000129 | 0.00013408 | 0.00012716 | 0.00010293 | 0.00013439 | 0.0001277 | 0.00012467 | 0.00012236 | 0.00013338 | 0.00013557 | 0.00012429 | 0.00012708 | 0.0001217 | 0.00012798 | 0.00013971 | 0.00011543 | 0.00011847 | 0.00011666 | 0.0001054 | 0.00010775 | 0.00012185 | 0.00012127 | 0.00012595 | 0.00011892 | 0.00010875 | 0.00010681 | 0.00013126 | 0.000131 | 0.00011503 | 0.00011188 | 0.00011931 | 0.00014346 | 0.00012312 | 0.00012257 | 0.00014418 | 0.00011051 | 0.00011556 | 0.00011028 | 0.00010414 | 0.00011509 | 0.00010873 | 0.00011606 | 0.00012088 | 0.00011921 | 0.00013526 | 0.00011487 | 0.00010141 | 0.00010704 | 0.00013171 | 0.00010613 | 0.00011623 | 0.00011086 | 0.00012228 | 0.00010992 | 0.00011803 | 0.0001122 | 0.00012992 | 0.00012769 | 0.00013037 | 0.00010902 | 0.00011481 | 0.00013263 | 0.0001009 | 0.00013918 | 0.00010819 | 0.00012262 | 0.00011246 | 0.00012493 | 0.0001189 | 0.0001286 | 0.00014282 | 0.00011216 | 0.00012804 | 0.00013821 | 0.00012012 | 0.0001403 | 0.00011433 | 0.00013305 | 0.00012538 | 0.00012727 | 0.00012551 | 0.00010936 | 0.00011726 | 0.00011978 | 0.00012701 | 0.00012025 | 0.00011548 | 9.1104e-05 | 0.0001269 | 9.5563e-05 | 0.00010415 | 0.00011645 | 0.00013018 | 0.00012606 | 0.00013016 | 0.00012797 | 0.00013836 | 0.00012633 | 0.000141 | 0.00012503 | 0.00011778 | 0.00010828 | 0.00012928 | 0.00013369 | 0.00012955 | 0.00012539 | 0.00010439 | 0.00012987 | 0.0001219 | 0.00012194 | 0.0001061 | 0.00011229 | 0.00012129 | 0.00012153 | 0.00011948 | 0.00012142 | 0.00013342 | 0.00010942 | 0.00010305 | 0.00014026 | 0.00012193 | 0.00012198 | 0.00012033 | 0.00011502 | 0.00013581 | 0.00012496 | 0.00011189 | 0.00011238 | 0.00013662 | 0.00012702 | 0.0001301 | 0.0001277 | 0.00013684 | 0.00012931 | 9.9477e-05 | 9.7446e-05 | 0.00013784 | 0.00013916 | 0.00011116 | 0.00011845 | 0.00012813 | 0.00013086 | 0.00011461 | 0.00012677 | 0.00012064 | 0.00012213 | 0.00013577 | 0.00011871 | 0.00012195 | 0.00011756 | 0.00013219 | 0.00015417 | 0.00012471 | 0.00012944 | 0.00011738 | 0.00011344 | 0.00011875 | 0.00011136 | 0.00011864 | 0.00012695 | 7.9254e-05 | 0.00014688 | 0.00012971 | 0.00013291 | 0.0001153 | 0.00011816 | 9.2196e-05 | 0.00012295 | 0.00012158 | 0.00012121 | 0.00010911 | 0.00010286 | 0.00012995 | 0.00012283 | 0.0001223 | 0.00013109 | 0.00012267 | 0.00012672 | 0.00012342 | 0.00012664 | 0.00013818 | 0.00012804 | 0.00013259 | 0.00010029 | 0.00013514 | 0.00014382 | 0.00014153 | 8.7778e-05 | 0.00012592 | 0.00010462 | 9.9236e-05 | 0.0001176 | 0.0001258 | 0.00010639 | 0.0001146 | 0.00013302 | 0.00016168 | 0.00013255 | 0.00011181 | 0.00010612 | 0.00011622 | 0.00011932 | 0.00012872 | 0.00012077 | 0.0001195 | 0.00011966 | 0.00011161 | 0.00013132 | 0.0001277 | 0.00013177 | 0.00010765 | 0.00010592 | 0.00013037 | 0.00012781 | 0.00013585 | 0.00011217 | 0.00011971 | 0.00010656 | 0.00012204 | 0.0001282 | 0.00010805 | 0.00013447 | 0.00013289 | 0.00011435 | 0.00012401 | 0.00010166 | 0.0001164 | 0.00012774 | 0.00014357 | 0.00010849 | 0.00011599 | 0.00013853 | 0.00012451 | 0.0001094 | 0.00014189 | 0.00012561 | 0.0001129 | 0.00011576 | 0.00012304 | 0.00012772 | 0.00012744 | 0.00012187 | 0.00011348 | 0.00014663 | 0.00011024 | 0.00011178 | 0.00013865 | 0.00012823 | 0.00013094 | 0.00011269 | 0.00012312 | 0.00013604 | 0.00010252 | 0.00011645 | 0.0001333 | 0.00012716 | 0.00013426 | 0.00011472 | 0.00011308 | 0.00011983 | 0.00013368 | 0.00012604 | 0.00011955 | 0.00014169 | 0.00014914 | 0.00011119 | 0.0001254 | 0.00011588 | 0.00011896 | 0.00012836 | 0.00015027 | 0.00011504 | 0.00013298 | 0.00012479 | 0.00012011 | 0.00011464 | 0.00011223 | 0.00012159 | 0.00010319 | 0.00011409 | 0.00012634 | 0.00011841 | 0.00012044 | 0.00013342 | 0.00011632 | 0.00013175 | 0.00012966 | 0.0001285 | 0.00012815 | 0.00011312 | 0.00013259 | 0.00012346 | 0.0001372 | 0.00011117 | 0.00011402 | 0.00012061 | 0.00012053 | 0.00012168 | 0.00013025 | 0.00012062 | 0.00013056 | 0.00010637 | 0.00012269 | 0.0001299 | 0.00010739 | 0.00012001 | 0.00010588 | 0.00011089 | 0.00012002 | 0.00012983 | 0.00012499 | 0.00012418 | 0.00014322 | 0.0001196 | 0.00010556 | 0.00012237 | 0.00013971 | 0.00014266 | 0.00011891 | 0.00012142 | 0.00013955 | 0.0001201 | 0.0001213 | 0.00015028 | 0.00012856 | 0.00011923 | 0.00011911 | 0.00014105 | 0.00011535 | 8.7903e-05 | 0.00011534 | 0.00011377 | 0.00014366 | 0.00012963 | 0.00011311 | 0.00013732 | 0.00010565 | 0.00011074 | 0.00010988 | 0.00012317 | 0.00011945 | 0.00015485 | 0.00013412 | 0.0001351 | 0.00011376 | 0.0001239 | 0.00011443 | 0.00010646 | 0.00012638 | 0.00011968 | 0.00012323 | 0.00013418 | 0.0001003 | 0.00011734 | 0.00010982 | 0.000142 | 0.00013859 | 0.00013104 | 0.00010782 | 0.00013194 | 0.00012025 | 9.6432e-05 | 0.00011955 | 0.00010336 | 0.00011722 | 0.00011813 | 9.7112e-05 | 0.00012986 | 0.00013172 | 0.00011953 | 0.00011244 | 0.00011275 | 0.00014058 | 0.00013722 | 0.00012392 | 0.00012933 | 0.0001255 | 9.3963e-05 | 0.00011987 | 0.00010228 | 0.00010431 | 0.00012643 | 0.00012171 | 0.00012857 | 0.00012404 | 0.00012331 | 8.7167e-05 | 0.00012661 | 0.00014053 | 0.00014443 | 0.00012746 | 0.00012083 | 0.00010369 | 0.00013349 | 0.00011322 | 0.00013103 | 0.00012763 | 0.00013425 | 0.00010483 | 0.00013513 | 0.00011016 | 0.00013556 | 0.00010678 | 0.0001025 | 0.00012713 | 0.00013281 | 9.0643e-05 | 0.00010528 | 0.00013864 | 0.00013282 | 0.00012765 | 0.00012735 | 0.0001074 | 0.00011553 | 0.00010778 | 0.00011075 | 0.0001181 | 0.00011754 | 0.00010068 | 0.00013303 | 0.00011999 | 0.00012185 | 0.00010303 | 0.00011319 | 0.00014797 | 0.00012543 | 0.00011222 | 0.0001383 | 0.00012836 | 0.00012263 | 0.00010914 | 0.00011347 | 0.00012843 | 0.00011618 | 0.00012837 | 0.00012019 | 0.00013086 | 0.00012563 | 0.00012608 | 0.00012741 | 0.00013416 | 0.0001396 | 0.00012633 | 0.00010498 | 0.00012265 | 0.000109 | 0.00012659 | 0.00011693 | 0.00013185 | 0.00012672 | 0.000136 | 0.00013478 | 0.00011086 | 0.00010267 | 0.0001169 | 0.00013452 | 0.00012357 | 0.00011363 | 0.000104 | 0.00012191 | 0.00014169 | 0.0001268 | 0.00011862 | 0.0001171 | 0.00012499 | 0.0001213 | 9.7948e-05 | 0.00011331 | 0.00010671 | 0.00013355 | 9.8954e-05 | 0.00011518 | 0.00012773 | 0.00012959 | 0.00012396 | 0.00012198 | 0.00011219 | 0.00011528 | 0.00014186 | 0.00013985 | 0.00012737 | 0.00011438 | 0.00011225 | 0.00010356 | 0.00011216 | 0.00013573 | 0.00012109 | 0.00010681 | 0.00012232 | 0.0001194 | 0.0001267 | 0.00011199 | 0.00011956 | 0.0001391 | 0.00010504 | 0.00011928 | 0.00012976 | 0.00011997 | 0.00015534 | 0.00012308 | 0.00012694 | 0.00013216 | 0.00014173 | 0.00012291 | 0.00010618 | 0.00011572 | 0.00012009 | 0.00011561 | 0.0001233 | 0.00011534 | 0.0001078 | 0.00011971 | 0.00013311 | 0.00012828 | 0.00012148 | 0.00012156 | 0.0001128 | 0.00012214 | 0.00011414 | 0.00012225 | 0.00012136 | 0.00012761 | 0.00013861 | 0.00011193 | 0.00011961 | 0.00015143 | 0.0001133 | 0.00011109 | 0.00011633 | 0.00010028 | 0.00013814 | 0.00011183 | 0.00013435 | 0.00014407 | 0.00010896 | 0.00014076 | 0.00011812 | 0.0001161 | 0.00011549 | 0.00014105 | 0.0001347 | 0.00011545 | 0.00012241 | 0.00011531 | 0.00015965 | 0.00012494 | 0.00014623 | 0.00010776 | 0.00013364 | 0.00014274 | 0.00011344 | 0.00012975 | 0.00011533 | 0.00013422 | 0.00012604 | 0.00010038 | 0.00011763 | 0.00012628 | 0.00013665 | 0.00012657 | 0.00013785 | 0.0001193 | 0.00012888 | 0.0001102 | 0.00013649 | 0.00011118 | 0.00010347 | 0.00013589 | 0.00011893 | 0.00011365 | 0.00010853 | 0.00012922 | 0.00013327 | 0.00011464 | 0.00012537 | 0.00013329 | 0.00012774 | 0.00012734 | 0.0001037 | 0.00013438 | 0.00011301 | 0.00012194 | 0.00012288 | 0.00011639 | 0.00011489 | 0.00013678 | 0.00010757 | 0.00012473 | 0.0001335 | 0.00012808 | 0.00012929 | 0.00011389 | 0.00013163 | 0.00013689 | 0.00012192 | 0.00011187 | 0.00011314 | 0.00011913 | 0.00013599 | 0.00012137 | 0.00013805 | 0.00010373 | 0.00011477 | 0.00011318 | 0.00012233 | 0.00011485 | 0.00013262 | 0.00013538 | 0.00010762 | 0.00012039 | 0.00010342 | 0.00013458 | 0.00012115 | 0.00010271 | 0.00011785 | 0.0001458 | 0.00010842 | 0.00010585 | 0.00010741 | 0.00012455 | 0.00012113 | 0.00010967 | 9.8277e-05 | 0.00011705 | 0.00011753 | 9.4593e-05 | 0.00012303 | 0.00012909 | 9.3755e-05 | 0.00011019 | 0.00014507 | 0.00011807 | 0.00014317 | 0.00012233 | 0.00012286 | 0.0001336 | 0.00011595 | 0.00012214 | 0.0001331 | 0.00012767 | 0.0001233 | 0.00013886 | 0.00014324 | 9.6861e-05 | 0.00012853 | 0.00012033 | 0.00012463 | 0.0001331 | 0.00011961 | 0.0001191 | 0.0001386 | 0.000122 | 0.00013136 | 0.00013135 | 0.0001284 | 0.0001192 | 0.000129 | 0.00010133 | 0.00012401 | 0.00011744 | 0.00011698 | 0.00012831 | 0.00010791 | 0.00012583 | 0.00012062 | 0.00012658 | 0.00012242 | 0.0001292 | 9.8255e-05 | 0.00010877 | 0.00011124 | 0.00013321 | 0.00011774 | 0.00015315 | 0.00012459 | 0.00012285 | 0.00010434 | 0.00013197 | 0.00012242 | 0.00010916 | 0.00012297 | 9.1909e-05 | 9.9787e-05 | 0.00011984 | 0.00011421 | 0.00014617 | 0.00010641 | 0.00013371 | 0.00012117 | 0.00012003 | 0.00011898 | 0.00010675 | 0.00010299 | 0.00013362 | 0.00012201 | 0.0001235 | 0.00012176 | 0.00012429 | 0.00010362 | 0.00011397 | 0.00013264 | 0.00011712 | 0.00013011 | 0.00014248 | 0.00012665 | 0.00013653 | 0.00010817 | 0.00011901 | 0.00011038 | 0.00011956 | 0.00010566 | 0.00013058 | 0.00012559 | 0.00012237 | 0.00010732 | 0.00013461 | 0.00013528 | 0.00011491 | 0.00011525 | 0.00011834 | 0.00012586 | 0.00013808 | 0.00013467 | 0.00013732 | 0.00010989 | 0.00011171 | 0.00012183 | 0.00012145 | 0.00013514 | 0.00013129 | 0.00010783 | 0.00012352 | 0.00011401 | 0.00010754 | 0.0001141 | 9.6201e-05 | 0.00011861 | 0.00011253 | 0.00011441 | 0.00012293 | 0.00011283 | 0.00011326 | 0.00013714 | 0.00012569 | 0.0001376 | 9.9907e-05 | 0.00013901 | 0.00011367 | 0.0001175 | 7.8391e-05 | 0.00011803 | 0.00011668 | 0.00015127 | 0.00011554 | 0.0001166 | 0.00010674 | 0.00012919 | 0.00012851 | 0.00010975 | 0.00010653 | 0.00013436 | 0.00012165 | 0.00012816 | 0.00012326 | 0.00011869 | 9.3848e-05 | 0.00012246 | 0.00012198 | 0.00012695 | 0.00011603 | 0.00013327 | 0.00011566 | 0.00010033 | 0.00012694 | 0.00012293 | 0.00010189 | 0.00013366 | 0.00011379 | 9.7507e-05 | 0.00010823 | 0.00011552 | 0.00013742 | 0.00011412 | 0.00012773 | 0.0001236 | 0.00012529 | 0.00013176 | 0.00010934 | 0.00013686 | 0.00011153 | 0.0001179 | 0.00012136 | 0.00012694 | 0.00011978 | 0.00011418 | 0.00013171 | 0.00011632 | 0.00012035 | 0.00013066 | 0.00012133 | 0.00013552 | 0.00012551 | 0.00012181 | 9.759e-05 | 0.00012618 | 0.00012233 | 0.00011609 | 0.00015481 | 0.00010816 | 0.00011264 | 0.00012769 | 0.00010705 | 0.00011351 | 0.00012672 | 9.6602e-05 | 0.00011866 | 0.00012984 | 0.00013257 | 0.00012623 | 0.00013461 | 0.00012757 | 0.00013056 | 0.00010947 | 0.00010686 | 0.0001183 | 0.00013769 | 0.00011864 | 0.00012919 | 0.00011201 | 0.00014158 | 0.00013322 | 0.0001113 | 0.00010078 | 0.0001208 | 9.9931e-05 | 0.00011277 | 0.00011575 | 0.00012721 | 0.00014104 | 0.00010766 | 0.00012171 | 0.00012402 | 0.00011371 | 0.00011451 | 0.00012497 | 0.00011659 | 0.00011436 | 0.00012838 | 0.00012053 | 0.00012376 | 0.00013141 | 0.00012183 | 0.00010534 | 0.00012625 | 0.00014233 | 0.00013375 | 0.00011445 | 0.00011447 | 0.00013369 | 0.00011268 | 0.00011513 | 0.00011005 | 0.00013785 | 0.00011165 | 0.00012179 | 0.00010226 | 0.00010661 | 0.00011453 | 0.00014253 | 0.00012792 | 0.00012705 | 0.00011788 | 0.00010938 | 0.00012793 | 0.00011269 | 0.00012333 | 0.00012388 | 0.00011492 | 0.0001282 | 0.00012038 | 0.00011272 | 0.00010366 | 0.00013196 | 0.00014656 | 0.00010226 | 0.0001353 | 0.00012095 | 0.00013337 | 0.0001193 | 0.00014034 | 0.00014258 | 0.00012871 | 0.00012525 | 0.00011048 | 0.00013248 | 0.00012586 | 0.00010883 | 0.00010711 | 9.7137e-05 | 0.00011531 | 0.00011688 | 0.00011225 | 0.00010006 | 0.0001332 | 0.00011314 | 0.00012374 | 0.00010968 | 0.0001354 | 0.00012107 | 9.111e-05 | 0.00013628 | 0.00012715 | 0.00011267 | 0.00012224 | 0.00010937 | 0.00013948 | 0.00013566 | 0.00012836 | 9.8951e-05 | 0.0001267 | 0.0001288 | 0.0001445 | 0.00011576 | 0.00010922 | 0.00010051 | 0.00010696 | 0.0001146 | 0.00011392 | 0.00010016 | 0.00012427 | 0.00011149 | 0.00012776 | 0.00012426 | 0.00011528 | 0.00011836 | 0.0001301 | 0.00010884 | 0.00010562 | 0.00013945 | 0.00011687 | 0.00011756 | 0.00011613 | 0.00013881 | 0.00014156 | 0.00012245 | 0.00013656 | 0.00011571 | 0.00010977 | 0.00011166 | 0.00012672 | 0.00011732 | 0.00013314 | 0.00013504 | 0.00012498 | 0.00012675 | 0.00013227 | 0.00011648 | 0.0001134 | 0.00011136 | 0.00010274 | 0.00012614 | 0.00012756 | 0.00013472 | 0.00011127 | 0.00012441 | 0.00012792 | 0.00011023 | 0.00010236 | 0.00011721 | 0.00012293 | 0.0001179 | 0.00012057 | 0.00013161 | 0.00015535 | 0.0001108 | 0.0001205 | 0.00010049 | 0.0001204 | 0.00010336 | 0.00011687 | 0.00013132 | 0.00011655 | 0.0001483 | 0.00011169 | 0.00013252 | 0.00012196 | 0.00010753 | 0.00013986 | 0.00011774 | 0.00013301 | 9.1374e-05 | 0.0001394 | 0.00012204 | 0.00011846 | 0.0001282 | 0.00011856 | 0.00010782 | 0.00014572 | 0.00013437 | 0.00013312 | 0.0001437 | 0.00011145 | 0.00013041 | 0.0001373 | 0.00013049 | 0.00013615 | 0.0001131 | 0.00012306 | 0.00013168 | 0.00011454 | 0.00010849 | 0.00012386 | 9.9012e-05 | 0.00010526 | 0.00012751 | 0.00011659 | 0.00013663 | 0.0001266 | 0.00010511 | 0.0001261 | 0.00011083 | 0.00013009 | 0.00012415 | 0.00012189 | 0.00011395 | 0.00011197 | 0.00012038 | 0.00010561 | 0.00012153 | 0.0001013 | 0.0001335 | 0.00011052 | 0.00011748 | 0.00013498 | 0.00012199 | 0.00011796 | 0.00013519 | 0.00012145 | 0.00011786 | 0.00013889 | 0.00012469 | 0.00011409 | 9.5996e-05 | 0.00014239 | 0.00010085 | 0.00012804 | 0.00013599 | 0.00013752 | 0.00012213 | 0.00010683 | 0.00013542 | 0.00011949 | 0.00011873 | 0.00013979 | 0.00010237 | 0.00014322 | 0.0001214 | 0.00012262 | 0.00013046 | 0.00012979 | 0.00012711 | 0.00011917 | 0.00012076 | 0.00011969 | 0.0001161 | 0.00010698 | 0.00011021 | 0.00012436 | 0.00012765 | 0.00012138 | 0.00013358 | 0.00010821 | 0.00012879 | 0.00013805 | 0.00010457 | 0.00012757 | 0.00012116 | 0.00013845 | 0.0001104 | 0.00011205 | 0.00012584 | 0.00011881 | 0.00011466 | 0.00013267 | 0.00011662 | 0.00010521 | 0.00013315 | 0.00013318 | 0.00011546 | 0.00011609 | 0.00011134 | 0.00010102 | 0.00011778 | 0.00012965 | 0.00011782 | 0.00012901 | 0.00014062 | 0.00011967 | 0.00012521 | 0.0001308 | 0.00011601 | 0.00013511 | 0.00012449 | 0.00012524 | 0.00011629 | 0.00010949 | 0.00013197 | 0.00010997 | 0.00010256 | 0.00012102 | 0.00012146 | 9.9229e-05 | 0.00010287 | 0.00011754 | 0.00014386 | 0.00012436 | 0.00013885 | 0.00011316 | 0.00015178 | 0.00013176 | 0.00010921 | 0.00012159 | 0.00012132 | 0.00013609 | 0.00012305 | 0.00012122 | 0.00012817 | 0.00011656 | 0.00011289 | 0.00011955 | 0.00012212 | 0.00010283 | 0.00012818 | 0.00011927 | 0.00011866 | 0.00010741 | 0.00011503 | 0.00010322 | 0.00013572 | 0.00013895 | 0.00013021 | 0.0001034 | 0.00011295 | 9.6368e-05 | 0.00012061 | 0.00011059 | 0.00012014 | 0.00011264 | 0.00012306 | 0.00011522 | 0.00012013 | 0.0001147 | 0.00010051 | 0.00011736 | 0.00012392 | 0.00010279 | 0.00012229 | 0.00011958 | 0.00011484 | 0.00012012 | 0.00012315 | 0.0001086 | 0.00010621 | 0.00011106 | 0.00012975 | 0.00011833 | 0.00014427 | 0.00011269 | 0.00012472 | 0.00012587 | 0.00011315 | 0.00012698 | 0.00013817 | 0.00012445 | 0.00014004 | 0.00012889 | 0.00013787 | 0.00010012 | 0.00011489 | 0.00012838 | 0.00011627 | 0.00013169 | 0.00012075 | 0.00011177 | 0.0001216 | 0.0001247 | 0.00012161 | 0.00013182 | 0.00011364 | 0.00011563 | 0.00011761 | 0.00013949 | 0.00012887 | 0.00011535 | 0.00010754 | 0.00013981 | 0.00011595 | 0.00013006 | 0.0001334 | 0.00012459 | 0.000125 | 0.00012075 | 0.0001112 | 0.00011455 | 0.00014891 | 0.00010009 | 0.00012982 | 0.00011983 | 0.00011191 | 0.00011326 | 0.000113 | 0.00015862 | 0.00013187 | 0.00011019 | 0.00012814 | 0.00011775 | 0.00012588 | 0.00013862 | 0.00012051 | 9.6341e-05 | 0.00013546 | 0.00013413 | 9.9745e-05 | 0.00011426 | 0.000116 | 0.00012343 | 0.00012631 | 0.00012257 | 0.00012179 | 0.00013542 | 0.00012267 | 0.00011436 | 0.00012226 | 0.00010922 | 0.00012107 | 0.00011378 | 0.00012984 | 9.6991e-05 | 9.9695e-05 | 0.00011332 | 0.00012218 | 0.00012637 | 0.00011031 | 0.0001077 | 0.0001306 | 0.000114 | 0.00014797 | 0.00013164 | 0.00011997 | 9.4846e-05 | 0.00011799 | 0.00010351 | 0.00010251 | 0.00014238 | 0.00011298 | 0.00010527 | 0.00014006 | 0.00013196 | 0.0001395 | 0.00011743 | 0.00011491 | 0.00012849 | 0.00011838 | 0.00012683 | 0.00011839 | 9.8023e-05 | 0.00012775 | 0.00011682 | 0.0001288 | 0.00012044 | 0.00013564 | 0.00012934 | 0.00014026 | 0.00013007 | 0.00012234 | 0.00014036 | 0.00010734 | 0.00012354 | 0.00010702 | 0.00014526 | 0.00012415 | 0.00012625 | 0.00014097 | 0.00012086 | 0.00012006 | 0.00010958 | 0.00012674 | 9.9583e-05 | 0.00011133 | 0.00011346 | 0.00010818 | 0.00012287 | 0.00012669 | 9.9029e-05 | 0.00014246 | 0.0001193 | 0.00011973 | 0.00011635 | 0.00010406 | 0.00013202 | 0.00011357 | 0.00012825 | 0.0001166 | 0.00013721 | 0.00012295 | 0.0001374 | 0.0001254 | 0.00011885 | 0.00015171 | 0.00012859 | 0.00013767 | 0.00013219 | 0.00011975 | 0.00014024 | 0.00013993 | 0.0001143 | 0.00012653 | 0.0001246 | 0.00013198 | 0.00011462 | 0.00012016 | 0.00010443 | 0.00010989 | 0.00011916 | 0.0001164 | 0.00012266 | 0.00011793 | 0.00012843 | 0.00011933 | 0.00013652 | 0.00011103 | 0.00012457 | 0.0001345 | 0.00014839 | 0.00011163 | 0.00011442 | 0.00013831 | 0.00012822 | 0.00012103 | 0.00013396 | 0.00011917 | 0.00010684 | 0.00010476 | 0.00013397 | 0.00012497 | 0.00014348 | 0.00012676 | 0.00012662 | 0.00013008 | 0.00011045 | 0.00011345 | 0.00013444 | 0.00012475 | 0.00011744 | 0.00011703 | 0.00014141 | 0.00011386 | 0.00011894 | 9.9123e-05 | 0.00011518 | 0.00014373 | 0.000123 | 0.00011995 | 0.00011509 | 0.00013136 | 0.00015253 | 0.00012254 | 0.00014323 | 0.00011628 | 0.00011883 | 0.0001434 | 0.00012432 | 0.00011077 | 0.00012961 | 0.00012084 | 0.00012137 | 0.00013001 | 0.00012602 | 9.2688e-05 | 0.00011325 | 0.00011677 | 0.00011987 | 0.00010773 | 0.00011515 | 0.00011181 | 0.00011053 | 0.00010426 | 0.00011913 | 0.00012057 | 0.00011843 | 0.00011896 | 0.00013123 | 0.00010409 | 0.00014674 | 0.00013187 | 0.00012138 | 0.00011102 | 0.00011984 | 0.00013127 | 0.00012337 | 0.00010552 | 0.0001217 | 0.00013425 | 9.7458e-05 | 0.00012602 | 0.00012947 | 9.6937e-05 | 0.00010695 | 0.00014425 | 0.00013894 | 0.00010399 | 0.00012515 | 0.00012491 | 0.00012569 | 0.00012815 | 0.00013291 | 0.00013634 | 0.00011783 | 0.00011663 | 0.00010537 | 0.00012224 | 0.00011963 | 9.1379e-05 | 0.00012866 | 0.00013803 | 0.00013547 | 0.00011513 | 0.00013835 | 0.00011878 | 0.00011872 | 0.00012225 | 0.00012715 | 0.00014021 | 0.00013555 | 0.00012049 | 0.00011675 | 0.00012025 | 0.00012543 | 0.00012675 | 0.00014603 | 0.00012683 | 0.00013242 | 0.00012052 | 0.00011895 | 0.00013645 | 0.00011384 | 0.00013185 | 0.00011147 | 0.00010526 | 0.00012865 | 0.00013337 | 0.00011924 | 0.00013222 | 0.00012524 | 0.00010992 | 0.00012889 | 0.00012321 | 0.00011498 | 0.00011648 | 0.00012224 | 0.00013899 | 0.00010408 | 0.00011991 | 0.00012182 | 0.00012712 | 0.00011124 | 0.00011183 | 0.00012037 | 0.0001256 | 0.00012115 | 0.00010334 | 0.00011037 | 0.00012204 | 0.0001162 | 0.00013979 | 0.00012299 | 0.00011823 | 7.9923e-05 | 0.00011618 | 0.00012735 | 0.00012464 | 0.00012205 | 0.00012934 | 0.0001409 | 0.00012533 | 0.00011291 | 0.00013085 | 0.0001362 | 0.00010204 | 0.00011433 | 0.00012871 | 0.00011391 | 0.00013234 | 0.00012617 | 0.00010468 | 0.00012404 | 0.00012562 | 0.00011885 | 0.00011712 | 0.00010686 | 0.00010965 | 0.00012958 | 0.00012969 | 0.0001193 | 0.00011933 | 0.00011241 | 0.00010118 | 0.0001172 | 0.00011584 | 0.0001154 | 0.0001284 | 0.00011862 | 0.00012409 | 0.00014675 | 0.0001236 | 0.00011537 | 0.00011612 | 0.00011947 | 0.00013422 | 0.00011019 | 0.00013952 | 0.00012194 | 0.00013655 | 0.00013483 | 0.00011327 | 0.00011833 | 0.00012885 | 0.00012561 | 0.00012442 | 0.00010672 | 0.00012517 | 0.00011967 | 0.00014281 | 0.00010909 | 0.00010065 | 0.00012031 | 0.00011775 | 0.00013052 | 0.00013567 | 0.00012138 | 0.00012285 | 0.00011068 | 0.00011264 | 0.00013777 | 0.00012474 | 0.00012051 | 0.00013267 | 0.00013382 | 0.00012885 | 9.844e-05 | 0.0001183 | 0.00012342 | 9.6161e-05 | 0.00011412 | 0.00011988 | 0.00012251 | 0.00012617 | 0.000107 | 0.00011639 | 0.00012867 | 0.0001088 | 0.00014488 | 0.00012532 | 0.00013188 | 0.00011877 | 0.00011637 | 0.00011378 | 0.00013843 | 0.00010297 | 0.00011087 | 0.00012447 | 0.00010289 | 0.00011927 | 0.00012838 | 0.00013242 | 0.00013965 | 0.00013128 | 0.00013479 | 0.00011873 | 0.0001188 | 0.00013298 | 0.0001403 | 0.00012137 | 0.00012983 | 0.00011675 | 0.00011807 | 0.00011624 | 0.00011283 | 0.00011923 | 0.0001277 | 0.00011872 | 0.00014637 | 0.00015702 | 0.00011584 | 0.00014165 | 0.00012349 | 0.00011528 | 0.00013206 | 0.00011024 | 0.00010031 | 0.00012839 | 0.00010943 | 0.00010842 | 0.00012452 | 0.00012537 | 0.00010241 | 0.00011073 | 0.00010981 | 0.00010143 | 0.00011763 | 0.00014429 | 0.0001193 | 0.00011858 | 0.00010697 | 0.00013224 | 0.00011625 | 0.00013078 | 0.00011756 | 0.00011955 | 0.00012617 | 0.00012263 | 0.00012497 | 0.00012626 | 0.0001211 | 0.00013108 | 0.0001175 | 0.0001047 | 0.00010735 | 0.00012866 | 0.00010544 | 0.00010632 | 0.00012825 | 0.0001343 | 0.00010397 | 0.0001315 | 0.00013106 | 0.00010679 | 0.00011608 | 0.00013618 | 0.00010821 | 0.00013602 | 0.00010024 | 0.00011369 | 0.00011931 | 0.00011883 | 0.000127 | 0.00010847 | 0.00012311 | 0.00011535 | 9.3993e-05 | 0.00013155 | 0.0001187 | 0.00011665 | 0.00011967 | 0.00012544 | 0.0001237 | 0.00013798 | 0.00011763 | 0.00011481 | 0.00012987 | 0.00013011 | 0.0001019 | 0.00012144 | 0.00013617 | 0.0001269 | 0.00013296 | 0.00013449 | 0.0001147 | 0.00012597 | 0.00011968 | 0.0001055 | 9.9492e-05 | 0.00011588 | 0.00013175 | 9.9229e-05 | 0.00011026 | 9.1939e-05 | 0.00012128 | 0.00011915 | 0.00010143 | 0.0001067 | 0.00010991 | 0.00012033 | 0.00012671 | 0.0001254 | 0.00013736 | 0.00014033 | 0.00010955 | 0.00012288 | 0.00011929 | 0.00012994 | 8.0988e-05 | 0.00011348 | 0.00013083 | 0.00015454 | 0.00012284 | 0.00012727 | 0.0001147 | 0.00011845 | 0.00013366 | 0.00011884 | 0.0001471 | 0.00013333 | 0.0001281 | 0.00012158 | 0.00012506 | 0.00011027 | 0.00012538 | 0.00013189 | 0.00014837 | 0.00013353 | 0.00012697 | 0.00012371 | 0.0001276 | 0.00010931 | 0.00013748 | 0.00012721 | 0.00010871 | 0.00011353 | 0.00012917 | 0.00011791 | 0.00011668 | 0.0001074 | 0.00012011 | 0.00010898 | 0.00012008 | 0.0001377 | 0.00013098 | 0.0001327 | 0.00012522 | 0.00013693 | 0.00012815 | 0.00011814 | 0.00010877 | 0.00013881 | 0.00013118 | 0.000109 | 0.00012205 | 0.00013865 | 0.00013036 | 0.00013077 | 0.00010641 | 9.5167e-05 | 0.00012263 | 0.00012614 | 0.00012767 | 0.00011623 | 0.00012435 | 0.00013511 | 0.00014425 | 0.00013172 | 0.00011009 | 0.00010661 | 0.00011018 | 0.00013209 | 0.00015203 | 0.00011909 | 0.00011633 | 0.00011236 | 0.00010827 | 0.00013088 | 0.00012435 | 0.00013613 | 0.0001275 | 0.00011094 | 0.00012245 | 0.00013804 | 0.0001368 | 0.0001147 | 0.00011456 | 0.00011359 | 0.00011928 | 0.00011055 | 0.00012795 | 0.00013366 | 0.00012287 | 0.00011169 | 0.000114 | 9.1793e-05 | 0.00012695 | 0.00013059 | 0.000142 | 0.0001234 | 0.00011581 | 0.00010595 | 0.00012503 | 0.00010151 | 0.00010258 | 0.0001385 | 0.00012973 | 0.00013201 | 0.00011566 | 0.00012428 | 0.00012283 | 0.00014402 | 0.00012949 | 0.00011594 | 0.000145 | 0.00011412 | 0.00013584 | 0.00011996 | 0.00012192 | 0.00012294 | 0.00010228 | 0.00013024 | 0.00011697 | 0.0001024 | 0.0001074 | 0.00013437 | 0.00012713 | 0.00012767 | 0.00012453 | 0.00011532 | 0.00013202 | 0.00010204 | 0.00012616 | 9.7378e-05 | 0.00013398 | 0.00013507 | 0.00011683 | 0.0001324 | 0.00013513 | 0.00013902 | 0.00013813 | 0.00010281 | 0.00010523 | 0.00012479 | 0.00012514 | 9.6528e-05 | 0.00012375 | 0.00010936 | 0.00013309 | 0.00011443 | 0.00010157 | 0.00010829 | 0.00010194 | 0.00011175 | 0.00012735 | 0.00012048 | 0.00013021 | 0.00012616 | 0.00013053 | 0.00013801 | 0.00014029 | 0.00011849 | 0.00011853 | 0.00012877 | 0.00013391 | 0.00013809 | 0.00012796 | 9.431e-05 | 0.00012111 | 0.00012486 | 0.00012378 | 0.00012052 | 0.00012862 | 0.00012137 | 0.00011221 | 0.00011596 | 0.00013936 | 0.00011714 | 0.00011534 | 0.0001259 | 0.00013884 | 0.00012429 | 0.00013247 | 0.00012159 | 0.00014253 | 0.00012854 | 0.00011474 | 0.00011035 | 0.00013078 | 0.00010031 | 0.00013943 | 0.00011311 | 0.00013714 | 0.00012778 | 0.00011041 | 0.00012209 | 0.00012625 | 0.00011562 | 0.00013247 | 0.00013193 | 0.00012629 | 0.00010611 | 0.00011125 | 0.00010464 | 0.00013675 | 0.00013738 | 0.00013423 | 0.00013694 | 0.00013628 | 0.00015243 | 0.00011237 | 0.00012242 | 0.00012851 | 0.00012041 | 0.0001164 | 9.6022e-05 | 0.00010904 | 0.00010509 | 0.00013672 | 0.00011119 | 0.00010535 | 0.00010343 | 0.00013984 | 0.00014619 | 0.00011909 | 9.4049e-05 | 0.00011211 | 0.00011429 | 0.00014373 | 0.00014422 | 0.00015099 | 0.00011137 | 0.00011773 | 0.00011326 | 0.00010825 | 0.00012278 | 0.00013582 | 0.0001185 | 0.00012047 | 0.00013595 | 0.0001117 | 0.00011564 | 0.00010321 | 0.0001146 | 0.00011617 | 8.4839e-05 | 0.00012082 | 0.00012151 | 0.00012492 | 0.00012505 | 0.00011232 | 0.00011483 | 9.8684e-05 | 0.0001278 | 0.00010487 | 0.00012014 | 0.0001287 | 0.00010358 | 0.00012069 | 9.2006e-05 | 0.00010712 | 0.00010263 | 8.3385e-05 | 0.00013672 | 0.00013439 | 0.00011998 | 9.7105e-05 | 0.00013724 | 0.0001278 | 0.00012061 | 0.000126 | 0.0001096 | 0.000121 | 0.00012239 | 0.00012053 | 0.00012031 | 0.00012286 | 0.0001324 | 0.00010564 | 0.00010442 | 0.00013111 | 0.00012185 | 0.00010756 | 0.00011857 | 9.96e-05 | 0.00011281 | 0.00012256 | 0.00013148 | 0.00011612 | 0.00011945 | 0.00012354 | 0.00011818 | 0.0001136 | 0.00012649 | 0.00012964 | 0.0001365 | 0.00011842 | 0.00013812 | 0.00010572 | 0.00011807 | 0.00011688 | 0.00012959 | 0.00015118 | 0.00013034 | 0.00010065 | 0.00013068 | 0.00010753 | 0.00014312 | 9.7909e-05 | 0.00011977 | 0.00011193 | 0.00012878 | 0.00013687 | 0.00012694 | 0.0001289 | 0.00012546 | 0.00013993 | 0.00012661 | 0.00013819 | 0.0001277 | 0.00012148 | 0.00010847 | 0.00012498 | 0.00010123 | 0.0001031 | 0.00012447 | 0.00011813 | 0.00012149 | 0.00013017 | 0.00012395 | 0.00011524 | 0.00011867 | 0.00013312 | 0.00013376 | 0.00012804 | 0.00011953 | 0.00012648 | 0.00013278 | 0.00011159 | 0.00012261 | 0.000149 | 0.00012321 | 0.0001103 | 0.00014259 | 0.00011758 | 0.00012006 | 0.00013459 | 0.00011192 | 0.00012814 | 0.00012299 | 0.00014349 | 0.00011601 | 0.00012768 | 0.00014932 | 0.00013511 | 0.00011112 | 0.00012683 | 0.00012279 | 0.00011765 | 0.00013016 | 0.00011775 | 0.00015002 | 0.00011565 | 0.00012359 | 0.0001336 | 0.00013167 | 0.00012085 | 0.00013718 | 0.00012179 | 9.7426e-05 | 9.6605e-05 | 0.00011555 | 0.00012324 | 0.00011251 | 0.00012779 | 0.00010471 | 0.00010808 | 0.00010809 | 0.00012928 | 0.00011766 | 0.00013278 | 0.00013722 | 0.00014453 | 0.00010883 | 0.00013473 | 0.00012887 | 0.00013865 | 0.00013113 | 0.00011849 | 0.00010518 | 0.00013013 | 0.0001135 | 0.00012614 | 0.00014361 | 0.00013513 | 0.0001359 | 0.00010672 | 0.00011848 | 0.00011598 | 0.00012358 | 0.00013304 | 0.00011537 | 0.00012715 | 0.0001252 | 0.00011609 | 0.00013345 | 0.00010885 | 0.00011575 | 0.00011669 | 0.00012184 | 0.00011738 | 0.00012323 | 0.00011526 | 0.00014712 | 0.00011461 | 0.0001254 | 0.00013027 | 0.00011393 | 0.00012684 | 0.00012944 | 0.0001277 | 0.00012585 | 0.00012162 | 0.00012935 | 0.0001125 | 0.00011717 | 0.00012358 | 0.00013647 | 0.00012012 | 0.0001073 | 0.00011627 | 0.00012562 | 0.00012154 | 0.00012824 | 0.00013194 | 0.00012044 | 0.00013704 | 0.00012223 | 0.00012642 | 0.00015207 | 0.00012292 | 0.00010224 | 0.00013146 | 0.00010022 | 0.00012693 | 0.00012274 | 0.00012242 | 0.00011236 | 0.00011223 | 0.00010401 | 0.00010783 | 0.00012199 | 0.00012838 | 0.00013719 | 0.0001064 | 0.00011746 | 0.00012632 | 0.0001007 | 0.00011699 | 0.00011194 | 0.00010975 | 0.000119 | 0.00010994 | 0.00011732 | 0.00013264 | 0.00012647 | 0.00014113 | 0.00013108 | 0.00011556 | 0.00011769 | 0.00011887 | 0.0001177 | 0.00014516 | 0.00010486 | 0.00013776 | 8.7159e-05 | 0.00011097 | 0.000106 | 0.00012687 | 0.00013472 | 0.00012987 | 0.00013104 | 0.00012835 | 0.0001195 | 0.00012106 | 9.8181e-05 | 0.00012601 | 0.0001082 | 0.00012247 | 0.00012111 | 0.00011808 | 0.00011636 | 0.00011591 | 0.00010498 | 0.00011551 | 0.00011616 | 0.0001118 | 8.8567e-05 | 0.00011727 | 0.00011986 | 0.00013891 | 0.00010554 | 0.00011394 | 0.00011121 | 0.00010812 | 0.00011694 | 0.00013033 | 0.00013275 | 0.00011561 | 0.0001215 | 0.000116 | 0.00013622 | 0.0001352 | 0.00011732 | 0.00012758 | 0.00010433 | 0.00011401 | 0.00012819 | 0.00013009 | 0.00013619 | 0.0001345 | 0.00011981 | 0.00012151 | 0.00013173 | 0.00011267 | 0.00012946 | 0.00012373 | 0.00011365 | 0.00011828 | 9.4669e-05 | 0.00013045 | 0.00011919 | 0.00011307 | 0.00014333 | 0.00011758 | 0.00012025 | 9.6677e-05 | 0.00011339 | 0.00012321 | 0.00014191 | 0.00011211 | 0.00010678 | 0.00010696 | 0.000123 | 0.00013408 | 0.00012406 | 0.00011515 | 0.00012402 | 0.0001253 | 0.00012287 | 9.3934e-05 | 0.0001181 | 0.00011594 | 0.0001103 | 0.00012515 | 0.00012855 | 0.00011636 | 0.00013105 | 0.00011234 | 0.00012141 | 0.00014149 | 0.00013247 | 0.00011444 | 0.00012697 | 0.00012568 | 0.00013063 | 0.00012468 | 0.00013303 | 0.0001188 | 0.00011568 | 0.00011581 | 0.00012152 | 0.0001289 | 0.00013183 | 0.00013498 | 0.00011007 | 0.00011228 | 0.00011758 | 0.00013353 | 0.00011688 | 0.00012876 | 0.00012695 | 0.00013122 | 0.00011124 | 0.00011181 | 0.00013412 | 9.2998e-05 | 0.00010854 | 0.00013437 | 0.0001351 | 0.0001335 | 0.00010502 | 0.00010085 | 0.00011897 | 0.00013451 | 0.00013512 | 0.0001411 | 0.00012135 | 0.00013413 | 0.00013313 | 0.00013226 | 0.00011661 | 0.00013854 | 0.00011888 | 0.00013131 | 0.00010236 | 0.00014684 | 0.00011621 | 0.00012373 | 0.00014171 | 9.933e-05 | 0.00012369 | 0.0001383 | 0.00012215 | 0.0001312 | 0.00012443 | 0.00012099 | 0.00012363 | 0.00012099 | 0.00012611 | 0.0001246 | 0.00011547 | 0.00010961 | 0.00012699 | 0.0001432 | 0.00011906 | 0.00012964 | 0.00010901 | 0.00011225 | 9.3889e-05 | 0.00012575 | 0.00013788 | 0.00011693 | 0.00011828 | 0.00012948 | 0.0001156 | 0.00011142 | 0.00011359 | 0.00012216 | 0.00012533 | 0.00011972 | 0.00010003 | 0.00012733 | 0.00013239 | 0.00012009 | 0.00011408 | 0.0001363 | 0.00011433 | 0.0001095 | 0.00012231 | 0.00012598 | 0.00011811 | 0.00012272 | 0.00012654 | 0.00012972 | 0.00011621 | 0.00011474 | 0.00011858 | 0.00013675 | 9.21e-05 | 0.0001287 | 0.00012771 | 0.000131 | 0.00010877 | 0.00013103 | 0.00012753 | 0.00012951 | 0.00010022 | 0.00014149 | 0.0001215 | 0.00011326 | 0.00011326 | 0.0001466 | 9.9034e-05 | 0.00011375 | 0.00013621 | 0.00013697 | 0.00010931 | 0.0001276 | 0.00010114 | 0.00011437 | 0.00013339 | 0.00011636 | 0.00010142 | 0.0001285 | 0.00012108 | 0.00010785 | 0.00013001 | 0.00012385 | 0.00013068 | 0.0001188 | 0.00010193 | 0.00011952 | 9.5908e-05 | 0.00013046 | 0.00013589 | 0.00013331 | 0.00012157 | 0.00011935 | 0.00012614 | 0.00010726 | 0.00011672 | 0.00012874 | 0.00011894 | 0.000125 | 0.00011699 | 0.00012962 | 0.00013148 | 0.00012796 | 0.00012017 | 0.00011838 | 0.00011722 | 0.00014118 | 0.00011412 | 0.00011292 | 0.00010905 | 0.00010306 | 0.00012221 | 0.00014558 | 0.0001145 | 0.00012854 | 0.0001068 | 0.00013378 | 0.00013676 | 0.00011806 | 0.00012024 | 0.0001239 | 9.8574e-05 | 0.00012049 | 0.00011636 | 0.00013421 | 0.00013463 | 0.000113 | 0.00011188 | 0.00014252 | 0.00011674 | 0.00010446 | 0.00013704 | 0.00012239 | 0.00012553 | 0.00011964 | 0.00012725 | 0.00011941 | 0.00013768 | 0.00014324 | 0.00011576 | 0.00012491 | 0.00012842 | 0.00010939 | 0.00013122 | 0.00012146 | 0.00012128 | 0.00012428 | 0.00013659 | 0.00012625 | 0.00012096 | 0.00013834 | 0.00013272 | 0.00010512 | 0.00011913 | 0.00011711 | 0.00013456 | 0.00012755 | 0.00013583 | 0.00010613 | 0.00011364 | 0.00012237 | 0.00013105 | 0.00012417 | 0.00010128 | 0.00012843 | 0.00012939 | 0.00012007 | 0.00011485 | 0.00013316 | 0.00010782 | 0.00014224 | 0.00013397 | 0.000132 | 0.00012824 | 0.00012123 | 0.00011103 | 0.00011091 | 0.000107 | 0.00012797 | 0.00010046 | 0.00013803 | 0.00011987 | 0.00012307 | 0.00011708 | 0.0001148 | 0.00011255 | 0.00013965 | 0.00011211 | 0.00013622 | 0.00011466 | 0.00012974 | 8.6908e-05 | 0.00010852 | 0.00012088 | 0.00011924 | 0.00013149 | 0.00013168 | 0.00011776 | 0.00010727 | 0.0001279 | 0.00010962 | 0.00013623 | 0.00011789 | 0.00011997 | 9.5002e-05 | 0.00010663 | 0.00011635 | 0.00011996 | 0.0001437 | 0.00012367 | 0.00012504 | 0.00014418 | 0.00012201 | 0.00012465 | 0.00011066 | 9.1437e-05 | 0.00013575 | 0.00012028 | 0.00011955 | 0.00013314 | 0.00013393 | 0.00012185 | 0.00012061 | 0.00011991 | 8.3195e-05 | 0.00013146 | 9.4686e-05 | 0.0001041 | 0.00010136 | 9.9156e-05 | 0.00010147 | 0.00010239 | 0.00013111 | 9.8968e-05 | 0.00010451 | 0.00010822 | 0.00011502 | 0.00012433 | 0.00012746 | 0.00012607 | 0.00010144 | 8.8453e-05 | 0.00011363 | 0.00012 | 9.4751e-05 | 8.3305e-05 | 0.00013492 | 0.0001263 | 0.00013757 | 0.00012425 | 0.00011722 | 0.00012773 | 0.0001422 | 0.00014411 | 0.00012021 | 0.00012676 | 0.00011679 | 0.00012417 | 0.00010338 | 0.00011727 | 0.00011873 | 0.00013135 | 0.00010279 | 0.00011942 | 9.845e-05 | 0.00012567 | 0.00012075 | 0.0001226 | 0.00012334 | 0.00011009 | 0.000131 | 0.00012339 | 0.00011003 | 0.00011963 | 0.00012269 | 0.0001245 | 0.0001092 | 0.0001239 | 0.0001085 | 0.00013343 | 0.00011198 | 0.00010478 | 0.00012706 | 0.00012775 | 0.00012496 | 0.00010839 | 0.00010733 | 0.00010428 | 0.00010766 | 0.00012005 | 0.0001232 | 0.00013211 | 0.00013106 | 0.00010184 | 0.00012704 | 0.00011257 | 0.00013656 | 0.00011631 | 0.00012612 | 0.00011007 | 0.0001132 | 0.00010987 | 0.00010919 | 0.00010343 | 0.00010396 | 0.00012598 | 0.00012826 | 0.00012604 | 0.00012818 | 0.00013841 | 0.00010162 | 0.00010939 | 0.00014839 | 0.00012368 | 0.00014841 | 0.00013542 | 0.00010822 | 0.00014707 | 0.00013401 | 0.00011856 | 0.00012364 | 0.00011939 | 0.00010935 | 9.9238e-05 | 0.00011751 | 0.00012389 | 0.00013145 | 0.00011099 | 0.00010004 | 0.00015046 | 0.00010918 | 0.00011061 | 8.9587e-05 | 0.00012514 | 0.00011197 | 0.00011198 | 0.00012629 | 0.00010951 | 0.00014978 | 0.00011881 | 0.000114 | 0.00011285 | 0.0001089 | 0.00011642 | 0.00012989 | 0.00011541 | 0.00011265 | 0.00011851 | 0.00011049 | 0.00011557 | 0.00010327 | 0.00012923 | 0.00011717 | 0.00011322 | 0.00013041 | 0.00013345 | 0.00012798 | 0.00012265 | 0.00014216 | 0.00016488 | 0.00011071 | 0.00013533 | 0.00011896 | 9.7238e-05 | 0.00013613 | 0.00010424 | 0.00014312 | 0.00012484 | 9.3599e-05 | 0.00013158 | 0.00011263 | 0.00012501 | 0.00010395 | 0.00011034 | 0.00012172 | 0.00011447 | 0.00012483 | 0.00010229 | 0.00015183 | 0.00011705 | 0.00012663 | 0.00013636 | 0.00010387 | 0.00012977 | 9.5805e-05 | 9.588e-05 | 0.00011548 | 0.00012077 | 0.00012719 | 0.00014387 | 0.00010727 | 0.00011134 | 0.0001169 | 0.00013802 | 0.00010437 | 0.00012933 | 0.00011329 | 0.00010486 | 0.00012902 | 9.8976e-05 | 0.00011358 | 0.00012609 | 0.0001446 | 0.00012439 | 0.00012352 | 0.00012753 | 0.0001106 | 0.00011844 | 0.00012264 | 0.00010143 | 0.00010978 | 0.00012419 | 0.00012176 | 0.0001049 | 0.00011641 | 0.00013603 | 0.00012809 | 0.00012772 | 0.00014059 | 0.00013139 | 0.00014179 | 0.00012151 | 0.00011413 | 0.00012194 | 0.00012875 | 0.0001429 | 0.00011883 | 0.00010806 | 0.00010579 | 0.00013565 | 0.00013068 | 0.0001112 | 8.9233e-05 | 9.4949e-05 | 0.00011907 | 0.00012164 | 0.00014065 | 0.00012282 | 0.00012929 | 0.00015695 | 0.00011992 | 0.0001083 | 0.00012571 | 0.00012239 | 0.00011598 | 0.00012547 | 0.0001344 | 0.00013574 | 0.00012594 | 0.00012938 | 0.00014943 | 0.00013284 | 0.00012933 | 0.00013043 | 0.0001247 | 0.0001305 | 0.00013035 | 0.00012468 | 0.00014372 | 0.00010908 | 0.00010631 | 0.00011937 | 0.00013095 | 0.00011802 | 0.00014074 | 0.00013302 | 0.00011946 | 0.00010653 | 0.00011736 | 0.00013954 | 0.00012692 | 0.00012269 | 0.00011961 | 0.0001406 | 0.00012681 | 0.00010781 | 0.00011001 | 0.00012132 | 0.00012102 | 0.00010914 | 0.00010812 | 0.00011203 | 0.0001065 | 0.00013552 | 0.00013196 | 0.0001055 | 0.00012095 | 9.6945e-05 | 0.00010123 | 0.00011904 | 0.00012017 | 0.00010645 | 0.00013091 | 0.00011218 | 0.00013778 | 0.00012656 | 0.00012126 | 0.00012932 | 0.00012345 | 0.00010552 | 0.00013051 | 0.00013298 | 0.00013786 | 0.00014056 | 0.00012046 | 0.00011552 | 0.00010735 | 0.00012182 | 0.00012837 | 0.00011192 | 0.00011877 | 0.00012022 | 9.5986e-05 | 0.00012123 | 0.00012571 | 0.00011993 | 0.00010013 | 0.00012254 | 0.00011598 | 0.00011792 | 0.00011393 | 0.00013106 | 0.00012787 | 0.00012671 | 0.00014563 | 0.000108 | 0.00012364 | 0.00011253 | 0.00012243 | 9.6877e-05 | 0.00011789 | 0.00011858 | 0.00010957 | 0.00011416 | 0.00013524 | 0.00010439 | 0.00012022 | 0.0001061 | 0.00012995 | 0.00013798 | 0.0001095 | 0.0001224 | 0.00012297 | 0.00011674 | 0.00013106 | 0.0001163 | 0.00012304 | 0.00012909 | 0.00012381 | 0.00012425 | 0.00012093 | 0.00013295 | 0.00010024 | 0.00012059 | 0.00012824 | 0.00013454 | 0.00010218 | 0.0001248 | 0.00012517 | 0.00011948 | 0.00012454 | 0.0001306 | 0.00011335 | 0.00013176 | 0.00011688 | 0.00012133 | 0.00012916 | 0.00011054 | 0.00012455 | 0.00012162 | 0.0001445 | 0.00011125 | 0.00012824 | 0.00015527 | 0.00012661 | 0.00013043 | 0.00012901 | 0.00011341 | 0.00012792 | 0.00012866 | 0.00010841 | 0.00011483 | 0.00013515 | 0.00011596 | 0.00011698 | 0.000131 | 0.00014294 | 0.00013074 | 0.00011746 | 0.00011017 | 0.00010937 | 9.5265e-05 | 0.00011379 | 0.00011611 | 0.00012481 | 0.00011138 | 0.00012466 | 0.0001092 | 0.00012903 | 0.00013888 | 0.00012715 | 0.00013657 | 0.00010514 | 0.00010623 | 0.00010757 | 0.00011587 | 0.0001006 | 0.00014048 | 0.00011384 | 0.00011119 | 0.00012092 | 0.00011475 | 0.00011072 | 0.0001182 | 0.0001272 | 0.00011861 | 0.00011866 | 0.00012356 | 0.00012358 | 0.00011663 | 0.0001145 | 0.00011135 | 0.00013248 | 0.00012979 | 0.00011092 | 0.00013278 | 0.00011156 | 0.00012549 | 0.00014366 | 0.00013213 | 0.00012802 | 0.0001186 | 0.00011808 | 0.0001104 | 0.0001205 | 0.0001212 | 0.00011794 | 0.00013227 | 0.00013576 | 0.00010103 | 9.2601e-05 | 9.3095e-05 | 0.00011453 | 0.0001306 | 0.00010876 | 0.00010849 | 0.00011139 | 0.0001318 | 0.0001022 | 0.00012063 | 0.00011494 | 0.00013072 | 0.00012537 | 0.0001247 | 0.000134 | 0.00011187 | 0.00013229 | 0.00011738 | 0.00012065 | 0.00013914 | 0.00012286 | 0.00012189 | 0.00012945 | 0.00013021 | 0.00012766 | 0.00012066 | 0.00014418 | 0.00010264 | 0.00012099 | 0.00011718 | 9.5825e-05 | 0.00012594 | 0.00014128 | 0.00013214 | 0.00010843 | 0.00011362 | 0.00013208 | 0.00012432 | 0.00012956 | 0.00011514 | 0.00011977 | 0.00012541 | 0.000127 | 0.00012253 | 0.00010545 | 0.00010938 | 0.00012649 | 8.1404e-05 | 0.00011382 | 0.0001483 | 0.00012394 | 0.0001321 | 0.00012261 | 0.00012137 | 9.5817e-05 | 0.00011147 | 0.0001125 | 0.00013702 | 0.00013495 | 0.0001213 | 0.00013816 | 0.0001242 | 0.00011007 | 0.00013965 | 0.00011111 | 0.00012021 | 9.5627e-05 | 0.00013547 | 0.0001428 | 0.00013084 | 0.00012327 | 0.00012728 | 0.00014518 | 0.00013969 | 0.00014053 | 0.00010542 | 0.00010633 | 0.00011647 | 0.00010048 | 0.00013486 | 0.00013676 | 0.00011115 | 9.7554e-05 | 0.00011827 | 0.00011078 | 0.0001249 | 9.6203e-05 | 0.00012621 | 0.00012733 | 0.0001049 | 9.9788e-05 | 0.000129 | 0.00012108 | 0.00012256 | 0.00010814 | 0.00014264 | 0.00010149 | 9.0658e-05 | 0.00011802 | 0.00010642 | 0.00012184 | 0.00013136 | 0.00012171 | 0.00015086 | 0.00013077 | 0.00011674 | 0.00011349 | 0.00012662 | 0.00011784 | 0.00010054 | 0.00012935 | 0.00013067 | 0.00011038 | 0.00013429 | 0.00014736 | 0.00012659 | 0.00012593 | 0.00012332 | 0.00012683 | 0.00012527 | 0.00014471 | 0.00011684 | 0.00012641 | 0.00012843 | 0.00012866 | 0.00012231 | 0.00011838 | 0.0001056 | 0.00012341 | 0.00011742 | 0.0001378 | 0.00011985 | 0.00011684 | 0.00012053 | 0.00010349 | 0.00012195 | 0.00011891 | 9.7217e-05 | 0.00012849 | 8.9282e-05 | 0.00012502 | 0.00011346 | 0.00012073 | 0.00012221 | 0.00011542 | 0.00010894 | 0.00013106 | 0.00010486 | 0.00012475 | 0.00012031 | 0.0001042 | 0.00012244 | 0.00012052 | 0.00013126 | 0.00010228 | 0.0001089 | 0.00010358 | 0.00013383 | 8.8774e-05 | 0.00011947 | 0.0001293 | 9.499e-05 | 0.00012351 | 0.00012702 | 0.00014805 | 0.00012028 | 0.00012319 | 0.00013995 | 0.00013412 | 0.00014168 | 0.00010216 | 0.0001428 | 0.0001262 | 0.00011636 | 0.00012451 | 0.00011 | 0.00011838 | 0.00014666 | 9.6498e-05 | 0.00012827 | 0.00011785 | 0.00011592 | 0.0001078 | 0.00012832 | 0.00012334 | 0.00011014 | 0.00011549 | 0.00011412 | 0.00013197 | 9.5302e-05 | 0.00011231 | 0.0001085 | 0.00010089 | 0.00012573 | 0.00011551 | 0.00012431 | 0.00013012 | 0.00013413 | 0.00013075 | 0.00012085 | 0.00012111 | 0.00010907 | 0.00012795 | 0.00012231 | 0.00013285 | 0.00015189 | 0.00013149 | 0.00012223 | 0.00012464 | 0.00010771 | 0.0001047 | 0.00012587 | 0.0001179 | 0.00011104 | 0.00010973 | 0.00012145 | 0.00012957 | 0.00013932 | 0.00013251 | 0.00013729 | 0.00013298 | 0.00014143 | 0.00011404 | 9.6793e-05 | 0.00011993 | 0.00013256 | 0.00012211 | 0.00012268 | 0.00014058 | 0.00013128 | 0.00011606 | 0.00011389 | 0.00013056 | 0.00013122 | 0.00011051 | 0.00011654 | 0.00013212 | 0.00013679 | 0.00012071 | 0.00011858 | 0.00010769 | 0.0001439 | 0.00012293 | 0.00011101 | 0.00010303 | 0.0001268 | 0.00010859 | 0.00010733 | 0.00011302 | 0.000142 | 0.00013238 | 0.00011144 | 0.00011513 | 0.00013325 | 0.00013328 | 0.00010843 | 0.0001279 | 0.00012312 | 0.00013767 | 0.00012132 | 0.00011363 | 0.00012809 | 0.00011433 | 0.00011712 | 0.00013634 | 0.00011892 | 0.00012633 | 0.0001524 | 0.00013549 | 0.00013952 | 0.00013052 | 0.00011779 | 0.00011915 | 0.00011428 | 0.00010482 | 0.00011693 | 0.00012213 | 0.00011862 | 0.0001099 | 0.00010439 | 0.00011188 | 0.00013804 | 0.00013268 | 0.0001058 | 0.0001419 | 0.00012894 | 0.00012548 | 0.00010759 | 0.00012402 | 0.00012839 | 0.00012479 | 0.00013567 | 0.00012315 | 9.708e-05 | 0.00012435 | 0.00013603 | 0.00013585 | 0.00013453 | 0.00011344 | 0.00011521 | 0.00013789 | 0.0001439 | 0.00011647 | 0.0001426 | 0.00011694 | 0.00013331 | 0.00013952 | 0.00011146 | 0.00014307 | 0.00011866 | 9.5384e-05 | 0.00011425 | 0.00010522 | 0.00014564 | 0.00011503 | 0.00014063 | 0.00013358 | 0.00012752 | 0.00010722 | 0.00012368 | 0.00011593 | 0.00010488 | 0.00014205 | 0.00012004 | 0.00011084 | 0.00014122 | 0.0001296 | 0.00014055 | 0.00014711 | 0.00012775 | 0.00012453 | 0.00011758 | 0.00012706 | 0.00011911 | 0.00010594 | 0.00011072 | 0.00011126 | 0.0001216 | 0.00013281 | 0.00013755 | 0.00012562 | 0.0001311 | 0.00012908 | 0.00011647 | 0.00012201 | 0.00015061 | 0.00011583 | 0.00012918 | 0.00012641 | 0.00012131 | 0.00012518 | 0.00012369 | 0.00011676 | 0.00013118 | 0.00011266 | 0.00014401 | 0.00012916 | 0.00013997 | 0.00013508 | 0.00011244 | 0.00011561 | 0.00012848 | 0.00010196 | 9.8366e-05 | 9.8333e-05 | 0.00011421 | 0.00012936 | 0.00011589 | 0.00012342 | 0.00010137 | 0.00013295 | 0.00014009 | 0.00012797 | 0.00012118 | 9.2301e-05 | 0.00012223 | 0.00011119 | 0.00012802 | 0.00013143 | 0.00013835 | 0.00011145 | 0.00012236 | 0.00010465 | 0.0001358 | 0.00013923 | 0.0001097 | 0.0001273 | 0.00010812 | 0.00013642 | 0.00011272 | 0.0001084 | 0.00012271 | 0.00015774 | 0.00011709 | 0.00013352 | 0.00012295 | 0.00012349 | 0.00010037 | 0.0001219 | 0.0001088 | 0.00013604 | 0.00012352 | 0.00011791 | 0.00013911 | 0.00011117 | 0.00010663 | 0.00011152 | 0.00011988 | 0.00011742 | 0.00011355 | 0.00010015 | 0.00011725 | 0.00012595 | 0.00013877 | 0.00010763 | 0.00012202 | 0.00010029 | 0.00013231 | 0.00011628 | 0.00013454 | 0.00013969 | 0.00011194 | 0.00011157 | 9.3267e-05 | 9.8636e-05 | 0.00011148 | 0.0001215 | 0.00011633 | 0.00013128 | 0.00010002 | 9.8383e-05 | 0.00011112 | 0.00010392 | 0.00012075 | 0.00012716 | 0.00011291 | 0.00013761 | 0.00012001 | 0.00012198 | 0.00012992 | 0.000124 | 0.00011746 | 0.00012601 | 0.00011792 | 0.00011767 | 0.000138 | 0.00011383 | 0.00013144 | 0.00011903 | 0.00013142 | 0.0001449 | 0.00014564 | 0.00013429 | 0.00012186 | 0.00011766 | 0.000142 | 0.00012555 | 0.00010238 | 0.00011627 | 0.00011128 | 0.00013363 | 0.00012665 | 0.00010434 | 0.00012304 | 0.00013937 | 0.00012757 | 0.00013107 | 0.00012196 | 0.00013757 | 0.00011663 | 0.00011407 | 0.00011808 | 0.00012296 | 0.00011607 | 0.00012812 | 0.00014563 | 0.00011416 | 9.0948e-05 | 0.00011876 | 0.00012605 | 0.00011238 | 0.00012088 | 0.00010364 | 0.00011529 | 0.00012016 | 0.00014241 | 0.00012766 | 0.00010031 | 0.00011221 | 0.00011494 | 9.9675e-05 | 0.0001112 | 0.0001197 | 0.00014288 | 0.0001184 | 0.00010805 | 9.658e-05 | 0.00012309 | 0.00012528 | 0.00013454 | 0.00011214 | 0.00011801 | 0.00013126 | 0.00011483 | 0.00010775 | 0.0001228 | 0.00014026 | 0.00013221 | 0.00013474 | 0.0001272 | 0.00011717 | 0.00012346 | 9.2494e-05 | 0.00012271 | 0.00010879 | 9.4264e-05 | 0.00011507 | 0.00014969 | 0.0001151 | 0.00011867 | 0.00012253 | 0.00010553 | 0.00013388 | 0.00011477 | 0.00011542 | 0.00012916 | 0.00010931 | 0.0001256 | 0.00011889 | 0.00012762 | 0.00012431 | 0.00012004 | 0.00012502 | 0.00011734 | 0.00014984 | 0.00012582 | 0.00013031 | 0.00011237 | 0.00012661 | 0.00013553 | 0.00013111 | 0.00013354 | 0.00012263 | 0.00014154 | 0.00013973 | 9.3662e-05 | 0.00010739 | 0.00011417 | 0.00011742 | 0.0001304 | 0.00010977 | 0.00010602 | 0.00011295 | 0.00011429 | 0.00011923 | 0.00012878 | 0.00012611 | 0.00013357 | 9.7448e-05 | 0.00011966 | 0.0001269 | 0.00011002 | 0.00011004 | 0.00012686 | 0.00011939 | 0.00011995 | 0.00012134 | 0.00014003 | 0.00010916 | 0.00011941 | 0.00012294 | 0.00010859 | 0.00012289 | 0.00013465 | 0.0001357 | 0.00013794 | 0.00012117 | 0.00012933 | 0.00013717 | 0.00010798 | 9.6023e-05 | 0.00013143 | 0.00012656 | 0.00013114 | 0.00013415 | 0.00012636 | 9.9895e-05 | 0.00011978 | 0.00011167 | 0.00011953 | 0.00010979 | 0.00010821 | 0.00012734 | 9.9432e-05 | 0.00012794 | 0.00010309 | 0.00013596 | 0.0001372 | 0.00012204 | 0.0001214 | 0.00011698 | 0.00011967 | 0.0001206 | 0.00012187 | 0.00012327 | 0.00012063 | 0.00011468 | 0.00012168 | 0.00013947 | 0.00012597 | 0.00011852 | 0.00013564 | 0.0001265 | 0.00012343 | 0.00013666 | 0.0001273 | 0.00010742 | 0.00011025 | 0.00012793 | 0.00014386 | 0.00011208 | 0.00012952 | 9.6452e-05 | 0.00012244 | 0.00011469 | 0.00012909 | 0.00011413 | 0.0001335 | 0.00010802 | 0.00013796 | 0.00013517 | 0.00011603 | 0.00010915 | 0.00011454 | 0.00013392 | 0.00011829 | 0.00014691 | 0.00010514 | 0.00012736 | 0.00010385 | 0.00012338 | 0.0001387 | 0.00012235 | 0.00012758 | 0.00012338 | 0.00013209 | 0.00011656 | 0.0001403 | 0.00011557 | 0.00012834 | 0.0001302 | 0.00011407 | 0.00011641 | 0.00011383 | 0.00012726 | 0.00012442 | 0.00011308 | 0.0001055 | 0.00013769 | 9.9325e-05 | 0.0001321 | 0.00010311 | 0.0001303 | 8.1587e-05 | 0.00010845 | 0.0001319 | 0.00013446 | 0.00012105 | 0.0001034 | 0.0001396 | 0.000116 | 0.00012467 | 0.00011198 | 0.00012826 | 0.00010331 | 0.00011012 | 0.00011681 | 0.00011983 | 0.00012642 | 0.00013291 | 0.00014452 | 0.00011567 | 0.00012085 | 0.00013768 | 0.00011253 | 0.00011683 | 0.00011262 | 0.00012491 | 0.00011562 | 0.00012506 | 0.00013968 | 0.00012612 | 0.00010743 | 0.00011569 | 0.00010269 | 0.00014313 | 0.00011229 | 0.00013792 | 0.00012538 | 0.00012319 | 0.00011308 | 0.00011527 | 0.00012756 | 0.00011819 | 0.00013908 | 0.00011805 | 0.00012404 | 0.0001126 | 0.00012307 | 0.00011232 | 0.00011825 | 0.0001222 | 0.00011286 | 0.00011743 | 0.00011233 | 0.00011208 | 0.00014574 | 0.00014262 | 0.00012552 | 0.00012526 | 0.00012382 | 0.00012511 | 0.00013376 | 0.0001312 | 0.00012656 | 0.00011767 | 0.00013594 | 0.00012369 | 0.00013338 | 0.00013822 | 0.00011467 | 0.00013341 | 0.00013154 | 0.00012699 | 0.00012049 | 0.00013331 | 0.00010622 | 0.00012463 | 0.0001202 | 0.00011479 | 0.0001408 | 0.00011086 | 0.00013524 | 0.0001074 | 0.00013474 | 0.00011694 | 0.00010149 | 0.00010917 | 0.00010329 | 0.00012341 | 0.00013018 | 0.00012149 | 0.00012062 | 0.00011296 | 0.0001329 | 0.00011792 | 0.00013067 | 0.00013959 | 0.0001133 | 0.00011715 | 0.00014787 | 0.0001197 | 9.7998e-05 | 0.00010731 | 0.00011417 | 0.00014616 | 0.00013858 | 9.1825e-05 | 0.00010619 | 0.00010917 | 0.00011685 | 0.00011446 | 0.00011605 | 0.00012985 | 0.00012579 | 0.00010442 | 0.0001273 | 0.00012425 | 0.00012246 | 0.00012444 | 0.00014141 | 0.00012326 | 0.00014047 | 0.00013491 | 0.00011239 | 0.00012675 | 0.00011915 | 0.00011078 | 0.00011172 | 0.00015218 | 0.00010046 | 0.00013936 | 0.00011682 | 0.00012713 | 0.00012926 | 0.00011632 | 0.00012809 | 0.00010968 | 0.00011117 | 0.00014017 | 0.00013558 | 0.00010801 | 0.00012952 | 0.00012376 | 0.00012201 | 0.0001166 | 0.00010983 | 0.00011331 | 0.00011913 | 0.0001193 | 0.00012266 | 8.1052e-05 | 0.00012928 | 0.00010575 | 0.00011993 | 0.000113 | 0.00011213 | 0.00012344 | 0.00010024 | 0.00013192 | 0.00011634 | 0.00013881 | 0.00011854 | 0.00013319 | 0.00010219 | 0.00013109 | 0.00011196 | 0.00010177 | 0.0001392 | 0.00013931 | 0.00011603 | 0.00013114 | 0.00012329 | 0.00012794 | 0.00011041 | 0.00012162 | 0.00012942 | 0.00013333 | 0.00012844 | 0.00012701 | 0.00012396 | 0.00012184 | 0.00010476 | 0.00013198 | 0.00012176 | 0.00011879 | 0.00010272 | 0.00012081 | 0.00011068 | 0.00011646 | 0.0001154 | 0.0001285 | 0.00013334 | 9.9114e-05 | 0.00012456 | 0.00010383 | 0.00014314 | 0.00010997 | 0.00012263 | 9.8214e-05 | 0.00010741 | 0.00012959 | 0.00010077 | 0.00013676 | 0.00011347 | 0.00013784 | 0.00011173 | 0.00011662 | 0.0001214 | 0.00010621 | 0.00011302 | 0.00014099 | 0.00012627 | 0.00010584 | 0.00013021 | 0.00012653 | 0.00010754 | 0.00011815 | 0.00012156 | 0.00012857 | 0.00011325 | 0.00012016 | 0.00013719 | 0.00012588 | 0.00013459 | 0.00012095 | 0.00013396 | 0.00011345 | 0.00011916 | 0.00012271 | 0.00013158 | 0.00012156 | 0.00010579 | 0.00011157 | 0.00011589 | 0.00013532 | 0.00010291 | 9.9354e-05 | 0.00014229 | 9.8593e-05 | 0.00012919 | 0.00012268 | 0.00013787 | 0.00012037 | 0.00014718 | 0.00011376 | 0.0001275 | 0.00012897 | 0.00010969 | 0.00011755 | 0.00012987 | 0.00010628 | 0.00013492 | 0.00014291 | 0.00011824 | 0.00011928 | 0.00013043 | 0.00010118 | 0.00013196 | 0.00012027 | 0.00012617 | 0.00010963 | 0.0001218 | 0.00011707 | 0.0001172 | 0.00011457 | 0.00011059 | 0.00012321 | 0.00012177 | 0.00011377 | 0.00012391 | 0.00011705 | 0.00011088 | 9.4767e-05 | 0.00011316 | 0.0001062 | 0.00013126 | 0.00011413 | 0.00011093 | 0.00013193 | 0.00011807 | 0.00013215 | 0.000107 | 0.00013074 | 0.0001326 | 0.00012216 | 0.00012411 | 0.00012385 | 0.00010537 | 0.00013869 | 9.8726e-05 | 0.00012261 | 0.00012286 | 0.00011714 | 0.00011602 | 0.00012419 | 0.00013295 | 0.00011772 | 0.00011908 | 0.00013879 | 0.00013342 | 9.9597e-05 | 0.00012788 | 0.0001214 | 0.00012647 | 0.00013942 | 0.00014275 | 0.00013378 | 0.00012577 | 0.00010602 | 9.9952e-05 | 0.00011044 | 0.00013595 | 0.00012521 | 0.00012555 | 0.00013825 | 0.00013135 | 0.00012135 | 0.00011971 | 0.00010455 | 0.00010584 | 9.3392e-05 | 0.00010547 | 0.00012196 | 0.00013147 | 0.00011154 | 0.0001071 | 0.00012999 | 0.00012015 | 0.00012642 | 0.00011639 | 0.0001342 | 0.00011425 | 0.00010875 | 0.00012152 | 0.00010911 | 0.00012159 | 0.00013442 | 0.00011444 | 0.0001291 | 0.00014287 | 0.0001342 | 0.0001371 | 0.00011325 | 0.00011832 | 0.00011681 | 0.00012941 | 0.00011926 | 0.00012804 | 0.00010562 | 0.00013091 | 0.00013146 | 0.00011033 | 0.00013623 | 0.00010034 | 0.00012376 | 0.00012221 | 0.00010926 | 0.00012628 | 0.00012401 | 0.000128 | 0.00011134 | 0.0001364 | 0.00011522 | 0.00012976 | 0.00011326 | 0.00010732 | 0.00011683 | 0.00012245 | 0.00011335 | 0.00011293 | 0.00013154 | 0.00013587 | 0.0001111 | 0.00011446 | 0.00013577 | 0.00011588 | 0.00012015 | 0.00012804 | 0.00010918 | 0.00012881 | 0.00013462 | 0.00011209 | 0.00013374 | 0.00011061 | 0.00011713 | 0.00011348 | 0.00012514 | 0.00011987 | 0.00012551 | 0.00012755 | 0.0001238 | 0.00012885 | 9.6857e-05 | 0.00011326 | 0.00012257 | 0.00010797 | 0.00011834 | 0.0001173 | 0.00012065 | 0.00012362 | 0.00013169 | 0.00012329 | 0.00012502 | 0.00011004 | 0.00013334 | 0.00012312 | 0.00010675 | 8.9585e-05 | 8.5648e-05 | 0.00012173 | 0.00012971 | 0.00010696 | 0.0001274 | 0.00011055 | 9.8388e-05 | 0.00012406 | 9.6656e-05 | 0.00010892 | 0.00012838 | 0.00013123 | 0.00011714 | 0.00013363 | 0.0001139 | 0.00012797 | 9.9004e-05 | 0.00010247 | 0.00012635 | 0.00012007 | 0.00011296 | 0.00014592 | 0.00011247 | 0.00012392 | 0.00012682 | 0.00013449 | 0.00010449 | 0.00013029 | 0.00012864 | 0.00012212 | 0.00012717 | 7.9487e-05 | 0.00011446 | 0.00012475 | 0.00012681 | 0.00014191 | 0.00011878 | 0.00011345 | 0.00013876 | 0.00012411 | 0.00011593 | 0.00010993 | 0.00012441 | 0.00011808 | 0.00012065 | 0.00012447 | 0.00010168 | 0.00010019 | 0.00010635 | 8.9316e-05 | 0.00010762 | 0.00011928 | 0.00011484 | 0.000107 | 0.00011935 | 0.00010478 | 9.6632e-05 | 0.00010607 | 0.00011265 | 0.0001195 | 0.00012069 | 0.00012179 | 0.00010451 | 0.00010551 | 8.7675e-05 | 0.00010463 | 0.00013207 | 0.00012212 | 0.00012539 | 0.00010565 | 0.00013432 | 0.00011713 | 0.00013862 | 0.00010331 | 0.00012226 | 0.00012428 | 0.0001251 | 0.0001254 | 0.0001338 | 0.00011879 | 0.00010134 | 0.00013503 | 0.00011011 | 0.00011759 | 0.00011474 | 0.00013395 | 0.00012162 | 0.00012953 | 0.00012408 | 0.00012702 | 0.00010891 | 0.00011443 | 0.00013724 | 0.00013379 | 0.00011307 | 0.00011317 | 0.00010927 | 0.00010242 | 0.000119 | 0.00010623 | 0.00011715 | 0.00010902 | 0.00011662 | 0.00013349 | 0.00011841 | 0.00012414 | 0.00012314 | 0.00014052 | 0.00011484 | 0.0001325 | 0.0001363 | 9.9521e-05 | 0.00012748 | 0.00013215 | 9.6923e-05 | 0.00012057 | 0.00013839 | 9.7314e-05 | 0.00011568 | 9.8199e-05 | 0.00011564 | 0.00011787 | 0.00012778 | 0.0001349 | 0.0001417 | 0.00012797 | 0.00010297 | 0.00010622 | 0.0001388 | 0.00011426 | 0.00011878 | 0.00011161 | 0.00011458 | 0.00011887 | 0.00014831 | 0.00010971 | 8.4546e-05 | 0.00011465 | 0.00013156 | 0.00012327 | 0.00011345 | 0.00013641 | 0.0001344 | 0.00010666 | 0.00013172 | 0.00013099 | 0.00013792 | 0.0001289 | 0.00012689 | 0.00011126 | 0.00011684 | 0.0001289 | 0.00011691 | 0.0001245 | 0.00014194 | 0.00015484 | 0.00011729 | 0.00013802 | 0.00012784 | 0.00011176 | 0.00012806 | 0.000108 | 0.00012276 | 0.0001215 | 0.00011982 | 0.0001398 | 0.0001351 | 9.4684e-05 | 0.00010742 | 0.00012184 | 0.00012159 | 0.00013586 | 0.00011479 | 0.00010805 | 0.00011881 | 0.00013243 | 0.00014996 | 0.000117 | 0.00011909 | 0.00010482 | 0.00012467 | 0.000111 | 0.00010583 | 0.00010048 | 0.00010033 | 0.00012713 | 0.00012633 | 0.00013032 | 0.00013711 | 0.00011475 | 0.00011329 | 9.5299e-05 | 0.00012866 | 0.00012362 | 0.00012463 | 0.00010746 | 0.00010396 | 0.0001065 | 0.00010004 | 0.00013201 | 0.00012391 | 0.00010536 | 0.00012057 | 0.00010993 | 0.00013025 | 0.00012213 | 0.00013067 | 0.00012701 | 0.00010014 | 0.000117 | 9.5759e-05 | 0.00012421 | 0.00010891 | 0.00013508 | 0.00012053 | 0.00012621 | 0.00011923 | 9.9918e-05 | 0.00011736 | 0.00011097 | 0.00011129 | 0.00012584 | 0.00013566 | 0.0001189 | 9.4802e-05 | 0.00012117 | 0.00012798 | 0.00011269 | 0.00012928 | 0.00012272 | 0.00012174 | 0.0001346 | 0.00012602 | 0.00014393 | 0.00010879 | 0.00011198 | 0.00013422 | 0.00011067 | 0.00013903 | 0.00010288 | 0.00011476 | 0.00011328 | 0.00012198 | 0.00013196 | 0.00012066 | 0.00010845 | 0.00012179 | 0.00010665 | 0.00013584 | 0.00014048 | 0.00013483 | 0.00011436 | 0.00010794 | 0.00013043 | 0.00012042 | 0.00011851 | 0.00012475 | 0.00011996 | 0.00014105 | 0.00014494 | 0.00013507 | 0.00012314 | 0.0001376 | 0.0001278 | 0.00010808 | 0.0001102 | 0.00010366 | 0.00011561 | 0.00012535 | 0.00010335 | 0.00012257 | 0.00010899 | 0.00010151 | 0.0001218 | 0.0001141 | 0.00011646 | 0.00013506 | 0.00013318 | 0.00014374 | 0.00014034 | 0.00011464 | 0.00012258 | 0.00014339 | 0.00011218 | 0.00013727 | 9.3079e-05 | 0.00011752 | 0.0001241 | 0.00011212 | 0.00013898 | 0.00012772 | 0.00013222 | 0.00014694 | 0.00012571 | 0.000132 | 0.00013594 | 0.00012483 | 0.00013918 | 0.00011505 | 0.00013554 | 0.00011084 | 0.00013344 | 0.00012372 | 0.00011283 | 0.00012199 | 0.00012545 | 0.00013384 | 0.0001188 | 0.00012527 | 0.00012838 | 0.00011663 | 0.00012166 | 0.00010728 | 0.00014572 | 0.00011037 | 0.00013117 | 0.00013286 | 0.00010853 | 0.00013089 | 0.00012634 | 0.00010068 | 0.00012154 | 0.00013887 | 0.0001201 | 0.00012623 | 0.00014188 | 0.0001129 | 0.00011358 | 0.00012978 | 0.00013869 | 0.00012762 | 0.00012379 | 0.00012097 | 0.00013041 | 0.00012639 | 0.00011976 | 0.00011337 | 0.00011788 | 0.00011013 | 0.0001139 | 0.00012602 | 0.0001417 | 0.00012398 | 0.00013795 | 0.00013435 | 0.00010999 | 0.00011467 | 0.00011456 | 0.00013417 | 0.0001251 | 0.00012675 | 0.00013541 | 0.00012564 | 0.00013799 | 0.0001245 | 0.00012697 | 0.00012391 | 9.9135e-05 | 0.00012787 | 0.00011803 | 0.0001215 | 0.00013778 | 0.00012633 | 0.00010809 | 0.00010209 | 0.0001428 | 0.00012786 | 9.6659e-05 | 0.0001089 | 0.00010054 | 0.00012023 | 0.00012501 | 0.00011796 | 0.00011337 | 0.00012877 | 0.00012634 | 0.0001296 | 0.00012528 | 0.00010993 | 0.00010505 | 0.00012752 | 0.00012002 | 0.00013401 | 0.00011224 | 0.00012439 | 0.00013554 | 0.00011787 | 0.00011669 | 0.00012867 | 0.00011135 | 0.00013899 | 0.00013288 | 0.00011877 | 9.6101e-05 | 0.00011289 | 0.00012234 | 0.00012627 | 0.0001181 | 0.00012424 | 0.00011697 | 0.00011797 | 0.00010829 | 0.00010664 | 0.0001222 | 0.00012519 | 0.00012601 | 0.00011854 | 0.00010388 | 0.00013207 | 0.00013051 | 0.00011763 | 0.00010944 | 0.00012015 | 9.9161e-05 | 0.00010758 | 0.00013957 | 0.00012472 | 0.00011221 | 9.7896e-05 | 0.00014046 | 0.00011465 | 0.00011201 | 9.6339e-05 | 0.00012484 | 0.00012908 | 0.00011725 | 0.00013178 | 0.00014834 | 0.00011272 | 0.00011966 | 0.00014057 | 0.00013589 | 0.00012366 | 0.00013572 | 9.4176e-05 | 0.00011173 | 0.00012157 | 0.00011113 | 0.00010117 | 0.00011201 | 0.00011355 | 0.00013636 | 0.00010548 | 0.00012272 | 0.00012277 | 0.00011958 | 0.00012535 | 0.0001309 | 0.0001268 | 0.0001114 | 0.00010884 | 0.00012481 | 0.00011616 | 0.00013773 | 0.00012582 | 0.00012299 | 9.4662e-05 | 0.00013072 | 0.00013556 | 0.00013183 | 0.00012112 | 0.00013723 | 0.000125 | 0.00011956 | 0.00011389 | 0.00013394 | 0.00011389 | 0.00013107 | 0.00011471 | 0.00012598 | 0.00011759 | 0.00013401 | 0.00012351 | 0.00012721 | 0.00012824 | 0.0001301 | 0.00011192 | 0.00014542 | 0.00011441 | 0.00011266 | 0.00011686 | 0.00011 | 0.00011482 | 0.00012466 | 0.00012462 | 0.00013312 | 0.00012045 | 0.00011984 | 0.00013052 | 0.0001321 | 0.00012943 | 0.00011079 | 9.9473e-05 | 0.00011113 | 0.00012044 | 0.0001427 | 0.00011341 | 0.00013366 | 0.00013667 | 0.00013141 | 0.0001285 | 0.00012242 | 0.00011952 | 0.00012502 | 0.00012842 | 0.00016154 | 0.00013136 | 0.00011145 | 0.00012449 | 0.00012897 | 0.00012236 | 8.9657e-05 | 0.00011191 | 0.00011364 | 0.00011991 | 0.00011557 | 0.00012813 | 0.00014548 | 0.00012822 | 0.00011225 | 0.00011768 | 0.00010082 | 0.00010765 | 0.00011951 | 0.00013752 | 0.00011297 | 0.00013323 | 0.00013073 | 0.00012031 | 0.00011637 | 9.3726e-05 | 0.00011668 | 0.00010728 | 0.00011646 | 0.00010867 | 0.00011847 | 0.00011451 | 0.000127 | 0.00012337 | 0.00010874 | 0.00011044 | 0.00010251 | 0.00011606 | 0.00011168 | 0.00013158 | 9.952e-05 | 0.00011971 | 0.00012357 | 0.00013174 | 0.00012519 | 0.00013128 | 0.00013115 | 0.00012666 | 0.00013153 | 0.00012446 | 0.00012535 | 0.00010535 | 0.00013306 | 0.00011802 | 0.0001048 | 0.00010851 | 0.00011422 | 0.00013175 | 0.00014218 | 0.00010071 | 0.00013909 | 0.00015057 | 0.00011684 | 0.00011656 | 0.00011852 | 0.00013325 | 0.0001269 | 0.00013027 | 0.00010959 | 0.00011724 | 0.00011299 | 9.6495e-05 | 0.00012815 | 0.00012003 | 0.00011436 | 0.00012561 | 0.00010902 | 0.00011105 | 0.00010676 | 0.00013061 | 0.00012916 | 0.00012103 | 0.00012002 | 0.00012588 | 0.00011499 | 0.00013064 | 0.00010591 | 0.00013083 | 0.00012389 | 0.00012842 | 0.0001296 | 0.00011458 | 0.00011343 | 9.9078e-05 | 0.0001235 | 0.00010801 | 9.9478e-05 | 0.00011008 | 0.0001249 | 0.00013609 | 0.00012094 | 0.00011935 | 0.00012039 | 0.00012088 | 0.00012864 | 0.00013665 | 0.00011981 | 0.00013169 | 0.00010894 | 0.00013411 | 0.00013016 | 0.00012734 | 0.00010293 | 0.00012617 | 0.00011163 | 0.00011908 | 0.00011366 | 0.00013042 | 0.00010403 | 9.9799e-05 | 0.00011238 | 0.00012024 | 0.00013848 | 0.00011767 | 0.0001209 | 0.00010814 | 0.00014886 | 0.00013509 | 0.00011279 | 0.0001339 | 0.00013417 | 0.00013509 | 0.00013374 | 0.00010868 | 0.00012086 | 0.00011935 | 0.00013323 | 0.00012687 | 0.00014366 | 0.00011558 | 0.00012615 | 0.00011916 | 0.00011541 | 0.00012238 | 0.00010436 | 0.00013368 | 0.00012051 | 0.00011552 | 0.00013745 | 0.00011387 | 0.00012368 | 0.00013385 | 0.00011619 | 0.00014363 | 0.00010506 | 0.00012307 | 0.00012426 | 0.00011725 | 0.00011868 | 0.00012075 | 0.00010889 | 0.00012575 | 0.00012011 | 0.00013025 | 0.00013818 | 0.00013649 | 0.00013885 | 0.00011139 | 0.00011633 | 0.00011673 | 0.00012856 | 0.00012966 | 0.00011161 | 0.00012286 | 0.00013109 | 0.00012866 | 0.00011116 | 0.00013822 | 0.00013495 | 0.00012985 | 0.00012284 | 0.00010236 | 0.00010596 | 0.00010592 | 0.00012244 | 0.00012148 | 9.6579e-05 | 0.00011987 | 0.00010899 | 0.00012637 | 0.00013611 | 0.00011187 | 0.0001367 | 9.7553e-05 | 0.00011599 | 0.00010426 | 0.00010101 | 0.00010803 | 0.00012214 | 0.00011783 | 0.00011977 | 0.00010477 | 0.00010571 | 0.00012248 | 0.0001258 | 0.00012016 | 0.00011427 | 0.0001125 | 0.00012746 | 0.00011398 | 0.00010825 | 0.00010743 | 0.00012944 | 0.00011643 | 0.0001333 | 0.0001298 | 0.00011896 | 0.00011993 | 0.0001083 | 0.00011368 | 0.00011559 | 0.00012825 | 0.00011126 | 0.0001025 | 0.00013565 | 0.00011201 | 0.00013906 | 0.00012902 | 0.00011721 | 0.00011629 | 0.0001074 | 0.00012869 | 0.00012802 | 0.00011173 | 0.00012129 | 0.00013385 | 0.00010607 | 9.6491e-05 | 0.00012235 | 0.00014578 | 0.00013159 | 0.0001132 | 0.00011802 | 0.00011328 | 0.00010649 | 9.7072e-05 | 0.0001229 | 0.00010587 | 0.00013245 | 0.00010529 | 0.00013085 | 0.00013896 | 0.00012548 | 0.0001115 | 0.00012165 | 0.00013742 | 9.6272e-05 | 0.00012194 | 0.00010309 | 0.00011917 | 0.00011983 | 0.00013546 | 0.00010197 | 0.00010508 | 0.00012293 | 0.00013262 | 0.00012653 | 0.00013093 | 0.00011875 | 0.00010494 | 0.00011705 | 0.00012237 | 0.00012648 | 0.00012375 | 0.00011709 | 0.00012041 | 0.0001172 | 0.00014162 | 0.00013934 | 0.00012839 | 0.0001297 | 0.0001229 | 0.0001035 | 0.00013373 | 0.00012413 | 0.00011348 | 0.00012124 | 0.00011353 | 0.00011278 | 0.00011849 | 0.00013811 | 0.00010477 | 0.00012567 | 0.00010488 | 0.00011352 | 9.9983e-05 | 0.00012359 | 9.1655e-05 | 0.00011852 | 0.00012605 | 0.00013635 | 0.00010702 | 0.00012954 | 0.00010833 | 0.00013107 | 0.00010056 | 0.00012163 | 0.00011454 | 0.00011657 | 0.00010645 | 0.00010642 | 0.00013834 | 0.0001282 | 0.00011308 | 0.00012885 | 0.00011143 | 0.0001224 | 0.00010817 | 0.00012288 | 0.00011057 | 0.00013533 | 0.00013317 | 0.00014148 | 0.00012043 | 0.00012249 | 0.00013906 | 0.00010614 | 0.00012183 | 0.00012098 | 0.00011913 | 0.00011572 | 0.00014267 | 0.0001137 | 0.00012529 | 0.00014182 | 0.00014538 | 0.00011877 | 0.00012415 | 0.00013187 | 0.00012804 | 0.00011213 | 9.8486e-05 | 0.00010277 | 0.00013442 | 0.00012043 | 0.00012702 | 0.00011016 | 0.00012461 | 9.8578e-05 | 0.00012164 | 0.00013365 | 0.00012684 | 0.00011531 | 0.00012212 | 0.00011922 | 0.0001286 | 0.00011025 | 0.00010658 | 0.00010947 | 0.00010263 | 0.00012349 | 0.00012003 | 0.00012457 | 0.00010534 | 0.00011423 | 0.0001429 | 0.00012517 | 0.0001534 | 0.00012017 | 0.00012569 | 0.00011635 | 0.00012422 | 0.00011103 | 0.00010022 | 0.00011357 | 0.00012523 | 0.00013753 | 0.00012056 | 9.2462e-05 | 0.00011203 | 0.00011293 | 0.00011757 | 0.00012596 | 0.0001247 | 0.00013259 | 0.00011589 | 0.00012551 | 0.00013277 | 0.00011089 | 0.00011632 | 0.00012011 | 0.00013637 | 0.00012887 | 0.00013461 | 0.0001172 | 0.00011837 | 0.00011877 | 0.00012697 | 0.00013932 | 0.00012586 | 0.00014416 | 0.00011737 | 0.0001269 | 0.0001195 | 0.00010516 | 0.00010503 | 0.00011509 | 0.00012031 | 0.00011233 | 0.00011406 | 0.00012833 | 0.00013951 | 0.00011416 | 0.00012934 | 0.00013052 | 0.00012617 | 9.1382e-05 | 0.00012908 | 0.00010373 | 0.0001399 | 0.00011731 | 0.00012513 | 0.00012348 | 0.00012548 | 0.00012006 | 0.00011559 | 0.00013303 | 0.00013341 | 0.00011708 | 8.8841e-05 | 0.00012355 | 0.00013512 | 0.00011871 | 0.00011349 | 0.00013145 | 0.00012256 | 0.00012949 | 0.00012137 | 0.00016244 | 0.00010583 | 0.00011176 | 0.00012689 | 0.00011194 | 0.00012038 | 0.00012328 | 0.00010895 | 0.00011812 | 0.00012173 | 0.00012287 | 0.00012048 | 0.00011031 | 0.00012152 | 0.0001086 | 0.00011562 | 0.00013903 | 0.00011422 | 0.00011587 | 0.00011779 | 0.00013416 | 0.00010643 | 0.00010525 | 0.00010263 | 0.00012193 | 9.5513e-05 | 0.00012249 | 0.00013464 | 0.00011848 | 0.00011539 | 0.00012367 | 0.00011639 | 0.00012699 | 0.00012029 | 0.00013515 | 0.00013136 | 0.00010752 | 0.00013501 | 0.0001153 | 0.00012755 | 0.00012711 | 0.0001416 | 0.00011601 | 0.0001122 | 0.00010246 | 0.00013197 | 0.00010749 | 0.00012102 | 0.00014597 | 0.00011257 | 0.00010646 | 0.00012914 | 0.0001125 | 0.00011472 | 0.00013059 | 0.00012066 | 0.000122 | 0.00013123 | 0.00012886 | 0.00012713 | 0.00012216 | 0.00012052 | 0.00014699 | 0.00010664 | 0.0001231 | 0.00010618 | 0.00011621 | 0.00011036 | 0.00011211 | 0.00011722 | 0.00013316 | 0.00012334 | 9.8969e-05 | 0.00012588 | 0.00011014 | 0.00010142 | 0.0001149 | 0.00010731 | 0.00012589 | 0.00013704 | 0.00012429 | 0.00012036 | 0.00012739 | 0.0001249 | 0.00012213 | 0.00014055 | 0.00013089 | 0.00010635 | 0.00011096 | 0.00011034 | 8.8213e-05 | 0.00013152 | 0.00011702 | 0.00012828 | 0.00013796 | 0.00011587 | 0.0001351 | 0.00011803 | 0.00013505 | 0.00012115 | 0.00012855 | 0.00014391 | 0.00013878 | 0.00011874 | 0.00010736 | 0.00011411 | 0.00010977 | 0.00012293 | 0.00013472 | 0.00012015 | 0.00010336 | 0.00010858 | 0.00012354 | 0.00012673 | 9.8453e-05 | 0.00012138 | 0.00011508 | 0.00010713 | 0.00012296 | 0.00011368 | 0.00012552 | 0.00011793 | 0.00010544 | 0.00012216 | 0.00013429 | 0.00011473 | 9.9351e-05 | 0.00010522 | 0.0001312 | 0.00011208 | 0.00010548 | 0.00012298 | 0.00013996 | 0.00011596 | 0.00013294 | 0.00011769 | 0.00012266 | 0.00012307 | 0.00011662 | 8.9322e-05 | 0.00012254 | 0.00010177 | 0.00011153 | 9.9347e-05 | 0.00013877 | 0.00011223 | 0.00012921 | 0.00014833 | 0.0001226 | 0.00013835 | 0.0001222 | 0.00010771 | 9.3907e-05 | 0.00014685 | 0.00012526 | 0.00012667 | 0.00014412 | 0.00011964 | 0.00013451 | 0.00010876 | 0.0001159 | 0.00012157 | 0.0001159 | 0.00011598 | 0.00010266 | 0.00012279 | 0.00012785 | 0.0001138 | 0.00012587 | 9.6604e-05 | 0.00011399 | 0.00013216 | 0.00010676 | 0.00011545 | 0.00011929 | 0.00013431 | 0.00011645 | 0.00013042 | 0.00011311 | 0.0001282 | 0.00010278 | 0.00013102 | 0.00013211 | 0.00013893 | 0.00011176 | 0.00011146 | 0.00012515 | 0.00012963 | 0.00011363 | 0.00011414 | 0.00010439 | 0.00011213 | 0.00011475 | 0.00011741 | 0.0001114 | 0.00012865 | 0.0001308 | 0.00011926 | 0.00011543 | 0.00011547 | 0.00014387 | 0.00011003 | 0.00012519 | 0.00013152 | 0.00012572 | 0.00012997 | 0.00012153 | 0.00012852 | 0.00012343 | 0.00012092 | 0.00011286 | 0.00013935 | 0.00012398 | 0.00012601 | 0.00012106 | 0.00011608 | 0.00011761 | 0.00012345 | 0.00013527 | 0.00013063 | 0.00012177 | 0.0001254 | 0.00012303 | 0.000114 | 0.00011739 | 0.00010122 | 0.00011026 | 0.00011168 | 0.00012449 | 0.00013007 | 0.00010474 | 0.00010096 | 0.00010411 | 0.00011714 | 0.00014178 | 0.00010388 | 0.00013763 | 0.00010649 | 0.00011041 | 0.00011146 | 0.00011446 | 0.00011564 | 0.00013506 | 0.00010997 | 0.00012773 | 0.00012542 | 0.00011407 | 0.00010041 | 0.00012456 | 0.0001077 | 0.00012626 | 0.00011949 | 0.00011214 | 0.00010118 | 9.4607e-05 | 0.00010756 | 0.00011616 | 0.00012578 | 0.00012804 | 0.00012328 | 0.00012846 | 0.00012141 | 0.00014629 | 0.00010419 | 0.00012758 | 0.00011355 | 9.9093e-05 | 0.00013147 | 0.00012589 | 9.4072e-05 | 0.00013213 | 0.00012096 | 9.6259e-05 | 0.00012451 | 0.00011353 | 0.00010132 | 0.00010573 | 0.00011374 | 0.00012009 | 0.0001126 | 0.00013587 | 0.00010904 | 0.00011691 | 9.8604e-05 | 0.00012631 | 0.00012375 | 0.00012652 | 0.00012041 | 0.00010548 | 0.00012374 | 0.00011307 | 0.00012245 | 0.00012428 | 9.9898e-05 | 0.00012741 | 0.00011318 | 0.00011974 | 0.0001225 | 0.00012533 | 0.00011483 | 0.00013731 | 0.00013798 | 0.00011232 | 0.00012101 | 0.00013472 | 0.00011791 | 0.00014412 | 0.00012187 | 0.0001282 | 0.00013105 | 0.00013634 | 0.00011435 | 0.00011224 | 0.00014153 | 0.00010772 | 0.00013124 | 0.00010944 | 0.00013538 | 0.00014172 | 0.000116 | 0.00012574 | 0.00011736 | 0.00011101 | 0.00010601 | 0.00013886 | 0.00010205 | 0.00012109 | 0.00010592 | 0.00013324 | 0.00011601 | 0.00013775 | 0.00013301 | 0.00011561 | 0.0001285 | 0.00011905 | 0.00014895 | 0.00012036 | 0.00011883 | 0.00011834 | 0.0001337 | 0.00011522 | 0.00012666 | 0.00011499 | 0.00010786 | 0.00012825 | 0.00012474 | 0.000125 | 0.00012714 | 0.00011504 | 0.00011476 | 0.00014781 | 0.00013119 | 9.5996e-05 | 0.00012511 | 0.00012066 | 0.00011888 | 0.0001432 | 0.0001099 | 0.00011638 | 0.0001226 | 9.215e-05 | 0.00012441 | 0.00012374 | 0.00012772 | 0.00010993 | 0.00010575 | 0.00011 | 0.00012635 | 0.00011309 | 0.00012055 | 0.00010752 | 0.00015052 | 0.00012278 | 0.00013705 | 0.00010247 | 0.0001178 | 0.0001186 | 0.00013517 | 0.00012808 | 0.00012722 | 0.00014036 | 0.00012575 | 0.00010348 | 0.00014703 | 0.00010092 | 0.00013087 | 0.00012293 | 0.00013434 | 0.00011763 | 0.00013006 | 0.00014519 | 0.00013776 | 0.00012281 | 0.00012256 | 0.00011926 | 0.00012071 | 0.00011365 | 0.00011262 | 0.00010549 | 0.00011675 | 0.00013609 | 0.00012029 | 0.00013084 | 0.00013017 | 0.00012828 | 0.00012731 | 0.00013692 | 0.00012049 | 0.00012069 | 9.9104e-05 | 9.9343e-05 | 0.00012601 | 0.00013534 | 0.00012814 | 9.0797e-05 | 0.00012407 | 0.0001153 | 0.00013853 | 0.00011237 | 0.00012648 | 0.00012853 | 0.00013631 | 0.00013131 | 0.00010876 | 0.00013252 | 0.00012384 | 9.2701e-05 | 0.00014377 | 0.00013057 | 0.00012131 | 9.7017e-05 | 0.00013627 | 0.00013236 | 0.00011703 | 0.00010514 | 0.00011894 | 0.00012889 | 0.00012564 | 0.00012257 | 0.00011334 | 0.00012368 | 0.00012531 | 0.0001293 | 0.00012842 | 0.00012813 | 0.00013343 | 0.00012603 | 0.0001117 | 0.00011719 | 0.0001189 | 0.00012383 | 0.00011207 | 0.00011299 | 0.00012462 | 0.00012353 | 0.00012692 | 0.00011459 | 0.00014369 | 0.00013101 | 0.00012592 | 0.0001127 | 0.00012376 | 0.00011201 | 0.00012874 | 0.00012575 | 0.00010446 | 0.00013223 | 0.00011258 | 0.0001333 | 0.0001393 | 0.00010302 | 0.00011067 | 0.00011095 | 0.00010865 | 0.0001205 | 0.0001235 | 0.00010486 | 0.00011304 | 0.0001214 | 0.00013212 | 0.00010482 | 0.00012464 | 0.00013214 | 0.00011023 | 0.00011906 | 9.9798e-05 | 0.00012062 | 0.00011755 | 0.000107 | 0.00011487 | 0.00011632 | 0.00012417 | 0.0001203 | 0.00010931 | 0.00011598 | 0.00013969 | 0.00011724 | 0.00013636 | 0.00011118 | 0.0001042 | 0.00012201 | 0.00010882 | 0.00012652 | 0.0001338 | 0.00012029 | 0.00011003 | 0.00010622 | 0.00012898 | 0.00011721 | 0.00010184 | 0.00012972 | 0.00013828 | 0.00013054 | 0.00012612 | 0.00014071 | 0.00011449 | 0.00012104 | 0.00011834 | 0.00012302 | 0.00012236 | 0.00012611 | 0.00012015 | 0.00012698 | 0.0001162 | 0.00013372 | 0.00012651 | 0.00012003 | 0.00011785 | 0.00014308 | 0.00011567 | 0.00012728 | 0.00013423 | 0.00013727 | 9.8898e-05 | 0.00011857 | 0.00012466 | 0.00012789 | 0.00011042 | 0.00012028 | 0.0001174 | 0.0001438 | 0.00011953 | 0.00012438 | 0.0001287 | 0.0001221 | 0.00012083 | 0.00011764 | 0.00012072 | 0.00012348 | 0.00012095 | 0.00013941 | 0.00011088 | 0.00010635 | 0.00013583 | 0.0001128 | 0.00011175 | 0.00010666 | 0.00012298 | 0.00012975 | 0.00012677 | 0.00013844 | 0.00010911 | 0.00012657 | 0.00011499 | 0.00011235 | 0.00014443 | 0.00013619 | 0.0001144 | 0.00010771 | 0.00014029 | 0.00012897 | 0.00010054 | 0.00011743 | 0.00013004 | 0.0001344 | 0.00012497 | 0.00011635 | 0.00013863 | 0.00014314 | 0.00012858 | 0.00010299 | 0.0001226 | 0.00011539 | 0.00012124 | 0.00012783 | 0.00010799 | 0.00011924 | 0.00010546 | 0.000127 | 0.00012009 | 0.00012519 | 0.00012865 | 0.00011595 | 0.0001138 | 0.00013992 | 0.00015445 | 9.8474e-05 | 0.0001288 | 0.0001295 | 0.00010594 | 0.00011221 | 0.00010512 | 0.00012071 | 0.00011778 | 0.00012931 | 0.00012331 | 0.00011408 | 0.00011636 | 0.00010683 | 0.00013674 | 0.00012354 | 0.00014308 | 0.00012649 | 0.00012435 | 0.0001126 | 0.00010555 | 0.00013334 | 0.00013162 | 0.00012349 | 0.00014425 | 0.00011625 | 0.00012799 | 0.00011641 | 0.00010284 | 0.00012727 | 0.00013499 | 0.00010807 | 0.00011426 | 0.00010755 | 0.00011296 | 0.00013187 | 0.00011949 | 0.00013546 | 0.00012435 | 9.043e-05 | 0.00012496 | 0.00013291 | 0.00011735 | 0.00011908 | 0.00012837 | 0.00011003 | 0.00013533 | 0.0001109 | 0.00011033 | 0.00013717 | 0.00014361 | 0.00011467 | 0.00012186 | 0.00014842 | 0.00013417 | 0.0001135 | 0.00010869 | 0.00011257 | 0.000119 | 0.00012636 | 0.00014134 | 0.00013277 | 0.00011188 | 0.00014305 | 0.00013583 | 0.00014315 | 0.00011335 | 0.00010915 | 0.00013712 | 0.00011342 | 0.00013412 | 0.00012235 | 0.00011654 | 0.00012353 | 0.0001229 | 0.00010578 | 0.00011051 | 0.00011826 | 0.0001038 | 0.00012873 | 0.00012866 | 0.00010611 | 0.00011036 | 0.00011071 | 0.00011867 | 0.00012228 | 0.0001349 | 0.00010762 | 0.00012589 | 0.00011826 | 0.00010579 | 0.00013035 | 0.00010547 | 0.00013193 | 0.00014426 | 0.00013185 | 0.00010327 | 0.00010568 | 0.00013172 | 0.00011217 | 0.00011449 | 0.00010445 | 0.00011707 | 0.00012679 | 0.00010861 | 8.5874e-05 | 0.00012766 | 0.00011349 | 0.00011262 | 9.4624e-05 | 0.00011667 | 0.00011739 | 0.0001343 | 9.7374e-05 | 8.9649e-05 | 0.00011901 | 0.0001185 | 0.00013394 | 0.00013613 | 0.00010326 | 0.00012369 | 0.00012333 | 0.00010618 | 0.00010975 | 0.00014187 | 0.00015588 | 0.00013302 | 0.00012386 | 0.00012493 | 0.00011559 | 0.00014612 | 0.00011042 | 0.00011211 | 0.00012835 | 0.00013048 | 0.00012942 | 0.00013964 | 0.00011817 | 0.00013229 | 0.000127 | 9.9422e-05 | 0.00012212 | 0.00012878 | 0.00011252 | 0.00012951 | 0.00013519 | 0.00012481 | 0.00013409 | 0.00010684 | 0.00011859 | 0.00011825 | 0.00012674 | 0.00011775 | 0.00010311 | 0.00012533 | 0.00010935 | 0.00015564 | 0.00013369 | 0.00010839 | 0.00013877 | 0.00011793 | 0.0001289 | 0.000124 | 0.00012318 | 0.00010786 | 0.00012836 | 0.00013299 | 0.0001136 | 0.00011175 | 0.00013602 | 0.0001354 | 0.0001408 | 0.00011001 | 0.00010549 | 0.00011192 | 0.00010198 | 0.00012093 | 0.00011487 | 0.0001163 | 0.00012296 | 0.00010811 | 0.00011293 | 0.00012231 | 0.00012311 | 0.00010848 | 0.00012946 | 0.00014592 | 0.00011363 | 0.00012596 | 0.00015249 | 0.00013156 | 0.00011911 | 0.00013484 | 0.00011341 | 0.00012142 | 0.00012669 | 0.00012258 | 0.00012213 | 0.00010956 | 0.00011772 | 0.00010976 | 0.00010197 | 0.00011635 | 0.00012431 | 0.00012084 | 0.00012952 | 0.00012177 | 0.00011951 | 0.00012283 | 0.00014535 | 0.00010446 | 0.00015309 | 0.00011236 | 0.00011503 | 0.00012734 | 0.00010333 | 0.00011078 | 9.3885e-05 | 0.00014182 | 0.00011265 | 0.00010136 | 0.00011247 | 0.00012836 | 0.00013696 | 0.00010653 | 0.00012598 | 0.00013045 | 0.00012186 | 0.00012585 | 0.00013236 | 0.00011768 | 0.00011529 | 0.00011098 | 0.00010923 | 0.00012289 | 0.0001328 | 0.00010562 | 0.00010227 | 0.00012316 | 0.00013946 | 0.00011346 | 0.00012373 | 0.0001164 | 0.00014176 | 0.0001117 | 0.00012091 | 0.0001259 | 0.00012582 | 0.00011697 | 0.00012661 | 0.00010982 | 0.00012109 | 0.00012984 | 0.00012456 | 0.00011689 | 0.00013169 | 0.00011613 | 0.00013191 | 0.00013825 | 0.00013905 | 0.00014489 | 0.0001288 | 0.00010737 | 0.00012981 | 0.0001216 | 0.00012148 | 0.00012214 | 0.00012108 | 0.00013032 | 0.00011642 | 9.7202e-05 | 0.0001551 | 0.00012361 | 0.00012784 | 0.00015174 | 0.00013885 | 0.00010445 | 0.00013474 | 0.00010641 | 0.00011987 | 0.00011791 | 0.00013888 | 0.00011133 | 0.00012517 | 0.0001171 | 0.00013164 | 0.00013783 | 0.00011924 | 0.0001078 | 0.00011486 | 0.00010567 | 0.00014697 | 0.00012461 | 0.00011852 | 0.00011675 | 0.00013918 | 0.00013427 | 0.00012361 | 0.00012832 | 0.00013363 | 0.00014284 | 0.0001287 | 0.00010423 | 0.0001454 | 0.00014319 | 0.00013088 | 0.00012286 | 0.00012021 | 0.00012045 | 0.00012844 | 0.0001283 | 0.00010558 | 0.00011333 | 0.00012792 | 0.00013162 | 0.00014403 | 0.00013117 | 0.00011602 | 0.00010175 | 0.00011664 | 0.00013712 | 0.00013765 | 0.00010627 | 0.00011582 | 0.00013381 | 0.00011119 | 0.00014055 | 0.00012926 | 0.0001306 | 0.00012449 | 0.00010771 | 0.00012324 | 0.00010356 | 0.00012551 | 0.00012093 | 0.00010152 | 0.00010827 | 0.0001455 | 0.00011807 | 0.00011355 | 8.7119e-05 | 0.00011216 | 0.00012411 | 0.00013366 | 0.0001249 | 0.00012553 | 0.00013265 | 9.9438e-05 | 0.00014023 | 0.00010567 | 0.0001499 | 0.00011163 | 0.00011284 | 0.00012825 | 0.00012779 | 0.00010494 | 0.00011412 | 0.00011598 | 0.00013164 | 0.00013133 | 0.00011913 | 0.00011277 | 0.00014708 | 0.00012979 | 0.000128 | 0.00012335 | 0.00013194 | 0.00013988 | 0.00012485 | 9.3908e-05 | 0.00010998 | 0.00010068 | 9.7917e-05 | 0.00012662 | 0.000118 | 0.00012047 | 0.00013077 | 0.00012953 | 0.00011829 | 0.00013175 | 0.00012937 | 0.00013266 | 0.00014722 | 0.00012368 | 0.0001026 | 0.0001052 | 0.00013631 | 0.00012632 | 0.00012998 | 0.00011224 | 0.00013706 | 0.00013205 | 0.00013224 | 0.00010941 | 0.00012455 | 0.00011417 | 9.9652e-05 | 0.00011988 | 0.00012645 | 0.00013311 | 0.00011047 | 0.00012692 | 0.00010525 | 0.00013028 | 0.00012939 | 0.00013059 | 0.00012752 | 0.00014333 | 0.00011389 | 0.00012168 | 0.00012707 | 0.00013503 | 0.00012568 | 0.00011612 | 0.00012693 | 0.00013496 | 0.00014666 | 0.00010265 | 0.00011625 | 0.00011822 | 0.00010716 | 0.00010769 | 0.00013439 | 0.00011562 | 0.00012104 | 0.00012843 | 0.00011575 | 0.00011467 | 0.00012363 | 0.00013099 | 0.00013386 | 0.00011666 | 0.00012777 | 0.00011359 | 0.0001233 | 0.0001289 | 0.00011921 | 0.00013236 | 0.00013626 | 0.00011759 | 0.00011581 | 0.00013089 | 0.00010349 | 0.00012548 | 0.00013972 | 8.7962e-05 | 0.00011397 | 0.00012654 | 0.00012269 | 0.00013002 | 0.00010294 | 0.00014424 | 0.00012117 | 0.00013045 | 0.00011959 | 0.000131 | 0.00012545 | 0.00014302 | 0.00013406 | 0.00011992 | 9.9517e-05 | 0.0001111 | 0.00013174 | 0.0001495 | 0.0001101 | 0.00012422 | 0.00010935 | 0.00013034 | 0.00012993 | 0.00012738 | 0.00011063 | 0.00013086 | 9.961e-05 | 0.00011935 | 0.00012298 | 0.0001224 | 0.00013688 | 0.0001392 | 0.00011727 | 0.00014234 | 0.00011635 | 0.00012145 | 0.00015205 | 0.00013059 | 0.00010836 | 0.00010013 | 0.00010904 | 0.00013078 | 0.0001263 | 0.00013589 | 0.00011297 | 0.00011562 | 0.00012252 | 0.00011568 | 0.00012356 | 0.00013541 | 0.0001342 | 0.00012014 | 0.00012294 | 0.00011937 | 0.00012014 | 0.00010516 | 0.00013342 | 0.00013014 | 0.00011767 | 0.00012595 | 0.00012497 | 0.00011589 | 0.00013892 | 0.00010725 | 0.00012126 | 0.00015276 | 0.00012057 | 0.00010246 | 0.00010699 | 0.0001269 | 0.00013923 | 0.00013157 | 0.00012395 | 0.00013971 | 0.00012981 | 9.9305e-05 | 0.00012875 | 0.00012003 | 0.00011933 | 0.00010809 | 0.0001168 | 0.00011359 | 0.00010647 | 0.00011892 | 0.00011385 | 0.00011866 | 0.00011616 | 0.00012568 | 0.00012463 | 0.00012383 | 0.00012301 | 9.764e-05 | 9.8612e-05 | 0.00013323 | 0.00013088 | 0.00013833 | 0.00010264 | 0.00012403 | 0.00014644 | 0.00011888 | 0.00010963 | 0.00011285 | 8.7727e-05 | 0.0001349 | 0.00013176 | 0.00012514 | 0.00013163 | 0.00013549 | 0.00014538 | 0.00012813 | 0.00012215 | 0.00011816 | 0.00011704 | 0.00011512 | 0.00012837 | 0.00010343 | 0.000124 | 0.00011876 | 0.00011565 | 0.00012349 | 0.0001314 | 0.00010794 | 0.00011432 | 0.00013304 | 0.00014526 | 0.00013224 | 0.00012581 | 0.00010561 | 0.00012179 | 0.00013857 | 0.00012226 | 0.00013262 | 0.00014478 | 0.00013102 | 9.7565e-05 | 0.00013598 | 0.00013331 | 0.00012468 | 0.00011506 | 0.00012551 | 0.00010503 | 0.00011615 | 0.00013089 | 0.00012497 | 0.00013703 | 0.00012678 | 0.00013516 | 0.00013732 | 0.00013171 | 0.00011313 | 0.00010063 | 0.00011267 | 0.00010381 | 0.00011844 | 0.00013286 | 0.00012974 | 0.00013702 | 0.00012 | 0.00010453 | 0.0001379 | 0.00012244 | 0.00013183 | 0.00013187 | 0.00012237 | 0.00011936 | 0.00012564 | 0.00011349 | 0.00011446 | 0.00015656 | 0.00012239 | 0.0001435 | 0.00011722 | 0.00011104 | 0.00013399 | 0.00010224 | 0.00011427 | 0.00011742 | 0.0001266 | 0.00011735 | 0.00011859 | 0.00013813 | 0.00010739 | 0.00012102 | 0.00012222 | 0.00013585 | 0.00011567 | 0.0001288 | 0.00012578 | 0.00012336 | 0.0001317 | 0.00011942 | 8.7334e-05 | 0.00013409 | 0.00011198 | 0.00014018 | 0.00011281 | 0.00012667 | 0.00012277 | 0.00013125 | 0.00011987 | 0.00011339 | 0.00010426 | 0.00010738 | 0.0001286 | 0.00013236 | 0.00012105 | 0.00012171 | 0.00011833 | 0.00012641 | 9.5707e-05 | 0.0001096 | 9.2722e-05 | 0.000147 | 9.8509e-05 | 0.0001307 | 0.00010981 | 0.00010721 | 0.00012586 | 0.00011703 | 0.00015045 | 0.00011175 | 0.00013183 | 0.00011591 | 0.00013872 | 0.00011252 | 0.00011269 | 0.00013192 | 0.00010663 | 0.0001116 | 0.00013988 | 0.00010781 | 9.8476e-05 | 0.00013204 | 0.00012469 | 0.00011935 | 0.00011821 | 0.00011889 | 0.00011615 | 0.00013256 | 0.00012234 | 0.00013014 | 0.00012108 | 0.00010651 | 0.00011597 | 0.00012731 | 0.00013042 | 0.00010787 | 0.00011519 | 9.7823e-05 | 9.3558e-05 | 0.00012868 | 0.00011552 | 0.00012067 | 0.00014515 | 0.00013106 | 0.00011651 | 0.00012273 | 0.0001126 | 0.00010906 | 0.00011704 | 0.00012606 | 0.00011576 | 0.00014867 | 0.00013912 | 0.0001126 | 0.00012311 | 0.00012364 | 0.00011838 | 0.00012763 | 0.00011709 | 0.00011492 | 0.00011652 | 0.00013858 | 0.00012951 | 0.00011919 | 0.0001171 | 0.00013906 | 0.00013583 | 0.00013378 | 0.00010618 | 0.00012208 | 0.00013913 | 0.00013855 | 9.9271e-05 | 9.0184e-05 | 0.0001053 | 0.00012079 | 8.5369e-05 | 0.00013331 | 0.00013638 | 0.00013542 | 0.00011677 | 0.00012442 | 0.00013293 | 0.00012219 | 0.00013639 | 0.00011614 | 0.00011796 | 0.00012291 | 0.00011296 | 0.00011534 | 0.00011922 | 0.00012801 | 0.00011444 | 0.00011874 | 0.00013057 | 0.0001364 | 0.00013534 | 0.00012205 | 9.8882e-05 | 0.00012391 | 0.00010566 | 0.00014081 | 0.00011772 | 0.00011337 | 0.00011623 | 0.00012352 | 0.00012666 | 0.00013299 | 0.0001103 | 0.00013136 | 0.00011052 | 0.00010563 | 0.0001301 | 0.00012736 | 0.00013509 | 0.00012255 | 0.00012265 | 9.128e-05 | 0.00013874 | 0.00014074 | 0.00011099 | 0.00011674 | 0.00012545 | 0.00013027 | 0.00011829 | 0.00012918 | 0.00010535 | 0.00011646 | 0.00011692 | 0.00012973 | 0.0001469 | 0.00011937 | 0.00011577 | 0.0001091 | 9.9072e-05 | 0.00011818 | 0.00014005 | 0.0001319 | 0.00012718 | 0.00011618 | 0.00012204 | 0.00013543 | 0.00012151 | 0.00012031 | 0.0001206 | 0.00010571 | 0.00010968 | 0.00012216 | 0.0001415 | 9.8502e-05 | 0.00011245 | 0.00011723 | 0.00010843 | 0.00011139 | 0.00011305 | 0.00012314 | 0.00011594 | 0.00011633 | 0.00011425 | 0.00011347 | 0.00012883 | 0.00011187 | 0.00011571 | 0.00012364 | 0.00013388 | 0.00012341 | 0.0001382 | 0.0001203 | 0.00011225 | 0.00012788 | 0.00010281 | 0.00010366 | 0.00012093 | 0.00011839 | 0.00014308 | 0.00014006 | 0.00013725 | 0.00013561 | 0.0001021 | 9.1692e-05 | 0.00010287 | 0.00014193 | 0.0001194 | 0.00013829 | 0.00013172 | 0.00011217 | 0.00011974 | 9.4034e-05 | 0.00013331 | 0.00012874 | 0.0001127 | 0.00012083 | 0.0001375 | 0.00012453 | 0.00012861 | 0.00012367 | 0.00012305 | 0.00012197 | 0.00011387 | 0.00011365 | 0.00011078 | 0.00013685 | 0.00013672 | 0.00014596 | 0.000125 | 0.00013767 | 0.00011866 | 0.00012822 | 0.00012888 | 0.00011604 | 0.00011732 | 0.00011984 | 0.0001173 | 0.00012328 | 0.00011648 | 9.819e-05 | 0.00011714 | 0.00011656 | 0.00013126 | 0.00011955 | 0.00013779 | 0.00013859 | 0.00015196 | 0.00012693 | 0.00013054 | 0.00013536 | 0.00013018 | 0.00011159 | 0.00012194 | 0.00011621 | 9.9382e-05 | 0.00012003 | 0.00011649 | 0.00012587 | 0.00012726 | 0.00010416 | 0.00012784 | 0.0001214 | 0.00012148 | 0.000121 | 0.00011915 | 0.00011269 | 0.0001211 | 0.00011371 | 0.00012478 | 0.00011595 | 0.00010917 | 0.00010606 | 0.00011661 | 0.00011875 | 0.00014081 | 0.00012054 | 0.00013755 | 0.00012125 | 0.00011369 | 0.00011547 | 0.00012583 | 0.00011445 | 0.00013784 | 0.00010818 | 0.00011797 | 0.00013544 | 0.00011709 | 0.00013198 | 0.00012888 | 0.00011705 | 0.00012469 | 0.00013752 | 0.0001384 | 0.00011169 | 0.00013828 | 0.0001257 | 0.00013115 | 0.00010349 | 0.00012158 | 0.00012281 | 0.00012507 | 0.0001382 | 0.00011604 | 0.00012501 | 0.00012261 | 0.00011749 | 0.00011209 | 0.00013896 | 0.00011108 | 0.00012197 | 0.00011736 | 0.00012776 | 0.00010459 | 0.00012825 | 0.00012558 | 0.00011288 | 0.00011272 | 0.00011484 | 0.00012348 | 0.00013551 | 0.00011175 | 0.00011134 | 0.00012159 | 9.7336e-05 | 0.00011357 | 0.0001493 | 0.00012247 | 0.00014051 | 0.00012305 | 0.00012245 | 0.00012472 | 0.00010566 | 0.00014347 | 0.00011897 | 0.00012198 | 0.00013868 | 0.00013996 | 0.00010467 | 0.00010585 | 0.00010596 | 0.00010871 | 0.00011457 | 0.00010998 | 0.00011225 | 0.00013255 | 0.00011301 | 0.00012515 | 0.00010801 | 0.00010312 | 0.00012661 | 0.00010375 | 9.7371e-05 | 0.00014372 | 0.0001142 | 0.00014148 | 0.00011551 | 0.00010953 | 0.00013796 | 0.00011864 | 0.00011554 | 0.00010973 | 0.00011713 | 0.00011994 | 0.00013516 | 0.0001044 | 0.00012297 | 0.00010846 | 0.00012568 | 0.00011912 | 0.00012265 | 0.00014403 | 0.00011347 | 0.00012666 | 0.00013538 | 0.00012349 | 0.00013301 | 0.00012731 | 0.00011464 | 0.00013194 | 0.00010929 | 0.00012139 | 0.00012335 | 0.00010806 | 0.00011815 | 0.00013904 | 0.00011717 | 0.00012665 | 0.000131 | 0.00012029 | 0.0001036 | 0.00011714 | 9.5876e-05 | 0.00010364 | 0.00014694 | 0.00012414 | 9.6895e-05 | 0.00012191 | 0.00014213 | 0.0001269 | 0.00011366 | 0.0001282 | 0.00012463 | 0.0001232 | 0.00013204 | 9.3243e-05 | 0.00013514 | 0.00011636 | 0.00011476 | 0.00012128 | 0.00013787 | 0.00012829 | 9.0504e-05 | 0.00011467 | 0.00012924 | 0.00011589 | 0.00010117 | 0.00011274 | 0.00011858 | 0.00013173 | 0.00013945 | 0.00011403 | 0.00012637 | 0.00011474 | 0.0001424 | 0.00012596 | 0.00012115 | 0.00010206 | 0.00012236 | 0.00012926 | 9.8972e-05 | 0.00010342 | 0.0001374 | 0.00012778 | 0.00011936 | 0.00011861 | 0.00012328 | 0.00012 | 0.00010599 | 0.0001087 | 0.00010652 | 0.00012492 | 0.00012506 | 0.0001226 | 0.00011448 | 0.0001321 | 0.00010773 | 0.0001518 | 0.00013574 | 0.00012652 | 0.00015256 | 9.9906e-05 | 0.00011505 | 0.0001181 | 0.00012435 | 0.00011777 | 0.00013312 | 0.00013083 | 0.00012589 | 0.00010622 | 0.00011133 | 9.955e-05 | 0.00012639 | 0.00011889 | 0.0001275 | 0.00010061 | 0.00010465 | 0.00011943 | 0.00011459 | 0.00011903 | 0.00011646 | 0.00011482 | 0.00013849 | 0.00011737 | 0.00012192 | 0.00010254 | 0.00012723 | 0.00011567 | 0.0001337 | 0.00010911 | 0.000113 | 0.0001317 | 0.00012495 | 0.00013921 | 0.00013695 | 0.0001238 | 0.0001088 | 0.00012013 | 0.00011595 | 0.00013417 | 0.00013331 | 0.00012399 | 0.00013151 | 0.00013909 | 0.00013645 | 0.00012415 | 0.00014337 | 0.00011195 | 0.00012393 | 0.00012602 | 0.00012204 | 0.00013714 | 0.0001314 | 0.00010527 | 0.00012407 | 0.0001149 | 0.00011796 | 0.00010981 | 0.00012244 | 0.00013323 | 0.00011626 | 0.00013471 | 0.00012132 | 0.00011333 | 0.00012964 | 9.9387e-05 | 0.00011994 | 0.00012356 | 0.00011626 | 0.00012872 | 0.00011989 | 0.00015021 | 0.00012039 | 0.00010377 | 0.00013622 | 0.00011462 | 0.0001173 | 0.00010373 | 0.00013775 | 0.00012225 | 0.00014429 | 0.0001103 | 0.00013199 | 0.00011825 | 0.00013713 | 0.00014455 | 0.00012656 | 0.00015324 | 0.00013059 | 0.00010516 | 0.00010797 | 0.00011303 | 0.00013051 | 0.00013243 | 0.00011088 | 0.00011008 | 0.00012485 | 0.00011375 | 0.00013317 | 0.00012993 | 0.00011792 | 0.00012174 | 0.0001181 | 0.00013239 | 0.00010209 | 9.8219e-05 | 0.00012433 | 0.00012099 | 9.9458e-05 | 0.00010635 | 0.00013806 | 0.00011386 | 0.00012692 | 0.00010331 | 0.00010692 | 0.00012149 | 0.00012045 | 0.00012942 | 0.00011863 | 0.00014671 | 0.00012296 | 0.00012169 | 0.00012921 | 0.00011626 | 0.00011544 | 0.00013493 | 0.00012617 | 9.1449e-05 | 0.00011489 | 0.00011327 | 0.00011061 | 0.00012594 | 0.00013058 | 0.00013788 | 0.00013494 | 0.00013125 | 0.00011922 | 0.00010862 | 0.00011257 | 0.00011246 | 0.00011098 | 0.00012266 | 0.00011612 | 0.0001295 | 0.00012422 | 0.000138 | 0.00011699 | 0.00014844 | 0.00014396 | 0.00013486 | 0.00013321 | 0.00010852 | 0.00011054 | 0.00010986 | 0.00010105 | 0.00014885 | 0.00010308 | 0.00010581 | 0.00011751 | 0.00012434 | 0.00012812 | 0.00011902 | 0.00010729 | 0.00011233 | 0.00012814 | 0.0001044 | 0.00013784 | 0.00013709 | 0.00012897 | 0.0001152 | 0.0001233 | 0.00013187 | 0.0001258 | 0.00012284 | 0.0001354 | 0.00010167 | 0.00013817 | 0.00011438 | 0.00012559 | 0.00014369 | 0.0001303 | 0.00010695 | 0.0001349 | 0.00013544 | 0.00012806 | 0.0001274 | 0.00011376 | 0.00012043 | 0.0001109 | 0.00012455 | 0.00012785 | 9.6762e-05 | 0.00012774 | 0.00012231 | 0.00012894 | 0.00012889 | 0.00010308 | 0.00012231 | 0.00012561 | 0.00011518 | 0.00013686 | 0.00011895 | 0.00012153 | 0.00010139 | 0.000107 | 0.00012149 | 0.00013722 | 0.00012711 | 0.00012034 | 0.00011961 | 0.00011482 | 0.00011161 | 0.00010669 | 0.00011418 | 0.00012692 | 0.00011681 | 0.00011225 | 0.00014128 | 0.00011452 | 0.00011027 | 0.00012658 | 0.00011284 | 0.0001285 | 0.00012615 | 0.00013982 | 0.00013758 | 0.00011119 | 0.0001208 | 0.00012707 | 0.00011092 | 0.00014483 | 0.00012753 | 0.00012939 | 0.00011832 | 0.00012537 | 0.0001086 | 0.00011403 | 0.00011186 | 0.00013733 | 0.00011376 | 0.00011225 | 0.00012123 | 0.0001139 | 0.00011772 | 0.00013087 | 0.00012538 | 0.00013676 | 0.00011338 | 0.00012646 | 0.00012348 | 0.00011403 | 0.00010632 | 0.00011616 | 0.00010999 | 0.00011829 | 0.00010735 | 0.00012951 | 0.0001165 | 0.00011922 | 0.00011986 | 0.00011249 | 0.00011328 | 0.00010995 | 0.00012798 | 0.00010848 | 0.00010418 | 0.00015017 | 0.00013507 | 9.2051e-05 | 0.00012134 | 0.00010289 | 0.00011043 | 8.8952e-05 | 0.00012714 | 0.00016504 | 0.00012307 | 0.00013054 | 0.00013116 | 0.00012833 | 0.00015365 | 0.00014551 | 0.00011025 | 0.00012972 | 0.00013366 | 0.00010487 | 0.00014489 | 0.00012536 | 0.00012764 | 0.00015276 | 0.00011583 | 0.00010155 | 0.00012563 | 0.00011704 | 0.00010709 | 0.00012966 | 0.00012408 | 0.00012333 | 0.00011641 | 0.00010813 | 0.00011147 | 0.00011177 | 0.00010919 | 0.00010495 | 0.00012681 | 0.00011207 | 0.00010815 | 0.00013478 | 0.00013349 | 0.00013219 | 0.00011353 | 0.00012619 | 0.00011018 | 0.00010669 | 0.00010528 | 0.00011343 | 0.00012088 | 0.00010489 | 0.00013416 | 0.0001183 | 0.00013491 | 0.00012387 | 0.00012834 | 9.6174e-05 | 0.0001241 | 0.00012488 | 0.00012525 | 0.00014044 | 0.00011915 | 0.00013387 | 0.0001134 | 0.00011803 | 0.0001186 | 0.00014714 | 0.00011555 | 0.00012207 | 0.00012864 | 0.00011417 | 0.00013737 | 0.00013582 | 0.00011837 | 0.00011434 | 0.00011268 | 0.00010406 | 0.00013474 | 0.0001383 | 0.00013033 | 0.0001243 | 0.00012604 | 0.00013437 | 0.00014213 | 0.000135 | 0.00011159 | 0.00012338 | 0.00012632 | 0.00011393 | 9.6038e-05 | 0.00011255 | 0.00014359 | 0.00011162 | 0.00013127 | 0.00013716 | 0.00012193 | 0.00012892 | 9.541e-05 | 0.00010509 | 0.00013989 | 0.00011568 | 0.00010347 | 9.773e-05 | 0.0001476 | 0.00010164 | 0.00012161 | 0.00014229 | 0.00013057 | 0.000109 | 9.6321e-05 | 0.00011226 | 9.02e-05 | 0.00012462 | 0.00011718 | 0.00011272 | 0.00010523 | 0.00010412 | 0.00012513 | 0.00011389 | 0.00013863 | 0.00011501 | 0.00011349 | 0.00013579 | 0.00012606 | 9.6965e-05 | 0.00013814 | 0.00012389 | 0.00012393 | 0.000109 | 0.00013718 | 0.00012181 | 0.00013127 | 0.00010993 | 0.00011757 | 0.0001184 | 0.0001225 | 0.00014021 | 0.00011717 | 0.00014861 | 0.00013953 | 0.00010655 | 0.00012861 | 0.00010292 | 0.00012072 | 0.00012608 | 0.0001435 | 0.00012757 | 0.00011998 | 0.00010856 | 0.00011991 | 0.00012969 | 0.00011256 | 0.00013123 | 0.0001104 | 0.00011942 | 0.00010263 | 0.00010582 | 0.00012091 | 0.00011979 | 0.00012411 | 0.00012322 | 0.00010423 | 0.00012217 | 0.00012115 | 9.418e-05 | 0.00011831 | 9.3872e-05 | 0.00012198 | 0.00013309 | 0.00012609 | 0.00012608 | 0.00011364 | 0.00012162 | 0.00014053 | 0.00014104 | 0.00012418 | 0.00011284 | 0.00012277 | 0.00012875 | 0.00011731 | 0.00011425 | 0.00010112 | 0.00011136 | 0.00013268 | 0.00010512 | 0.00011505 | 0.00012776 | 0.00012833 | 0.00011151 | 0.0001208 | 0.0001245 | 0.00013345 | 0.00011479 | 0.00013971 | 0.00011951 | 0.00012207 | 0.00012324 | 0.00012014 | 9.2591e-05 | 0.00012037 | 0.00012507 | 0.00012474 | 9.8268e-05 | 0.00012214 | 0.00012627 | 0.00013049 | 0.00012216 | 0.00010456 | 0.00011026 | 0.00012499 | 0.00011719 | 0.00013909 | 0.00011477 | 0.00013773 | 0.00011812 | 0.00013494 | 0.00011836 | 0.00010555 | 0.00012557 | 0.00012621 | 0.00013792 | 0.00012858 | 0.00011842 | 0.000117 | 0.00012778 | 9.7615e-05 | 0.00011591 | 0.00010149 | 0.00013129 | 0.00011611 | 0.00012272 | 0.00011888 | 0.00012827 | 0.00012658 | 0.00013199 | 0.00010907 | 0.00013165 | 0.00012466 | 0.00013431 | 0.00012171 | 0.00011079 | 0.00012564 | 0.000115 | 0.00012306 | 0.00012911 | 0.00010651 | 0.00011712 | 0.00011496 | 0.00012893 | 0.00011772 | 9.8519e-05 | 0.00012904 | 0.00011172 | 0.00012148 | 0.00011625 | 0.00012283 | 0.00012705 | 9.2743e-05 | 0.00011303 | 0.0001201 | 9.691e-05 | 0.00012049 | 0.00012199 | 0.00011936 | 0.00010313 | 0.0001226 | 0.00012157 | 0.00011265 | 0.00010744 | 0.00011866 | 0.00011625 | 0.00013591 | 0.00012608 | 0.0001322 | 0.00012219 | 0.0001109 | 0.00011765 | 0.00013174 | 0.00011915 | 0.00013272 | 8.6027e-05 | 0.0001003 | 0.00011062 | 0.00014706 | 0.00014164 | 0.00013448 | 0.00010283 | 0.00011692 | 0.00014849 | 0.00013023 | 0.00010931 | 0.00013774 | 0.00012204 | 0.00011338 | 0.00011068 | 0.00013074 | 0.00011437 | 0.00013151 | 0.00012022 | 0.00011677 | 0.00012284 | 0.00012332 | 0.00012783 | 0.00011706 | 0.00013078 | 0.00011525 | 0.00013405 | 0.00012597 | 0.00012617 | 0.00013674 | 0.00012032 | 0.00012788 | 0.00011527 | 0.00010237 | 0.00012329 | 0.0001017 | 9.5881e-05 | 0.00011075 | 0.00012235 | 0.00012202 | 0.00011421 | 0.00011344 | 0.00011305 | 0.00011451 | 0.00012958 | 0.00013099 | 0.0001313 | 0.00012621 | 0.00013504 | 0.00011763 | 0.00010779 | 0.00011353 | 0.0001231 | 0.00012725 | 0.00011383 | 0.00013058 | 0.0001199 | 0.00012278 | 0.00010801 | 0.00013425 | 0.00010916 | 0.00011426 | 0.00012851 | 0.00012301 | 0.00011158 | 0.00012744 | 9.4597e-05 | 0.00012185 | 0.00014569 | 0.00013208 | 0.00010402 | 0.00012563 | 0.00013367 | 0.00011711 | 0.0001325 | 0.0001218 | 0.00013182 | 0.00012304 | 0.00013817 | 0.00011399 | 0.00010165 | 0.00011964 | 0.00013237 | 0.00011769 | 0.00012023 | 0.00011214 | 0.00011609 | 0.00013628 | 0.00012881 | 0.00010222 | 0.00011661 | 9.8235e-05 | 0.00012185 | 0.00013698 | 0.00012949 | 0.00012425 | 0.00013313 | 0.00012643 | 0.00011782 | 0.00012599 | 0.00012453 | 0.00013914 | 0.00012335 | 9.8737e-05 | 0.00012303 | 0.00013452 | 0.0001081 | 0.00013024 | 0.00011525 | 0.00011764 | 0.00011892 | 0.0001051 | 0.00011232 | 0.00011381 | 0.00011127 | 0.00012876 | 0.00014387 | 0.00012919 | 0.00012832 | 0.00013158 | 0.00011895 | 0.00011498 | 0.00012814 | 0.00012451 | 0.00011191 | 0.00011513 | 0.00013853 | 0.00012819 | 0.00013512 | 0.0001057 | 0.00013501 | 0.0001101 | 0.00011236 | 0.0001275 | 0.00012675 | 0.00011399 | 0.00010763 | 0.00012627 | 0.00011203 | 0.00012671 | 0.00012809 | 0.00014085 | 0.00012904 | 0.00010675 | 0.00012544 | 0.00012607 | 0.00011792 | 0.0001169 | 0.00013029 | 0.00011527 | 0.00013962 | 0.00012306 | 0.00012495 | 0.00013979 | 0.00011999 | 0.00013207 | 0.00014698 | 9.929e-05 | 0.0001167 | 0.00011479 | 0.00013311 | 0.00013992 | 0.00011889 | 0.00013059 | 0.00010677 | 0.00012746 | 8.917e-05 | 0.00010676 | 0.00011761 | 0.00012007 | 0.00012541 | 0.00013239 | 0.0001179 | 0.00011766 | 0.0001344 | 0.00011358 | 0.00012197 | 0.00011816 | 0.00012388 | 0.00012444 | 0.00011655 | 0.00010863 | 0.00013006 | 0.00012858 | 0.00011471 | 0.00011095 | 0.00011687 | 0.00010928 | 0.00010829 | 0.00011149 | 0.00011822 | 0.00011819 | 0.00013176 | 0.00011471 | 0.00011508 | 0.00014167 | 9.0188e-05 | 0.00011601 | 0.0001326 | 0.00010208 | 0.00013542 | 0.00012096 | 0.00013014 | 9.1323e-05 | 0.00013004 | 0.00011431 | 0.0001224 | 0.00012219 | 0.0001149 | 0.00013021 | 0.00011655 | 0.00014186 | 0.00012616 | 0.00012183 | 0.00013262 | 0.00014569 | 0.00011946 | 0.00012477 | 0.00013731 | 0.0001198 | 0.00011878 | 0.00011825 | 0.00012442 | 0.00012473 | 0.00012496 | 0.00011753 | 0.00011036 | 0.0001399 | 0.00011175 | 0.00012707 | 0.0001271 | 0.00012971 | 0.00014838 | 0.00012091 | 0.00013664 | 0.00012836 | 0.00010852 | 0.00011675 | 0.00011919 | 0.00014457 | 0.00012199 | 0.0001016 | 0.00013095 | 0.00013269 | 0.00010606 | 0.0001265 | 0.00010488 | 0.00012394 | 0.00011485 | 0.00010443 | 0.00013603 | 0.00011311 | 0.00012299 | 0.00013854 | 0.000107 | 0.000112 | 0.00011027 | 0.00011672 | 0.00012944 | 0.00012009 | 8.6754e-05 | 0.00011775 | 0.00013843 | 0.00012293 | 0.00011083 | 0.00012918 | 0.00011908 | 0.00014133 | 9.9886e-05 | 0.00010926 | 0.00011625 | 9.2032e-05 | 0.00012356 | 0.00012367 | 0.00014156 | 0.00012397 | 0.0001228 | 0.00010722 | 0.00010685 | 0.00011746 | 0.0001266 | 0.00014144 | 0.00011565 | 0.00011241 | 0.00013817 | 0.00011132 | 9.8413e-05 | 0.00010675 | 0.00011162 | 0.00012863 | 0.00012124 | 0.00010733 | 0.00011923 | 0.0001187 | 0.00014439 | 0.0001306 | 0.00012484 | 0.00012618 | 0.00011007 | 0.0001085 | 0.00014194 | 0.00012192 | 0.00013592 | 0.00010724 | 0.00010176 | 0.00011177 | 0.0001181 | 0.00010019 | 0.00010342 | 8.4099e-05 | 0.00012446 | 0.00012864 | 0.00014479 | 0.00014187 | 0.00011503 | 0.00012796 | 0.0001113 | 0.00012584 | 0.00012806 | 0.00013006 | 0.00013476 | 0.00014222 | 0.00011861 | 0.00010475 | 0.00010687 | 0.00012243 | 0.0001151 | 0.00011366 | 0.0001209 | 9.8764e-05 | 0.0001414 | 0.00013698 | 0.00011078 | 0.00012998 | 0.00012454 | 0.00012924 | 0.00011307 | 0.00013828 | 0.00011342 | 0.00011709 | 0.00014348 | 9.521e-05 | 0.00010598 | 0.0001341 | 0.00011191 | 0.00012899 | 0.0001025 | 0.00011901 | 0.00011325 | 0.00013053 | 0.00012492 | 0.00012756 | 0.00012138 | 0.00012947 | 0.00012529 | 0.00012162 | 0.0001176 | 0.00014082 | 0.0001051 | 0.00011652 | 0.00012348 | 0.00013403 | 0.00013884 | 0.00011389 | 0.00010867 | 0.00011655 | 0.00012418 | 0.00011474 | 0.00014417 | 0.0001344 | 0.00012601 | 0.00013943 | 0.00012592 | 0.00011131 | 0.00014857 | 0.00010322 | 9.7825e-05 | 0.00012297 | 0.00014215 | 0.00013892 | 0.00010878 | 0.00011945 | 0.00012084 | 0.00012001 | 0.0001173 | 0.00011926 | 0.00014257 | 0.00012052 | 0.00012189 | 0.00012492 | 0.00012976 | 0.00013429 | 0.00012862 | 0.00010769 | 0.00012944 | 0.0001244 | 0.00011323 | 0.00010275 | 0.00011541 | 0.00010638 | 0.0001273 | 0.00014834 | 0.00012062 | 0.00012697 | 0.0001239 | 0.00011709 | 0.00012894 | 0.00011709 | 0.00011963 | 0.00015454 | 0.00012277 | 0.00011111 | 0.0001189 | 0.00014006 | 0.00012383 | 0.00011273 | 0.00012205 | 0.00015757 | 0.00012133 | 0.00013193 | 0.00015184 | 0.00012245 | 0.00010273 | 0.00011106 | 0.00013449 | 0.00013593 | 0.00013953 | 9.994e-05 | 0.00012382 | 0.00011571 | 9.8268e-05 | 0.0001137 | 0.00011286 | 0.00013633 | 9.6357e-05 | 0.00012375 | 0.00011617 | 0.00011962 | 0.0001348 | 0.00010062 | 0.00011216 | 0.00012332 | 0.00015087 | 0.00011344 | 0.00012267 | 0.00013408 | 0.00011156 | 0.00012616 | 0.00010364 | 0.00014282 | 8.8526e-05 | 0.00012309 | 0.0001127 | 0.00012499 | 0.00014476 | 0.00015043 | 0.00013063 | 0.00011023 | 0.00012322 | 0.00011945 | 0.00013209 | 0.00011601 | 0.00013457 | 0.00012975 | 0.00011975 | 0.00012652 | 0.00011676 | 0.00011748 | 0.00012505 | 0.00013153 | 0.00012361 | 0.00012404 | 0.00011308 | 0.00011939 | 0.00011892 | 0.0001137 | 0.00012786 | 0.00010988 | 0.00013746 | 0.00012069 | 0.0001253 | 0.00010509 | 0.00011128 | 0.00012339 | 0.00010611 | 0.00013502 | 0.00012543 | 0.00010501 | 0.00012865 | 0.00012755 | 0.00013313 | 0.00010725 | 0.0001389 | 0.00012246 | 0.00014586 | 0.00011109 | 0.00012036 | 0.00010497 | 0.00012164 | 0.00012731 | 0.00013286 | 0.00010905 | 9.8126e-05 | 0.00011836 | 0.00011913 | 0.00010558 | 0.00013897 | 0.00011923 | 0.00013458 | 0.00013991 | 0.00011356 | 0.00010903 | 0.00013238 | 0.00013214 | 0.00012148 | 0.0001245 | 0.00012053 | 0.00011589 | 0.00013614 | 0.00014112 | 0.00014283 | 0.00010352 | 0.00012658 | 0.00011533 | 9.6627e-05 | 0.00011643 | 0.00013894 | 0.0001267 | 0.00013377 | 0.00013433 | 0.00010901 | 0.00013101 | 0.00014722 | 0.0001121 | 9.8787e-05 | 0.00012353 | 0.00011469 | 0.00012436 | 0.00010588 | 0.00010058 | 0.00010008 | 0.00011937 | 0.00012651 | 0.00010885 | 0.00012698 | 0.00012481 | 0.00012015 | 0.00013108 | 0.0001197 | 0.00013625 | 0.00011501 | 9.0809e-05 | 0.00013349 | 0.00011967 | 0.00010997 | 0.00012336 | 0.00014665 | 0.00013304 | 0.00011665 | 0.00010607 | 0.00012084 | 0.000134 | 9.7215e-05 | 0.00011686 | 0.00013061 | 0.00012787 | 0.00012364 | 0.00012259 | 0.00011936 | 0.00011789 | 0.00012005 | 0.00013038 | 0.00012292 | 0.00011671 | 0.00013889 | 0.00014145 | 0.00013885 | 0.00011281 | 0.00013272 | 0.00010713 | 0.00014364 | 0.00012884 | 0.00012411 | 0.00012209 | 0.00012249 | 0.00011018 | 0.0001119 | 0.00013643 | 0.00012547 | 0.00012074 | 0.00013676 | 0.00012688 | 0.00012176 | 0.0001108 | 9.3208e-05 | 0.00012659 | 0.00013467 | 0.00013825 | 0.00014317 | 0.00011418 | 0.00012622 | 0.00010862 | 0.00010849 | 0.00012884 | 0.00010952 | 0.00011188 | 0.00011973 | 0.00011498 | 0.00012931 | 9.8153e-05 | 0.00010521 | 0.00011647 | 0.00012265 | 0.00011523 | 0.00011118 | 0.00013927 | 0.00011628 | 0.00010696 | 0.00012202 | 0.00012442 | 0.00013149 | 0.00013391 | 0.00012675 | 0.00011235 | 0.00010486 | 0.00013275 | 0.0001159 | 0.00011413 | 0.00010495 | 0.0001348 | 0.00011237 | 0.00011354 | 0.00013508 | 0.00011945 | 0.00011672 | 0.00012465 | 0.0001313 | 0.00011503 | 0.00012732 | 0.00013059 | 0.00011028 | 0.00012177 | 0.0001129 | 0.00012443 | 0.00013023 | 0.00013506 | 9.685e-05 | 9.6149e-05 | 0.00012752 | 0.00011343 | 0.00013034 | 0.00014021 | 0.00013391 | 0.00013176 | 0.00013684 | 0.00012975 | 0.00012769 | 0.00013838 | 0.00011604 | 0.00012947 | 0.00012192 | 0.00013037 | 0.00012226 | 0.00014054 | 0.00014224 | 0.00011038 | 0.00011901 | 0.00012597 | 9.7425e-05 | 0.00010348 | 0.00012966 | 0.00012308 | 0.00011507 | 0.00013241 | 0.0001169 | 0.00012553 | 0.00013636 | 0.00010902 | 0.00011197 | 0.00014266 | 0.00013526 | 0.00012079 | 0.00013394 | 0.00012451 | 0.00012645 | 0.00013595 | 0.00011053 | 0.00011738 | 9.4205e-05 | 8.4902e-05 | 0.00011458 | 0.00011736 | 0.00011171 | 0.00013471 | 0.00011949 | 0.00010219 | 0.00011291 | 0.00011535 | 0.00014092 | 0.00011907 | 0.00012553 | 0.00011685 | 0.00013218 | 0.00011098 | 0.00012576 | 0.00010793 | 0.00012757 | 0.000111 | 0.00012171 | 0.00011289 | 0.00011131 | 0.00013155 | 0.00012356 | 0.0001311 | 0.00010492 | 0.00012112 | 0.00011424 | 0.000119 | 0.00013298 | 0.00012366 | 0.00012106 | 0.00013727 | 0.00012547 | 0.00010484 | 0.00012679 | 0.00010714 | 0.00013883 | 0.00012107 | 0.00012965 | 0.00012094 | 0.00012713 | 0.00012651 | 0.00010589 | 0.0001313 | 0.00013437 | 0.00011133 | 0.00013117 | 0.00012594 | 0.00013947 | 0.00014349 | 0.00012903 | 0.00010148 | 0.00014435 | 0.00013595 | 0.00011566 | 0.00011824 | 0.00012206 | 0.00012294 | 0.00010559 | 0.00011352 | 0.00010481 | 0.00011867 | 0.00011254 | 0.00011038 | 0.00011679 | 0.00011786 | 0.0001213 | 0.00011344 | 0.00011405 | 0.0001105 | 0.00014291 | 0.00011707 | 0.00010252 | 0.00011032 | 0.00015233 | 0.0001155 | 0.00013092 | 0.00011841 | 0.00011772 | 0.00012652 | 0.00012298 | 0.00013123 | 0.0001529 | 0.00012591 | 0.00013436 | 0.0001232 | 0.00012163 | 0.00013198 | 0.00011989 | 0.0001249 | 0.00012837 | 0.00012032 | 0.00013218 | 0.00012372 | 9.3769e-05 | 0.00012551 | 0.00011001 | 0.00012076 | 0.00013271 | 0.0001195 | 0.00011345 | 0.00010114 | 0.00012186 | 0.000101 | 0.00013014 | 0.0001444 | 0.00012299 | 0.00012241 | 0.00010792 | 9.8019e-05 | 0.00013583 | 0.00011431 | 0.00012389 | 0.00013052 | 0.00013823 | 0.00012064 | 0.00012295 | 0.00014953 | 0.00011408 | 9.6571e-05 | 0.00013809 | 8.8518e-05 | 0.00010039 | 0.00010677 | 0.00012753 | 0.00012445 | 0.00012779 | 0.00012836 | 0.00013004 | 0.00012659 | 0.00012252 | 0.00013227 | 0.00011573 | 0.00011885 | 0.00011676 | 0.00013032 | 0.0001098 | 0.00014072 | 0.00010642 | 0.00011713 | 0.00012285 | 0.00014368 | 0.00011103 | 0.00011647 | 9.7336e-05 | 0.0001218 | 0.00014016 | 0.00013813 | 0.00012262 | 0.00013539 | 0.00011515 | 0.00010761 | 0.00012555 | 0.00012125 | 0.00012001 | 0.00013087 | 0.00011301 | 0.00013585 | 0.00012612 | 0.00013182 | 0.00011869 | 0.00013644 | 0.00011295 | 0.0001155 | 0.00016141 | 0.00013397 | 0.00012826 | 0.00014213 | 0.00012007 | 0.00013144 | 9.231e-05 | 9.4914e-05 | 0.00011048 | 9.8335e-05 | 0.00012573 | 0.00011715 | 0.00011363 | 0.00010452 | 9.1066e-05 | 0.0001149 | 0.00013174 | 9.6512e-05 | 0.00011707 | 0.00012283 | 0.00011013 | 0.00012623 | 0.00014474 | 0.00010941 | 0.00010223 | 0.00011411 | 0.00010266 | 0.00011688 | 0.00010532 | 0.00011438 | 0.00011754 | 0.00010789 | 0.00014463 | 0.00013458 | 0.00013258 | 0.00012033 | 0.00013325 | 0.00012049 | 0.0001122 | 0.00011802 | 0.00011862 | 0.00015497 | 0.0001225 | 0.00013421 | 0.000109 | 0.00011408 | 0.00010793 | 0.00011139 | 0.00012141 | 0.00013419 | 0.00011982 | 0.00011935 | 0.00011218 | 0.00012195 | 0.00012654 | 0.00011454 | 0.00013254 | 0.00011379 | 0.00011934 | 0.0001227 | 0.00012021 | 0.00011504 | 0.0001175 | 0.00013034 | 0.00014369 | 0.0001139 | 0.00011506 | 0.00012113 | 0.00012419 | 0.00012184 | 0.00013379 | 0.0001232 | 0.00010754 | 0.00010934 | 0.00012933 | 0.00012267 | 0.00013847 | 0.00013388 | 0.00012084 | 0.0001169 | 0.00012056
Infected ventilation rate qv | q_inf | normal | 0.00012133 | 1.2133e-05 | m3/s | Ventilation rates from Adams (1993) | q_inf | 0.00014503 | 0.00011923 | 0.00010396 | 0.0001088 | 0.00013119 | 0.00012304 | 0.00012503 | 0.00011141 | 0.00010033 | 0.00010382 | 0.00013486 | 9.9747e-05 | 9.8984e-05 | 0.00011449 | 0.00013203 | 0.0001452 | 0.00012032 | 0.00014136 | 0.00011375 | 0.00011864 | 0.00010261 | 0.00012875 | 0.00014017 | 0.00010873 | 0.00014071 | 0.00010483 | 0.00010569 | 0.00013964 | 0.0001035 | 0.00014453 | 0.00012453 | 0.00013701 | 0.00010593 | 0.00013022 | 0.00011564 | 0.00012424 | 0.0001203 | 0.0001041 | 0.00011472 | 0.00012762 | 9.2839e-05 | 0.00010477 | 0.00011483 | 0.00012045 | 0.00011015 | 9.9531e-05 | 0.00011265 | 0.00010121 | 0.00012719 | 0.00010217 | 0.00011968 | 0.0001188 | 0.00013669 | 0.00012694 | 0.0001023 | 0.00010537 | 0.0001219 | 0.00014162 | 0.00012738 | 0.00013461 | 0.00011008 | 0.00010907 | 0.000112 | 0.00011981 | 0.00012296 | 0.00012926 | 0.00011951 | 0.00010926 | 0.00010386 | 0.00013097 | 0.00011843 | 0.00011222 | 8.7395e-05 | 0.00011556 | 0.00013202 | 0.00013868 | 0.00012308 | 8.7227e-05 | 0.00013861 | 0.00010056 | 0.00010861 | 0.0001339 | 0.00014936 | 0.00013213 | 0.00013787 | 0.00012106 | 0.00010369 | 0.00010141 | 0.0001279 | 0.00012334 | 0.00012574 | 0.00012264 | 0.00012027 | 0.00012396 | 0.00011539 | 0.000132 | 0.00010299 | 0.00010944 | 0.00013035 | 0.00012602 | 0.00012779 | 0.00012399 | 0.00013161 | 0.00012576 | 0.00011329 | 0.00011971 | 9.9115e-05 | 0.00011373 | 0.00012725 | 0.0001033 | 0.00011448 | 0.00012351 | 0.00012981 | 0.00012242 | 0.00013806 | 0.00010816 | 0.00011578 | 9.497e-05 | 0.00012298 | 0.00015347 | 0.00011882 | 0.00010964 | 0.00010356 | 8.9316e-05 | 0.0001515 | 0.00010005 | 0.00010318 | 0.00012994 | 0.00011844 | 0.00012264 | 0.000124 | 0.00014353 | 0.00012812 | 0.00012056 | 0.00013475 | 0.00012872 | 0.0001249 | 0.00010696 | 0.00011101 | 0.00013866 | 0.00010597 | 0.00012908 | 0.00011198 | 0.00010353 | 0.00011949 | 0.00012472 | 0.00012184 | 0.00012793 | 0.00012637 | 0.00012375 | 9.4066e-05 | 0.00012048 | 0.00013319 | 9.5245e-05 | 0.00013449 | 0.00012822 | 9.5093e-05 | 0.00014312 | 0.00011688 | 0.00010078 | 0.00012557 | 0.00012896 | 0.00010498 | 0.000114 | 0.00013789 | 0.00010244 | 0.00013642 | 0.00013418 | 0.00012221 | 0.00012222 | 0.00012129 | 0.00013525 | 0.00012072 | 0.00011292 | 0.00010219 | 0.00011041 | 0.0001062 | 8.9549e-05 | 0.00012183 | 0.00013385 | 0.0001192 | 0.00012849 | 0.00011008 | 0.00011668 | 0.00011463 | 0.00012581 | 0.00014041 | 0.00012857 | 0.00014077 | 0.00013006 | 0.00012153 | 0.00011161 | 0.00010441 | 0.00010317 | 0.00010646 | 0.00012537 | 0.00011329 | 9.9887e-05 | 9.9283e-05 | 0.00012181 | 0.00013034 | 0.00011985 | 0.00013233 | 0.00011413 | 0.00011541 | 0.00011835 | 9.8604e-05 | 0.00012116 | 0.00012474 | 0.00011826 | 0.00011585 | 0.00011637 | 0.00010153 | 0.00012298 | 0.00011499 | 0.00012267 | 0.00011094 | 0.00012284 | 0.00011901 | 0.00010174 | 0.0001164 | 0.00013302 | 0.00012235 | 0.00010905 | 0.00012837 | 0.000115 | 0.00010196 | 0.00013299 | 0.0001423 | 0.00011302 | 0.00012753 | 0.00011976 | 0.00010927 | 0.00011866 | 0.00012294 | 0.00013747 | 0.00013368 | 0.00011548 | 0.0001136 | 0.0001098 | 0.00014056 | 0.00012139 | 0.00011859 | 0.00012344 | 0.0001122 | 0.00014745 | 0.00013529 | 0.00012644 | 0.00013014 | 0.00011208 | 0.00012273 | 0.00012871 | 0.00012069 | 0.00013416 | 0.00011821 | 0.00011628 | 0.00012932 | 0.00013819 | 0.00011945 | 0.00010852 | 0.00012971 | 0.00012338 | 0.00010876 | 0.00011179 | 0.00012418 | 0.00010866 | 9.7622e-05 | 0.00012801 | 0.00010219 | 0.00012737 | 0.00013056 | 0.00012672 | 0.00011176 | 0.00013333 | 0.00013642 | 0.00011523 | 0.00013947 | 0.00010541 | 0.00011048 | 0.00011647 | 0.00011484 | 0.00013272 | 0.00013607 | 0.00013266 | 0.00010785 | 0.00012021 | 0.0001192 | 0.00010854 | 0.00013315 | 0.0001184 | 0.0001349 | 0.00010433 | 0.00013928 | 0.00012943 | 0.00013029 | 0.00012893 | 0.00012812 | 0.00011475 | 0.0001145 | 0.00011229 | 0.00013316 | 0.00011226 | 0.00011974 | 0.00012981 | 0.00013422 | 0.00011282 | 0.00012628 | 0.00011502 | 0.00010639 | 0.00011053 | 0.00012621 | 0.00010652 | 0.00013447 | 0.00012051 | 8.7836e-05 | 0.00012638 | 0.0001292 | 0.00010997 | 0.00013386 | 0.00013601 | 0.00011501 | 0.00012681 | 0.0001331 | 0.00011791 | 0.00013068 | 0.00012647 | 0.00012382 | 0.0001051 | 0.00013991 | 0.00011409 | 0.00011881 | 0.00012947 | 0.00012502 | 0.00011591 | 9.6077e-05 | 0.00011359 | 0.00013173 | 0.00012415 | 0.00013601 | 9.6147e-05 | 0.00011121 | 0.00011075 | 0.0001421 | 0.00010786 | 0.00012966 | 0.00010443 | 0.00011179 | 0.000113 | 0.00013418 | 0.00013015 | 0.0001261 | 0.00011364 | 0.00011401 | 0.00012439 | 0.00010261 | 0.00014651 | 0.00010957 | 0.00010587 | 0.00010941 | 0.00013535 | 0.0001099 | 0.00013494 | 9.8608e-05 | 0.00011589 | 0.00012604 | 0.00010565 | 0.00012555 | 0.00011614 | 0.00011611 | 0.00011976 | 0.00010858 | 0.00012409 | 0.00010215 | 0.0001152 | 0.00011948 | 0.00010596 | 0.00011048 | 0.00013201 | 0.00012801 | 0.00011698 | 0.00013199 | 0.00014924 | 0.00011645 | 0.0001243 | 9.8965e-05 | 0.00010634 | 0.00010545 | 0.00011228 | 0.00015353 | 0.00012181 | 0.00014463 | 0.00013442 | 0.00010529 | 0.00010972 | 0.00012141 | 0.00010423 | 0.00011682 | 0.00012255 | 0.00014066 | 0.00014287 | 0.00012768 | 0.00013098 | 9.9586e-05 | 0.0001041 | 0.00012851 | 0.00014567 | 0.0001163 | 0.00010319 | 0.00013529 | 0.00011808 | 0.00013119 | 0.00013229 | 0.00013056 | 0.00011993 | 0.00011716 | 0.00012175 | 0.00013517 | 0.00012266 | 0.00013332 | 0.00010824 | 0.00011535 | 0.00011483 | 0.00011701 | 0.00011634 | 0.00010215 | 0.00014812 | 0.00012286 | 0.00012293 | 0.00012323 | 0.00010875 | 0.00014101 | 0.00010999 | 0.00011072 | 0.00013758 | 0.00011128 | 0.00012646 | 9.0177e-05 | 0.00010737 | 0.00012918 | 0.0001407 | 0.00011445 | 0.00010598 | 0.00012032 | 0.00010547 | 0.00012355 | 0.00013233 | 0.00012024 | 0.00011401 | 0.00012686 | 0.0001166 | 0.00014208 | 0.00014018 | 0.00010774 | 9.127e-05 | 0.00012693 | 0.00012996 | 0.00013228 | 0.0001184 | 0.00013038 | 0.00012271 | 0.00011289 | 0.00011186 | 0.00011948 | 0.00013658 | 0.00013077 | 0.00012514 | 0.00010223 | 0.00012063 | 0.00012782 | 0.00011711 | 0.00012317 | 0.00013265 | 0.00012285 | 0.00013701 | 0.00011589 | 0.00012196 | 0.00011338 | 0.0001331 | 0.00012025 | 0.00011994 | 0.0001149 | 0.00012461 | 0.00011725 | 0.00013172 | 0.00011143 | 0.00010513 | 0.0001308 | 0.00011202 | 0.00012092 | 0.00011654 | 0.00010419 | 0.00012484 | 0.00011475 | 0.00012828 | 0.00013048 | 0.00012016 | 0.00011299 | 0.00012524 | 0.0001111 | 0.00010646 | 0.000117 | 0.00012084 | 0.00011534 | 0.00012387 | 0.00011603 | 9.7307e-05 | 0.000116 | 0.00010534 | 0.00013615 | 0.00011997 | 0.00012676 | 0.00014036 | 0.00011699 | 0.00012702 | 0.00013592 | 0.00010632 | 0.00012089 | 0.00011812 | 0.00011814 | 0.00013229 | 0.00012444 | 0.00011948 | 0.00012723 | 0.00013268 | 0.00013263 | 0.00012935 | 0.00011656 | 0.00013931 | 0.00012594 | 0.00012438 | 0.00013896 | 0.00011308 | 0.0001565 | 0.00012554 | 0.00010352 | 0.00011135 | 0.00010876 | 0.0001457 | 0.00011389 | 0.00011973 | 0.00013802 | 0.00012883 | 0.00011188 | 0.00014333 | 0.00011042 | 0.00011716 | 0.0001118 | 0.00011255 | 0.00011726 | 8.9916e-05 | 0.00011502 | 0.00011619 | 0.00012388 | 0.00011098 | 0.00010337 | 0.00010834 | 0.00013358 | 0.00012117 | 0.00010858 | 0.00012993 | 0.00010921 | 0.00012407 | 0.00011387 | 0.00012164 | 0.00011081 | 9.7789e-05 | 0.00013724 | 9.3181e-05 | 0.00014225 | 0.00012115 | 0.00014602 | 0.00010987 | 0.00011247 | 0.00012798 | 0.00011587 | 0.00014196 | 0.00012586 | 0.00014289 | 0.00012869 | 0.00012556 | 0.00012638 | 0.00013124 | 9.599e-05 | 0.00012023 | 0.00010826 | 0.00011223 | 0.00012968 | 0.00011068 | 0.00013057 | 0.00013742 | 0.00012496 | 9.5836e-05 | 0.00013707 | 0.00011962 | 0.00010098 | 0.00012292 | 0.00013058 | 0.00012931 | 0.00010178 | 0.00013607 | 0.00011624 | 0.00011024 | 0.0001269 | 0.00010218 | 0.00013024 | 0.00014032 | 0.00012276 | 0.0001289 | 0.00012941 | 0.00011139 | 0.00013011 | 0.00011638 | 0.00010159 | 0.00010789 | 0.00014289 | 0.00013129 | 0.00012842 | 0.00012102 | 0.00012724 | 0.00011424 | 0.00013808 | 0.00012557 | 0.00011586 | 0.00013172 | 0.00014043 | 0.00011804 | 0.00012053 | 0.00013096 | 0.00012196 | 0.00011893 | 0.0001122 | 0.00012279 | 0.00010742 | 0.00012442 | 0.00012402 | 0.00014044 | 0.00012344 | 0.00013749 | 0.00011401 | 0.00011381 | 0.00013662 | 0.00013331 | 0.0001016 | 0.00011022 | 0.00013156 | 0.00011746 | 0.00012121 | 0.00013413 | 0.00011939 | 0.00011986 | 0.00014169 | 0.00015754 | 0.00011814 | 0.00012979 | 0.00011694 | 0.00011102 | 0.00011189 | 0.00012326 | 0.00013925 | 0.00011269 | 0.00010688 | 0.0001399 | 0.00010035 | 0.00011136 | 0.00012289 | 0.00012546 | 0.0001257 | 0.0001326 | 0.00012884 | 0.00012834 | 0.00011579 | 0.00010719 | 0.00010887 | 0.00011342 | 0.00011612 | 9.1855e-05 | 0.00012998 | 0.00013251 | 0.00013151 | 0.00012474 | 0.00011547 | 0.00011753 | 0.00012415 | 0.00010689 | 0.00011104 | 0.00011522 | 0.00010813 | 0.00012996 | 0.00012135 | 0.00010692 | 0.00012667 | 0.00011191 | 0.00011283 | 0.00012318 | 0.00014888 | 0.00013651 | 0.00013272 | 0.00010637 | 0.00010347 | 0.00014789 | 0.00014547 | 0.00013487 | 0.00012078 | 9.1289e-05 | 0.00011188 | 0.00012741 | 0.00012303 | 0.0001342 | 0.00011669 | 0.00012415 | 0.00011201 | 0.0001135 | 0.00013335 | 0.00012366 | 0.00011096 | 0.00013166 | 0.0001276 | 0.00010003 | 0.00011242 | 0.00011768 | 0.00012821 | 0.00012219 | 0.00010971 | 0.00012149 | 0.00012576 | 0.00011488 | 0.00011174 | 0.00011971 | 0.0001225 | 0.00013681 | 0.00012184 | 0.00012638 | 0.0001159 | 0.00013503 | 0.00011885 | 0.00011768 | 0.00011362 | 0.00012364 | 0.00012825 | 0.00014746 | 0.00011618 | 0.00012776 | 0.00011103 | 0.00011876 | 0.00011633 | 0.00011793 | 0.00012834 | 0.00013181 | 0.00010449 | 0.00011328 | 0.00012068 | 0.00012224 | 0.0001191 | 0.00011276 | 0.00013315 | 0.00011183 | 0.00011122 | 0.00010408 | 0.00010956 | 0.00011239 | 0.00010245 | 0.00012425 | 0.00012797 | 0.00011802 | 0.0001267 | 0.0001236 | 0.0001185 | 0.00012824 | 0.00013057 | 0.00010874 | 0.00012329 | 0.00011259 | 0.00010281 | 0.00013913 | 0.00013662 | 0.00010985 | 0.00012942 | 0.0001007 | 0.00013806 | 0.00013099 | 0.00011502 | 0.00013227 | 0.00013392 | 0.00010259 | 0.0001077 | 0.0001219 | 0.00011232 | 0.00010449 | 0.00012365 | 0.00013335 | 0.0001134 | 0.00012503 | 0.00011287 | 0.00010218 | 0.00011775 | 0.00012405 | 0.00011681 | 0.00012644 | 0.00014182 | 0.00014251 | 0.00012063 | 0.00012668 | 0.00013849 | 0.00012027 | 0.00012428 | 0.00012609 | 0.00011458 | 0.00012374 | 0.00012864 | 0.0001315 | 0.00010517 | 0.0001401 | 0.0001288 | 0.0001039 | 0.00011897 | 0.0001404 | 0.00012156 | 0.00011626 | 0.00011025 | 0.00011404 | 0.0001152 | 0.00012161 | 0.00011283 | 0.00011502 | 0.00012864 | 0.00011579 | 9.9888e-05 | 0.00012317 | 0.00012287 | 0.00012596 | 0.00013464 | 0.00012954 | 0.00011241 | 0.00012917 | 0.00013741 | 0.00013464 | 0.00011632 | 0.0001124 | 0.00013644 | 0.00013749 | 0.00010723 | 0.0001201 | 0.00010893 | 0.00013351 | 0.0001205 | 0.00013184 | 0.00012535 | 0.00012996 | 0.00010473 | 0.0001142 | 0.00011876 | 0.00010903 | 0.00012964 | 0.00012424 | 0.00012749 | 0.00011921 | 0.00011516 | 0.00011827 | 0.00011295 | 0.00012462 | 0.00013096 | 0.00011247 | 0.00011553 | 0.00012128 | 0.00011851 | 9.382e-05 | 0.00013897 | 0.000135 | 0.00012151 | 0.00015441 | 0.0001173 | 0.00010444 | 0.00011815 | 0.00011539 | 0.0001239 | 0.00013425 | 0.00011779 | 0.00013029 | 0.00011843 | 0.00011885 | 0.00011508 | 0.00011774 | 0.00011385 | 0.00013415 | 0.00011213 | 0.00014229 | 0.00013444 | 0.00011125 | 0.00014308 | 0.00012167 | 0.00012231 | 0.00013317 | 0.00012021 | 0.0001343 | 0.0001196 | 0.00011617 | 0.00011157 | 0.00011995 | 0.00010625 | 0.00013004 | 0.00010721 | 0.00013086 | 0.00013229 | 0.00013064 | 0.00013143 | 0.00011841 | 0.00013363 | 0.00011264 | 0.00013718 | 0.0001162 | 0.00011359 | 0.00012291 | 0.00011704 | 0.00010073 | 0.00012667 | 0.00011958 | 0.00011684 | 0.00012451 | 0.00011452 | 0.0001133 | 0.00012051 | 0.00013169 | 0.00013518 | 0.00012206 | 0.00011682 | 0.00011059 | 0.00014577 | 0.00012071 | 0.00012072 | 0.00014225 | 0.00011158 | 0.00012405 | 0.00012799 | 0.00010556 | 0.00012825 | 0.0001032 | 0.00014574 | 0.00011663 | 0.00013572 | 0.00011801 | 0.00012479 | 0.00014675 | 0.00012912 | 0.00014082 | 0.00012345 | 0.00013314 | 0.00014185 | 0.00011608 | 0.00013465 | 0.00011044 | 0.00013067 | 0.00011795 | 0.00012122 | 0.00012033 | 0.00011709 | 0.00012436 | 0.00013052 | 0.00012029 | 0.00012986 | 0.00011598 | 0.00011706 | 0.00014486 | 0.00010883 | 0.00011973 | 0.0001273 | 0.00011959 | 0.00014013 | 0.00013091 | 0.00014047 | 0.00012046 | 0.00011981 | 0.00014718 | 0.00012293 | 0.00013789 | 0.00011904 | 0.00011317 | 0.00012872 | 0.00012803 | 0.0001233 | 0.00010496 | 0.00010906 | 0.00013138 | 0.00010727 | 0.00011673 | 0.00010894 | 0.0001178 | 0.0001157 | 0.00010218 | 0.0001396 | 0.00011096 | 0.00014844 | 0.00011102 | 0.00012088 | 0.00012285 | 0.00013724 | 0.00011676 | 8.9926e-05 | 0.00012305 | 0.0001249 | 0.00013118 | 0.00010559 | 0.00011595 | 0.00010346 | 0.00011246 | 0.00013819 | 0.00013128 | 0.0001221 | 0.00011954 | 0.00013567 | 9.4205e-05 | 0.00013202 | 0.00011994 | 0.00013527 | 0.00012711 | 0.00010952 | 0.00011208 | 0.00013684 | 0.00011997 | 0.00013224 | 0.00013159 | 0.00010961 | 0.00014822 | 0.00011323 | 0.00014253 | 0.00011873 | 0.00010482 | 0.00012708 | 0.0001177 | 0.00012748 | 0.00012477 | 0.00010687 | 0.00013665 | 0.00010714 | 0.00012121 | 0.0001246 | 0.00013936 | 0.00012457 | 0.00012325 | 0.00011952 | 0.00012478 | 0.0001267 | 0.00012568 | 0.00012914 | 0.00013214 | 0.00012522 | 0.00012834 | 0.00012312 | 0.00011967 | 0.00013461 | 0.00014826 | 0.00011229 | 0.00012193 | 0.00013223 | 0.00014255 | 0.0001338 | 0.00011489 | 0.00014675 | 0.00011422 | 0.00013283 | 0.00011196 | 0.00013934 | 0.00010595 | 0.00012427 | 0.00011772 | 0.00012417 | 0.00012451 | 0.00013361 | 0.00013645 | 0.00010947 | 0.00013499 | 0.00012364 | 0.0001265 | 0.00011974 | 0.00011857 | 0.00012088 | 0.00014391 | 0.00012107 | 0.00012168 | 0.00011863 | 0.00013283 | 0.00013501 | 9.7413e-05 | 0.00012303 | 0.00010725 | 0.0001187 | 0.00011605 | 0.00011985 | 0.00013014 | 0.00011945 | 0.00012614 | 0.00011686 | 0.00013106 | 0.00011709 | 0.00010593 | 0.00011994 | 0.00012084 | 0.0001337 | 0.00013346 | 0.00011368 | 0.00011787 | 0.00012532 | 0.00010716 | 9.886e-05 | 0.00010859 | 0.00011279 | 0.00011016 | 0.00011934 | 0.00013179 | 0.00011214 | 0.00010967 | 0.00011227 | 0.00012902 | 8.6745e-05 | 0.00015063 | 0.00011598 | 0.00012093 | 0.00011094 | 0.00014647 | 0.00011821 | 0.00013705 | 0.00012724 | 0.00011952 | 0.00012102 | 0.00012964 | 0.00012653 | 0.00011608 | 0.00012107 | 0.00012232 | 9.4113e-05 | 0.00012743 | 0.00010622 | 0.00013408 | 0.00013065 | 9.7393e-05 | 0.00012819 | 0.00015024 | 0.00012269 | 0.0001191 | 0.00013714 | 9.4523e-05 | 0.00011681 | 0.0001114 | 0.00011654 | 0.00013162 | 0.00011641 | 0.00012268 | 0.00012801 | 9.8874e-05 | 0.00015036 | 0.00013563 | 0.0001281 | 0.00011517 | 0.00010873 | 0.00014154 | 0.00011351 | 0.00012258 | 0.00011582 | 0.00010531 | 0.00010931 | 0.00013941 | 0.00010373 | 0.00012888 | 0.00010924 | 0.00011942 | 0.00010551 | 0.00011117 | 0.00012696 | 0.00012857 | 0.00012828 | 0.00014675 | 0.00011612 | 0.00014334 | 0.00013245 | 0.00012143 | 0.0001026 | 0.00011622 | 0.0001165 | 0.00011965 | 0.00014166 | 0.00011638 | 0.00012569 | 0.00014159 | 0.00012497 | 9.7911e-05 | 0.00011074 | 0.00010969 | 0.00010422 | 0.00012265 | 0.00013216 | 0.00012442 | 0.000127 | 0.00012892 | 0.00013271 | 0.00012283 | 0.00011019 | 0.00010929 | 0.00012266 | 0.00013358 | 0.00012711 | 0.00012179 | 0.00014144 | 0.00011401 | 0.00013837 | 0.00010607 | 0.00013732 | 0.00012495 | 0.00012827 | 0.00013659 | 0.00011748 | 0.00011941 | 9.9456e-05 | 0.00012878 | 0.00012254 | 0.00012176 | 0.00011902 | 0.00012344 | 0.00010321 | 0.000115 | 0.00012146 | 0.00013881 | 0.00012149 | 0.00011983 | 0.0001229 | 0.00013169 | 0.00010787 | 0.00011889 | 0.00011627 | 0.00013719 | 0.00012335 | 0.00012132 | 0.00011983 | 0.00010075 | 0.00012769 | 9.4428e-05 | 0.00012281 | 0.0001481 | 0.00011657 | 0.00013407 | 0.00010825 | 0.00013079 | 0.00012064 | 0.00012673 | 0.0001298 | 0.00012955 | 0.00013182 | 0.00012541 | 0.00010811 | 0.00010741 | 0.00013455 | 0.00011295 | 0.00012209 | 0.00011872 | 0.00011826 | 0.00015047 | 0.00012503 | 0.00010095 | 0.0001303 | 0.00012059 | 0.0001369 | 0.00011288 | 0.00014435 | 0.00013201 | 0.00013908 | 0.00012477 | 0.00013362 | 0.00011879 | 0.00011392 | 0.00012544 | 0.00011364 | 0.00011603 | 0.0001388 | 0.00013728 | 0.00013545 | 0.0001225 | 0.00012379 | 0.00012139 | 0.00011007 | 0.00012797 | 0.00011508 | 0.0001354 | 0.00012493 | 0.00011025 | 0.00013263 | 9.4469e-05 | 0.00012121 | 0.0001128 | 0.00011925 | 0.00011778 | 0.00011181 | 0.00012009 | 0.00011276 | 0.00012737 | 0.0001114 | 0.00012656 | 0.00012057 | 0.00013005 | 0.0001201 | 0.00011675 | 0.00012937 | 0.00012343 | 0.00011954 | 0.00010091 | 0.00012405 | 0.00011751 | 0.00010391 | 0.00010699 | 0.00013359 | 0.00012041 | 0.00010327 | 0.00013813 | 0.00012623 | 0.00013062 | 0.00012062 | 0.00012277 | 0.0001336 | 0.00012066 | 0.00010215 | 0.00010574 | 0.00012778 | 0.00012677 | 0.00012859 | 0.00011719 | 0.00011346 | 0.00013196 | 0.00012552 | 0.00010245 | 0.00010621 | 0.00011357 | 0.00010679 | 0.00012474 | 0.0001203 | 9.273e-05 | 0.00013112 | 0.00012239 | 0.00012349 | 0.00011521 | 0.00012287 | 0.00012412 | 0.00013113 | 0.00012791 | 0.00011594 | 0.0001136 | 0.0001499 | 0.00013422 | 0.00014523 | 0.0001235 | 0.0001204 | 0.00013106 | 0.00011492 | 0.00014074 | 0.00012105 | 0.00011157 | 0.00010395 | 0.00013832 | 9.3374e-05 | 0.00010531 | 0.00013429 | 0.00011946 | 0.00012605 | 0.00011429 | 0.00012047 | 8.7057e-05 | 0.00013194 | 0.00011723 | 0.0001189 | 0.00010582 | 0.00012892 | 0.00011718 | 0.00011054 | 0.00010972 | 0.00010801 | 0.00013763 | 0.0001255 | 0.00011306 | 0.00011271 | 0.000118 | 0.000119 | 0.00012568 | 0.00011032 | 0.00011598 | 0.00011497 | 0.00012999 | 0.00012536 | 0.00011782 | 0.00012935 | 0.00011963 | 0.00012346 | 0.00011643 | 0.00012882 | 0.00012921 | 0.00014185 | 0.00010148 | 0.00012031 | 0.00013237 | 0.0001354 | 0.00012887 | 0.00010945 | 0.00010017 | 0.00010687 | 0.00010608 | 0.00011103 | 0.00013298 | 0.00010181 | 0.00012708 | 0.000111 | 0.00010654 | 9.6711e-05 | 0.00012926 | 0.00011635 | 0.00013276 | 0.00012258 | 0.00010118 | 0.00012677 | 0.00011978 | 0.00013259 | 0.00010857 | 0.00014463 | 0.00012839 | 0.0001094 | 0.00012732 | 0.0001068 | 0.00011523 | 0.0001302 | 0.00011897 | 0.00012576 | 0.00011013 | 0.00011592 | 0.00010686 | 0.00010959 | 0.00010233 | 0.00010736 | 0.00011575 | 0.00012963 | 0.00012035 | 0.00013767 | 0.00012279 | 0.00012404 | 0.0001354 | 0.0001234 | 0.00010057 | 0.00012592 | 0.00010802 | 0.00010636 | 0.00011489 | 0.00010992 | 0.00012172 | 0.0001264 | 0.00011324 | 0.00013274 | 0.00012286 | 0.00012118 | 0.00011429 | 0.00012318 | 0.00012417 | 0.00012449 | 0.0001261 | 0.00012214 | 0.00012207 | 0.00011547 | 9.9723e-05 | 0.00012695 | 0.00013116 | 0.00013095 | 0.00012391 | 0.00011013 | 0.00012615 | 0.00012042 | 0.00012821 | 0.00012531 | 0.00012244 | 0.00013431 | 0.0001266 | 0.00010853 | 0.00012044 | 0.00012753 | 0.00011791 | 0.00010134 | 0.00012715 | 0.00011895 | 0.00012995 | 0.00011384 | 0.00011951 | 0.000116 | 0.00013748 | 9.8407e-05 | 0.00013175 | 0.00011907 | 0.00010555 | 0.00011636 | 0.00012416 | 0.00012863 | 0.00011379 | 0.00011848 | 0.00010118 | 0.00012298 | 0.00010732 | 0.00010953 | 0.0001304 | 0.00012992 | 9.2847e-05 | 0.0001176 | 0.00013473 | 0.00014001 | 0.00010599 | 0.00014083 | 0.00012619 | 0.00010608 | 0.00012918 | 0.00010171 | 0.00013046 | 0.0001133 | 0.00013181 | 0.0001033 | 0.0001337 | 0.00013153 | 0.00010349 | 0.00013538 | 0.00011563 | 0.00012294 | 0.00011474 | 0.00012525 | 0.00015041 | 0.00011456 | 0.00012922 | 0.00012975 | 0.00014634 | 0.00010123 | 9.8983e-05 | 0.00012061 | 0.00011847 | 0.00014654 | 0.00012008 | 0.00012024 | 0.00013078 | 0.00014427 | 0.0001175 | 0.00014004 | 0.00011617 | 9.4456e-05 | 0.00011906 | 0.00013668 | 0.00011702 | 0.00013696 | 0.00015093 | 0.0001451 | 0.00011647 | 0.00012991 | 9.9219e-05 | 9.6409e-05 | 0.00012232 | 0.0001115 | 9.9018e-05 | 0.00010896 | 0.00011766 | 0.00013081 | 0.00014092 | 0.00010739 | 0.00011451 | 0.00011982 | 0.00011743 | 0.00011726 | 9.7923e-05 | 0.00013395 | 0.00012074 | 0.00014982 | 0.00011371 | 0.00014236 | 0.00015116 | 0.00012658 | 0.00010311 | 0.00011551 | 0.00013023 | 0.00011578 | 0.00010143 | 0.00012688 | 0.000126 | 0.00010116 | 0.00011786 | 0.00011942 | 0.00014361 | 0.0001362 | 0.00011803 | 9.0263e-05 | 0.00011419 | 0.00012458 | 0.00012277 | 0.00011857 | 0.00011368 | 0.00014708 | 0.00013724 | 0.0001379 | 0.0001249 | 0.00010478 | 9.9638e-05 | 0.00013747 | 0.00011456 | 0.00013559 | 0.00013245 | 0.00010818 | 0.00012194 | 0.00013264 | 0.00011964 | 9.442e-05 | 0.00011123 | 0.00011994 | 0.00013331 | 0.00012375 | 0.00013007 | 0.00013786 | 0.00013385 | 0.00013388 | 0.00011903 | 0.00011821 | 0.00011311 | 0.00011826 | 0.0001081 | 0.00011422 | 0.00014393 | 0.00011774 | 9.1315e-05 | 0.00013179 | 0.00013477 | 0.00013325 | 0.00013439 | 0.00014203 | 0.0001268 | 0.0001406 | 0.00012995 | 0.00013325 | 0.00013356 | 0.00012329 | 0.00012348 | 0.00010517 | 0.00011812 | 0.00013163 | 0.0001211 | 0.00012184 | 0.00012224 | 0.00012661 | 0.00011223 | 0.00013243 | 0.00011979 | 0.00012777 | 0.00012197 | 0.00012918 | 0.00011387 | 0.00010751 | 0.00011212 | 9.4863e-05 | 0.00011952 | 0.00013969 | 0.00011999 | 0.00012241 | 0.00013333 | 0.00013015 | 0.00011519 | 0.00014253 | 0.00011313 | 0.00011425 | 0.0001141 | 0.00012115 | 0.00012247 | 0.00010785 | 0.00012401 | 0.00012852 | 0.00011311 | 0.00011771 | 0.00012107 | 0.0001458 | 0.00011111 | 0.00011767 | 0.00010666 | 0.00012319 | 0.00011908 | 0.00010118 | 0.00012373 | 0.00012031 | 0.00012118 | 0.0001238 | 0.00010791 | 0.00011758 | 0.00010458 | 0.00012438 | 0.00012072 | 0.00010719 | 9.8469e-05 | 0.00012429 | 0.00014494 | 0.00011671 | 0.00013298 | 0.00014979 | 0.00012371 | 0.00011723 | 0.00013603 | 9.0571e-05 | 0.00012091 | 0.00011808 | 0.00012495 | 0.00013653 | 0.00014642 | 0.00011246 | 9.3155e-05 | 0.00013643 | 0.0001108 | 0.00011718 | 0.00012245 | 0.00014692 | 0.00012111 | 0.00011514 | 0.00011403 | 0.00011465 | 0.00010253 | 0.00012113 | 0.00011857 | 0.00011205 | 0.0001136 | 0.00010115 | 9.6817e-05 | 0.00013103 | 0.00010533 | 0.00011822 | 0.0001231 | 0.00013402 | 0.00011182 | 0.00010039 | 0.00014907 | 0.00012912 | 0.00012951 | 0.00012569 | 0.00011294 | 9.6889e-05 | 0.00014096 | 0.00011075 | 0.00012073 | 0.00013102 | 0.00013618 | 0.00011123 | 0.00011552 | 0.0001508 | 0.00011348 | 9.6897e-05 | 0.00013248 | 0.0001121 | 0.00011014 | 0.00012771 | 0.00012229 | 0.00012966 | 0.00011521 | 0.00010175 | 0.00013144 | 0.00011668 | 0.00011271 | 0.00011821 | 0.00013688 | 0.00011259 | 0.00012405 | 0.00010983 | 0.00012786 | 0.00012642 | 0.00012155 | 0.00014289 | 0.00011872 | 0.00012 | 0.00013099 | 9.0032e-05 | 0.00013369 | 0.00013394 | 0.00013022 | 0.00014075 | 0.00012361 | 0.00012554 | 0.00013039 | 0.00013066 | 0.00014597 | 0.00013241 | 0.00013526 | 0.00013632 | 0.00010802 | 0.0001249 | 0.00014005 | 0.00011478 | 0.00011835 | 0.00012399 | 0.000128 | 0.00013374 | 9.8269e-05 | 0.0001476 | 0.00011673 | 0.00011613 | 0.0001061 | 0.00014126 | 0.00011028 | 0.00013239 | 0.00012922 | 0.00011928 | 0.00011978 | 0.00010391 | 0.00010275 | 0.00010094 | 9.789e-05 | 0.0001246 | 0.00012242 | 0.00012948 | 9.0877e-05 | 0.00015516 | 0.00011801 | 0.00013369 | 9.3432e-05 | 0.00011852 | 0.00012583 | 0.00012877 | 0.00013196 | 0.00013438 | 0.00012087 | 0.00010894 | 0.00012001 | 0.00012052 | 0.00012508 | 0.00010946 | 0.00013561 | 0.0001029 | 0.00012139 | 0.00012655 | 0.00011444 | 0.00012425 | 0.0001095 | 0.00010914 | 0.00010708 | 0.00012267 | 0.00012168 | 0.00013348 | 0.00011688 | 0.00011359 | 0.0001109 | 0.00013051 | 0.00011123 | 0.00012465 | 0.0001314 | 0.00013607 | 0.00010242 | 0.00011986 | 0.00012264 | 0.00012273 | 0.00010216 | 0.00012714 | 0.00013271 | 0.00012917 | 0.00012061 | 0.00013257 | 0.00013326 | 0.00012747 | 0.00010226 | 0.00011199 | 0.00010736 | 0.00011757 | 9.0513e-05 | 0.00010443 | 9.1816e-05 | 0.000133 | 0.00011801 | 0.00011779 | 0.00012513 | 0.00011151 | 0.00011705 | 0.00011695 | 0.00013114 | 0.00012092 | 8.9234e-05 | 0.00011398 | 0.00013427 | 0.00011092 | 0.0001223 | 0.00012487 | 0.00012445 | 0.00011165 | 0.00010793 | 0.00012803 | 0.00013312 | 9.5255e-05 | 0.00015101 | 0.00011954 | 0.00012733 | 0.00014616 | 0.00011954 | 0.00014067 | 9.9643e-05 | 0.00011474 | 0.00011106 | 0.00014514 | 0.000131 | 0.00011532 | 0.00014057 | 0.00014351 | 0.00011287 | 0.00011681 | 0.00012515 | 0.00012589 | 0.00010733 | 0.00012938 | 0.00013197 | 0.00012873 | 9.0516e-05 | 0.00014146 | 0.00011621 | 0.00014021 | 0.00013097 | 0.00011 | 0.00012037 | 0.00010296 | 0.00011811 | 0.00013006 | 0.00011359 | 0.00013061 | 0.00012336 | 0.00014235 | 0.00010878 | 0.0001213 | 0.00011518 | 0.00013712 | 0.00011842 | 0.00011523 | 0.00011612 | 0.00013175 | 0.00013427 | 0.00012964 | 0.0001389 | 0.00012684 | 0.00011154 | 0.00011816 | 0.0001092 | 0.00013866 | 0.00011382 | 0.00013206 | 0.00014129 | 0.00010707 | 0.00011715 | 0.00011731 | 0.00015022 | 0.00011448 | 0.00012751 | 0.00011114 | 0.00013566 | 0.00010315 | 0.0001306 | 0.00012183 | 0.00014087 | 0.00011036 | 0.00013191 | 0.00011743 | 0.00013601 | 0.00011517 | 0.00011574 | 0.00011813 | 0.00010703 | 0.00012001 | 0.00011663 | 0.000129 | 0.00012382 | 0.00013146 | 0.0001228 | 0.00012001 | 0.00010593 | 0.00011239 | 0.00012228 | 0.00012481 | 8.7186e-05 | 0.0001074 | 0.00013441 | 0.00014174 | 0.00011327 | 0.00012849 | 0.00011852 | 0.0001119 | 0.0001268 | 0.00011597 | 0.00012798 | 0.00011941 | 0.00011848 | 0.00014789 | 0.00013386 | 0.00010854 | 0.00013007 | 0.00012762 | 0.00013536 | 0.00013113 | 0.00012666 | 0.00012861 | 0.00012875 | 0.00012299 | 0.00010011 | 0.00011806 | 0.00011554 | 0.00013341 | 0.00013103 | 0.00012008 | 0.00012268 | 0.00013258 | 0.00014047 | 0.00014031 | 0.00011405 | 0.00014039 | 0.00011677 | 0.00012325 | 0.00011469 | 0.00013481 | 0.00013314 | 0.00015883 | 0.00012665 | 0.00011712 | 0.00010433 | 0.00011839 | 0.00011322 | 0.00013035 | 9.7258e-05 | 0.00011665 | 0.00010965 | 0.00010495 | 0.00013415 | 0.0001168 | 0.00012477 | 0.00011086 | 0.00013273 | 0.00010737 | 0.00012387 | 0.00011586 | 0.00010681 | 0.00010842 | 0.00011786 | 0.00010717 | 0.00013905 | 0.00015034 | 0.00011886 | 0.0001242 | 0.00012393 | 0.00012652 | 0.00010598 | 0.00010267 | 0.00013336 | 0.00010079 | 0.00011972 | 0.00012511 | 0.00011784 | 0.00010776 | 0.00010868 | 0.00012826 | 0.00012308 | 0.00011766 | 0.00011506 | 0.00013142 | 0.00015703 | 0.00014876 | 0.00010521 | 0.00012899 | 0.00014082 | 0.00012105 | 0.00010608 | 0.00012677 | 0.0001217 | 0.00013129 | 0.00012368 | 0.00011842 | 0.00013037 | 0.00014388 | 0.00010829 | 0.00010378 | 0.00012408 | 0.0001375 | 0.00011044 | 0.00013471 | 0.00011919 | 0.00012654 | 0.00011893 | 0.00012136 | 0.00013085 | 0.00012254 | 0.00010525 | 0.00010597 | 0.00010288 | 0.00011834 | 0.00013381 | 0.00012436 | 0.0001076 | 0.00011181 | 0.00010131 | 0.00011827 | 0.0001208 | 9.8214e-05 | 0.00011964 | 0.00011519 | 0.00010784 | 0.00011294 | 0.00014567 | 0.00011983 | 0.00011048 | 0.0001233 | 0.00011961 | 0.00010656 | 0.00013377 | 0.00012075 | 0.00011195 | 0.0001106 | 0.00012625 | 0.00013839 | 0.0001247 | 0.00013641 | 0.00014077 | 0.0001204 | 0.0001167 | 0.0001325 | 0.00013793 | 0.00011702 | 0.00012756 | 0.00012143 | 0.00010452 | 0.00011556 | 0.00012407 | 0.00010568 | 0.00013146 | 0.00011956 | 0.00012378 | 0.00012755 | 0.0001152 | 0.00011128 | 0.00011739 | 0.00013357 | 0.00013177 | 0.00011558 | 0.00011283 | 0.00012764 | 0.00012255 | 0.00013029 | 0.00011972 | 0.00012672 | 0.00011438 | 0.00013028 | 0.00012881 | 0.00013653 | 0.00011014 | 0.0001237 | 0.00012503 | 0.00011481 | 0.00010139 | 0.00012745 | 0.00014101 | 0.00012402 | 0.00015458 | 0.0001253 | 0.00013933 | 0.00012487 | 0.0001186 | 0.00011906 | 0.00013606 | 0.00011667 | 0.00013763 | 0.0001104 | 0.00011812 | 0.00011932 | 0.0001183 | 0.00011622 | 0.00012239 | 0.00010188 | 0.00011311 | 0.00011539 | 0.0001207 | 0.00011823 | 0.00014963 | 0.00013399 | 0.00013237 | 0.00011168 | 0.00011958 | 0.0001236 | 0.00012423 | 0.00011428 | 9.8784e-05 | 0.00010364 | 0.00011223 | 0.0001086 | 0.00011192 | 0.00011153 | 0.00012736 | 0.00011806 | 0.0001199 | 0.00013177 | 0.00010959 | 0.00011453 | 0.00012177 | 0.00011529 | 0.0001175 | 0.00011904 | 0.00011952 | 0.00014008 | 0.00013172 | 0.00011218 | 0.00013103 | 0.0001216 | 0.00013387 | 0.00011438 | 0.00014102 | 0.00011928 | 0.00013125 | 0.00014889 | 0.000136 | 0.00013145 | 0.00012019 | 0.00011642 | 0.00012696 | 0.00012044 | 0.00012064 | 0.00013183 | 0.00010067 | 0.00012424 | 0.00012175 | 0.00011645 | 0.0001134 | 0.00012795 | 0.00011284 | 0.0001143 | 0.00011342 | 0.00012355 | 0.0001303 | 0.00011899 | 9.1463e-05 | 0.00011303 | 0.00014051 | 0.0001161 | 0.00014314 | 0.00012671 | 9.9424e-05 | 0.00012128 | 0.0001132 | 0.00011713 | 0.00012369 | 0.00011796 | 0.00011041 | 0.00011991 | 0.00012945 | 0.00012141 | 0.00010059 | 0.00013425 | 0.00013345 | 0.00011338 | 0.0001207 | 0.00013314 | 0.00011695 | 0.0001148 | 0.00013794 | 0.00010437 | 0.00011389 | 0.00010047 | 0.00014664 | 0.00012184 | 0.00014644 | 0.00012698 | 0.00011885 | 0.00011043 | 0.00011512 | 0.00012253 | 0.00012211 | 0.00011979 | 0.00011802 | 0.00011347 | 0.00011094 | 0.00012381 | 0.00010894 | 0.00013732 | 0.00013606 | 0.00010408 | 0.00012287 | 0.00011106 | 0.00013891 | 0.00013221 | 0.00014728 | 0.00014258 | 0.00011342 | 0.00011675 | 0.00012677 | 0.00011615 | 0.00011905 | 0.00011435 | 0.00011591 | 0.00012343 | 0.00011595 | 0.00013046 | 0.00010756 | 0.00011348 | 0.00012004 | 0.00011403 | 0.00013804 | 0.00013229 | 0.00012335 | 0.00012675 | 0.00013496 | 0.00011781 | 0.00014178 | 0.00012487 | 0.00012132 | 0.00012185 | 0.00011221 | 0.00011557 | 0.00014147 | 0.00012329 | 0.00013706 | 0.00010774 | 0.00012886 | 0.00011006 | 0.00011948 | 0.00012312 | 0.00011988 | 0.00011818 | 0.00014399 | 0.00011168 | 0.00012826 | 9.6513e-05 | 0.00011244 | 0.00013356 | 0.00012788 | 0.00012483 | 0.00011417 | 0.00010993 | 0.00011202 | 0.0001467 | 0.00012952 | 0.00011479 | 0.00010685 | 0.00013916 | 0.00011659 | 0.00011099 | 0.00011206 | 0.00014281 | 0.00013098 | 0.00011613 | 0.00011885 | 0.00013386 | 0.00011918 | 0.00012356 | 0.00011911 | 0.00012817 | 0.00010996 | 0.00013492 | 0.00013637 | 0.00011855 | 0.00011152 | 0.00012474 | 0.00012137 | 0.00012099 | 0.00011908 | 0.00011438 | 0.00011906 | 9.604e-05 | 0.00011252 | 0.00013946 | 0.0001267 | 0.00014486 | 0.00012612 | 0.00012925 | 0.00012774 | 0.00012232 | 0.00011814 | 0.00012184 | 0.00011738 | 0.00010941 | 0.00011263 | 0.00011993 | 0.00010797 | 0.00011978 | 0.00012146 | 0.00013556 | 0.00012348 | 0.00011253 | 0.00012889 | 0.00012032 | 0.00012021 | 0.00014347 | 0.00013127 | 0.00012973 | 0.00012367 | 0.00011609 | 0.0001193 | 0.00012236 | 0.00012485 | 0.00012192 | 0.00013975 | 0.00013274 | 0.00013787 | 0.00011732 | 0.00013389 | 0.0001131 | 0.00011836 | 0.00011909 | 0.00011974 | 0.00011277 | 0.00012791 | 0.0001281 | 0.00011706 | 0.00010641 | 0.00010953 | 0.00010881 | 0.00011618 | 0.00010337 | 0.00014118 | 0.00013212 | 0.00011958 | 0.00010419 | 0.00013166 | 0.0001284 | 0.00011672 | 0.00014041 | 0.00010348 | 0.00013349 | 0.00011694 | 0.00012595 | 0.00011917 | 0.00012678 | 0.00011734 | 0.00011248 | 0.00014372 | 0.00012156 | 0.00011054 | 0.00011251 | 0.00012292 | 0.00011255 | 0.00011601 | 0.00012016 | 0.00011367 | 0.00012411 | 0.00011805 | 0.00014032 | 0.00012691 | 0.00015125 | 0.00012553 | 0.00012539 | 0.00012434 | 0.00011613 | 0.00010338 | 0.00012225 | 0.00013899 | 0.00014322 | 0.00010952 | 0.00011891 | 0.00011393 | 0.00010332 | 9.1272e-05 | 0.00010538 | 0.00012929 | 0.00011364 | 0.00014333 | 0.00012315 | 0.00013243 | 0.00013892 | 0.00012856 | 0.00012136 | 0.0001153 | 0.00010485 | 0.00011456 | 0.00012717 | 0.00010817 | 0.00013744 | 0.00010379 | 0.00012463 | 0.0001237 | 0.00013312 | 0.00013699 | 0.00013156 | 0.00011658 | 0.00012932 | 0.00012023 | 0.00011152 | 0.00013387 | 0.00012361 | 0.00011636 | 0.00010525 | 0.00013362 | 0.00012072 | 0.00011564 | 0.0001234 | 0.000113 | 0.00012984 | 0.00011358 | 0.00011996 | 0.00011723 | 0.00011091 | 0.00014839 | 0.00013136 | 0.00012578 | 0.0001336 | 0.00014141 | 0.00010513 | 0.00013636 | 0.00013374 | 0.00012474 | 9.9796e-05 | 0.00013156 | 0.000122 | 0.00012673 | 0.00013751 | 0.0001219 | 0.00012697 | 0.00011184 | 0.00013766 | 0.00013048 | 0.00011511 | 0.00013484 | 0.00012257 | 0.00011724 | 0.0001301 | 0.00011297 | 0.00014385 | 0.00012759 | 0.00012936 | 0.00012468 | 0.00012952 | 0.00011792 | 0.00010836 | 0.00012845 | 0.00012921 | 0.00014523 | 0.00013575 | 0.0001153 | 0.00011792 | 0.00011451 | 0.00013631 | 0.00010775 | 0.00012735 | 0.00010827 | 0.0001189 | 0.00012361 | 0.00012102 | 0.00014776 | 0.00011155 | 0.00011337 | 0.00010149 | 0.00012587 | 0.00011656 | 0.00012755 | 0.00011498 | 0.00012591 | 0.00014882 | 0.00011876 | 0.00012031 | 0.00012262 | 0.00011957 | 0.00012736 | 0.00011289 | 9.0436e-05 | 0.00012252 | 0.00011217 | 0.00012678 | 0.00010929 | 0.00010931 | 0.00011235 | 0.00011574 | 0.00012887 | 0.00011116 | 0.00012564 | 0.00013098 | 9.5976e-05 | 0.00010407 | 0.00011283 | 9.7888e-05 | 0.00010578 | 0.00013082 | 0.00013282 | 0.00011841 | 0.00013017 | 0.00011989 | 0.00012527 | 0.00011106 | 0.00012377 | 0.00010445 | 0.00012459 | 0.00013614 | 0.00014583 | 0.00012637 | 0.00014175 | 0.00012955 | 0.00012501 | 0.00011806 | 0.00011835 | 0.00010658 | 9.8718e-05 | 0.00012605 | 0.00012617 | 0.00010579 | 0.00012784 | 0.00011955 | 0.00013532 | 0.00010857 | 0.00013179 | 0.00014063 | 8.705e-05 | 0.00011829 | 0.00013002 | 0.0001189 | 0.0001123 | 0.00011138 | 0.00014338 | 0.0001225 | 0.00012064 | 0.00012175 | 0.00013655 | 0.0001301 | 0.00011614 | 0.00013624 | 0.00011297 | 0.00011013 | 0.00014057 | 0.00012446 | 0.00011889 | 0.0001249 | 0.00015066 | 0.00011373 | 0.00010366 | 0.00013072 | 0.00011776 | 0.00012443 | 0.00012565 | 0.00011548 | 0.0001531 | 0.00010421 | 0.00013396 | 0.00011775 | 0.00012554 | 0.00014374 | 0.00013179 | 0.00013245 | 0.00010814 | 0.00012081 | 0.00010476 | 0.00013172 | 0.00013427 | 0.0001117 | 0.00011313 | 0.00013101 | 0.00010512 | 0.00013088 | 0.00012872 | 0.00013489 | 0.00012708 | 0.00011011 | 0.00012573 | 0.00012952 | 0.00012486 | 0.0001255 | 0.00011418 | 0.00011854 | 0.00010773 | 0.00011496 | 0.00013382 | 0.00011773 | 0.00012589 | 0.00012047 | 0.00011526 | 0.00011491 | 0.00012312 | 0.00012969 | 0.00014376 | 0.00012987 | 0.00013098 | 0.00011728 | 0.00011184 | 0.00014008 | 0.00012406 | 0.00010787 | 0.00012584 | 0.00012074 | 0.00013611 | 0.00014128 | 0.00011966 | 0.00011681 | 0.0001349 | 0.000107 | 0.00011295 | 9.8078e-05 | 0.00013164 | 0.00012392 | 0.00012965 | 0.00014004 | 0.0001184 | 0.00012522 | 0.00012264 | 0.00011124 | 0.00012227 | 0.00012942 | 0.00013526 | 0.00012138 | 0.00013187 | 0.00011233 | 0.00013285 | 0.00014164 | 0.00012648 | 0.00011167 | 0.00014985 | 0.00011093 | 0.00011326 | 0.00010173 | 0.00014512 | 9.6082e-05 | 0.00010778 | 0.0001066 | 0.00011208 | 0.00014686 | 0.00012229 | 0.00010956 | 0.00012513 | 0.00011947 | 0.00011762 | 0.00012938 | 0.00011671 | 0.00011324 | 0.00011611 | 0.00012289 | 0.00011139 | 0.00012014 | 0.00011373 | 0.00012606 | 0.00011165 | 0.00010649 | 0.00010753 | 0.00011393 | 0.00010918 | 0.00014949 | 0.00012473 | 0.00011408 | 0.00010041 | 0.00012672 | 0.00010281 | 0.00010986 | 0.00010077 | 0.0001136 | 0.00012564 | 0.0001256 | 0.00013046 | 0.00013253 | 0.00011232 | 0.00011873 | 0.00013787 | 0.00014046 | 0.00010429 | 0.00011331 | 0.00011983 | 0.00011495 | 0.00012795 | 0.00012721 | 0.00011863 | 0.00012717 | 0.0001216 | 0.00013305 | 0.0001264 | 0.00012439 | 0.00014484 | 0.00011059 | 0.0001225 | 0.000122 | 0.00010032 | 0.00012228 | 0.0001103 | 0.00011961 | 0.0001109 | 0.00012094 | 0.00012401 | 8.0666e-05 | 0.00015032 | 0.00015293 | 0.00013698 | 0.00010504 | 0.00011665 | 0.00013796 | 0.00013036 | 0.00013722 | 0.00011716 | 0.00014404 | 0.00013482 | 0.00013667 | 0.00012285 | 0.00012079 | 0.00012365 | 0.00011809 | 0.00013717 | 0.00013872 | 0.00011991 | 0.00012411 | 0.00012429 | 0.0001187 | 0.00011598 | 0.00012274 | 0.00011907 | 0.00012195 | 0.00013057 | 0.00012372 | 0.00011378 | 0.00011057 | 0.00011959 | 0.0001075 | 0.00012861 | 0.00014689 | 0.00014291 | 0.00012093 | 0.00011568 | 9.1755e-05 | 0.00013395 | 9.0916e-05 | 0.0001236 | 0.00012575 | 0.00012062 | 0.00012684 | 0.00012295 | 0.00010113 | 0.00013289 | 0.00014388 | 0.00012006 | 0.00013221 | 0.00013727 | 0.00011809 | 0.00012731 | 0.0001309 | 0.00011131 | 0.00012908 | 0.00010138 | 0.00012222 | 0.00013961 | 0.00012113 | 0.00014158 | 0.00013578 | 0.00013321 | 0.00013381 | 0.00011215 | 0.00012866 | 0.00012927 | 0.0001157 | 0.00011032 | 0.00011081 | 0.00011298 | 0.00013008 | 0.00012632 | 0.00010885 | 0.00014659 | 0.0001249 | 0.00013235 | 0.0001365 | 0.00011615 | 0.00012243 | 0.00012635 | 0.00013457 | 0.00014007 | 0.00010375 | 0.00012127 | 0.00013018 | 0.00012846 | 0.0001252 | 0.00011251 | 0.00011518 | 0.00012339 | 0.00012847 | 0.00010746 | 0.0001233 | 9.96e-05 | 0.00012849 | 0.00012072 | 0.00013145 | 0.00012693 | 0.00012572 | 0.00013016 | 0.00011806 | 0.00010777 | 0.00012458 | 0.00013692 | 9.7445e-05 | 0.00013982 | 0.0001499 | 0.00010616 | 0.00013126 | 9.5322e-05 | 0.00010685 | 0.00012617 | 0.00011427 | 0.00013067 | 0.00012629 | 0.00011922 | 0.0001109 | 0.00012806 | 0.00013614 | 0.00014202 | 9.7585e-05 | 0.00011801 | 0.00013256 | 0.00010545 | 0.0001256 | 0.00010263 | 0.0001152 | 9.8388e-05 | 0.00010241 | 0.00011967 | 0.00013182 | 0.00012656 | 0.00011891 | 0.0001297 | 0.00012492 | 0.00012675 | 0.00010418 | 0.00010423 | 0.00014106 | 0.00012396 | 0.00013147 | 0.00010615 | 0.00010943 | 0.00012951 | 0.00011553 | 0.00012034 | 0.00010763 | 0.00012425 | 0.00011899 | 0.00011352 | 0.00013962 | 0.00012962 | 0.00011885 | 0.00014156 | 0.00013696 | 0.00010825 | 0.00013716 | 0.00012257 | 0.00013532 | 0.0001304 | 0.00012911 | 0.00014208 | 0.00011099 | 0.00010857 | 0.00010869 | 0.0001271 | 0.00013846 | 0.00011455 | 0.00013649 | 0.00012525 | 0.00015443 | 0.00012149 | 0.00011473 | 0.00013261 | 0.00013553 | 0.00011789 | 9.2106e-05 | 0.0001137 | 0.00013756 | 0.00011079 | 0.00010949 | 0.00012851 | 0.00010546 | 0.00012336 | 0.00013507 | 0.00012267 | 0.00013842 | 0.00012736 | 0.00011405 | 0.00011944 | 0.00013855 | 0.00013091 | 0.00012611 | 0.00012655 | 0.00013118 | 0.00010405 | 0.00012304 | 0.00012321 | 0.00014335 | 0.00012944 | 0.00010697 | 0.00013392 | 0.00012283 | 0.00013029 | 0.00012841 | 9.7544e-05 | 0.00011839 | 0.00013276 | 0.00011824 | 0.00012571 | 0.00012771 | 0.00014371 | 9.8074e-05 | 0.00012969 | 9.9593e-05 | 0.00010361 | 0.00012683 | 0.00013171 | 0.00012306 | 0.00012133 | 0.00012461 | 0.00013258 | 0.00011392 | 0.00010875 | 0.00010895 | 0.00010739 | 0.000109 | 0.00011419 | 0.00012221 | 0.00011953 | 0.00010556 | 0.00013538 | 0.00012544 | 0.00013122 | 0.00012285 | 0.00012866 | 0.00013409 | 0.00011485 | 0.00011936 | 0.00012585 | 0.00011823 | 0.00012023 | 0.00010391 | 0.00012073 | 0.00014132 | 0.00010613 | 0.0001141 | 0.0001328 | 0.00012346 | 0.00012821 | 9.2898e-05 | 0.00011454 | 0.0001302 | 0.0001188 | 0.00014632 | 0.00011192 | 0.00012987 | 0.00012617 | 0.00010029 | 0.00011918 | 0.00010566 | 0.00011945 | 0.00011786 | 0.0001319 | 0.00010546 | 0.00010019 | 0.00013354 | 0.000122 | 0.00011274 | 0.00011435 | 0.00013029 | 0.0001334 | 0.00012079 | 0.00013249 | 0.00012699 | 0.00013348 | 0.00011518 | 0.00012195 | 0.00013112 | 0.00011606 | 0.0001093 | 0.00011038 | 0.0001042 | 0.00011922 | 0.00012191 | 0.00011464 | 0.00012276 | 0.00011932 | 0.00011559 | 0.00011685 | 9.5913e-05 | 0.00013036 | 0.00012454 | 0.00012995 | 0.00011901 | 0.00013434 | 0.00011319 | 0.00013211 | 0.00013387 | 9.6885e-05 | 0.00011526 | 0.00010982 | 0.00012187 | 0.00012539 | 0.00011401 | 0.00012648 | 0.00010022 | 0.00012734 | 0.0001082 | 0.00011483 | 0.00010997 | 0.00013011 | 0.00011625 | 0.00011651 | 0.00013276 | 0.00013201 | 0.0001284 | 0.00013266 | 0.00011222 | 0.0001263 | 0.00013704 | 0.00011415 | 0.00011744 | 0.00013589 | 0.00012854 | 0.000135 | 0.0001274 | 0.00013522 | 0.00011766 | 0.0001148 | 0.0001026 | 0.00012323 | 0.00011454 | 0.00011833 | 0.00012105 | 0.00012535 | 0.00011465 | 0.00013479 | 0.00014184 | 0.00012483 | 0.00010834 | 0.00011869 | 0.00013409 | 0.00012656 | 0.00011461 | 0.00013073 | 0.00013573 | 0.00013489 | 0.00013472 | 0.00012629 | 0.00013195 | 0.00013282 | 0.00011971 | 0.00013668 | 0.00013222 | 0.00010678 | 0.00012424 | 0.00013429 | 0.0001376 | 0.0001107 | 0.00012533 | 0.00012231 | 0.00011893 | 0.00010803 | 0.0001214 | 0.00011768 | 0.00011811 | 0.00013379 | 0.00012109 | 0.00011563 | 0.00011313 | 0.00013423 | 0.00011479 | 0.00011332 | 0.00011306 | 0.00011335 | 0.00011551 | 0.00010341 | 0.00010101 | 0.00013839 | 0.00011302 | 0.00011279 | 0.00013188 | 0.00012863 | 0.00012183 | 0.00011532 | 8.4442e-05 | 0.00011477 | 0.00013271 | 0.00012818 | 0.00011314 | 0.00013014 | 0.00012453 | 0.00013336 | 0.00010671 | 0.00012517 | 0.0001183 | 0.00010818 | 0.00012402 | 0.00013456 | 0.00011837 | 0.00011955 | 0.00012637 | 0.00011144 | 0.00011628 | 0.00012636 | 0.00011583 | 0.00011809 | 0.00012096 | 0.00011746 | 0.00010251 | 0.00012301 | 0.00012986 | 0.00013186 | 0.0001133 | 0.00011358 | 0.00013625 | 0.00012672 | 0.00012123 | 0.00012701 | 0.00012378 | 0.00011486 | 0.00014597 | 0.00012136 | 0.00012531 | 0.00010258 | 0.00011393 | 0.000124 | 0.00010763 | 0.00010881 | 0.00012623 | 0.00012848 | 0.00010625 | 0.00011414 | 0.00012653 | 0.00011681 | 0.00010893 | 0.00010543 | 0.00011736 | 0.0001057 | 0.00014719 | 0.00010052 | 0.00012948 | 0.00012033 | 0.00010741 | 0.00011035 | 0.00012958 | 0.00011751 | 0.00011375 | 0.00010084 | 9.9852e-05 | 0.00012559 | 0.00012428 | 0.00011419 | 0.00011657 | 0.00013103 | 0.00014998 | 0.00012178 | 0.0001336 | 0.00013078 | 9.6357e-05 | 0.00011206 | 0.00013296 | 0.00010937 | 0.00014024 | 0.0001269 | 9.6989e-05 | 0.0001302 | 0.00010991 | 0.00011137 | 0.0001199 | 0.00012524 | 0.00011676 | 0.00010141 | 0.00012956 | 0.00012328 | 0.00011081 | 0.00012583 | 0.00014175 | 9.9429e-05 | 0.00011425 | 0.00014166 | 0.0001233 | 0.00012024 | 0.00012222 | 0.00010769 | 0.00013154 | 0.00012543 | 0.00010504 | 9.1137e-05 | 0.00012835 | 0.00013474 | 0.00015356 | 0.00013733 | 0.00013221 | 0.00013058 | 0.00011478 | 0.00012557 | 0.00011289 | 0.00012756 | 0.00013374 | 0.00013531 | 0.00012348 | 0.00012981 | 0.00014148 | 0.00011081 | 0.00013563 | 0.00013465 | 0.000123 | 0.00010942 | 0.00012694 | 0.00011392 | 0.00012222 | 0.00012141 | 0.00011772 | 0.00013875 | 0.00011009 | 0.00011995 | 0.00012265 | 0.00014637 | 0.00010954 | 0.00010929 | 0.0001106 | 8.2283e-05 | 0.00014691 | 0.00014031 | 0.00012627 | 0.00011588 | 0.00013795 | 0.00010603 | 0.00013565 | 0.00012362 | 0.00011232 | 0.00015462 | 0.00016323 | 0.00011278 | 0.00011944 | 0.00011728 | 0.00011692 | 0.00011083 | 0.00011753 | 0.00011287 | 0.00013343 | 0.0001016 | 0.00011773 | 0.00011695 | 0.00011447 | 0.00012851 | 0.00011384 | 0.00010305 | 0.00011933 | 0.00013427 | 0.00013786 | 0.00011675 | 0.00014676 | 9.9492e-05 | 0.00012764 | 0.00011461 | 0.00010752 | 0.00012694 | 0.00012823 | 0.00013653 | 0.00014166 | 0.00011537 | 0.0001317 | 0.00012701 | 0.00011062 | 0.00012435 | 0.00010549 | 0.00012212 | 0.0001281 | 0.00014165 | 0.00013045 | 0.0001117 | 0.00013759 | 0.00013371 | 0.00011323 | 0.00010488 | 0.00012896 | 0.00010893 | 0.00011697 | 0.00011459 | 0.00011813 | 0.00010622 | 0.00011336 | 0.00012923 | 0.00012445 | 0.00011594 | 0.00012178 | 0.00014023 | 0.00013324 | 0.00013379 | 0.00012329 | 0.00012395 | 0.00012261 | 0.0001146 | 0.0001273 | 0.00011336 | 0.00011778 | 0.00012184 | 0.00012908 | 0.00011545 | 0.00012528 | 0.00011028 | 0.00010448 | 0.0001202 | 0.00010629 | 0.00011433 | 0.00012009 | 0.0001212 | 0.00012168 | 0.00012413 | 0.0001298 | 0.00014953 | 0.00012008 | 0.00012247 | 0.00012137 | 0.00012578 | 0.00015062 | 0.0001359 | 0.00011718 | 0.00013175 | 0.0001213 | 0.00013495 | 0.00011805 | 0.00014935 | 0.00011559 | 0.00011754 | 0.00014263 | 0.00011785 | 0.00014797 | 0.00014552 | 0.000108 | 0.00011923 | 0.00010543 | 0.00013526 | 0.00012791 | 0.00011313 | 0.00013607 | 0.00013351 | 0.00011229 | 0.00011004 | 0.00012006 | 0.00013 | 0.00013347 | 0.0001396 | 0.00011102 | 0.00013551 | 0.00010237 | 0.00011273 | 0.00012031 | 0.00011752 | 0.00010917 | 0.00012248 | 0.00010492 | 0.0001079 | 0.00012079 | 0.00010014 | 0.00012865 | 0.00012173 | 0.0001058 | 0.00011713 | 0.00012984 | 0.00011894 | 0.00010841 | 0.00012059 | 0.00010706 | 9.9001e-05 | 0.00012669 | 0.00012287 | 0.00011608 | 0.00012859 | 0.00010083 | 0.00010432 | 0.00011145 | 0.0001131 | 0.00011311 | 0.00011897 | 0.00012678 | 0.00010063 | 0.00012277 | 0.00011197 | 0.00010754 | 0.00010896 | 0.00012243 | 0.00011845 | 8.9543e-05 | 0.00011866 | 0.00011059 | 0.00011313 | 0.00012 | 0.00011714 | 0.00012076 | 0.00012942 | 9.8256e-05 | 0.00011411 | 0.00011051 | 0.00011995 | 0.00010606 | 0.00012908 | 0.00012661 | 0.00014677 | 0.00011788 | 0.00011959 | 9.3548e-05 | 0.00010601 | 0.0001141 | 0.00011395 | 0.0001192 | 0.0001357 | 0.00012083 | 0.00012449 | 0.00011343 | 0.00013097 | 0.00012275 | 0.00010583 | 0.00012113 | 0.00012416 | 0.0001381 | 0.00010719 | 0.00013163 | 0.00013062 | 0.00012193 | 0.0001219 | 0.00012154 | 0.0001331 | 0.00012621 | 0.0001192 | 0.00012473 | 0.0001551 | 0.00010442 | 0.0001224 | 0.00013096 | 0.00012097 | 0.00015199 | 0.00012362 | 0.0001204 | 0.00011663 | 0.00011935 | 0.0001065 | 0.00010844 | 0.00012554 | 0.00010993 | 0.00013053 | 0.00011895 | 0.00014631 | 0.00012362 | 0.00012777 | 0.00011019 | 0.00010109 | 0.00012432 | 0.00010679 | 0.00010942 | 0.00011559 | 0.00012084 | 0.00012333 | 0.00011811 | 0.00011316 | 0.00010079 | 0.00012117 | 0.00011838 | 0.00013809 | 0.00011064 | 0.00010535 | 0.00012702 | 0.00011313 | 0.00013914 | 0.00012779 | 0.0001363 | 0.00013347 | 9.4955e-05 | 0.00013184 | 0.0001218 | 0.00010983 | 0.00012124 | 0.00013717 | 0.00012217 | 0.00013955 | 0.00012237 | 0.00012902 | 9.4094e-05 | 0.00010942 | 0.0001199 | 0.00012077 | 0.00013634 | 0.00014298 | 9.0406e-05 | 0.0001162 | 0.00014006 | 0.00010508 | 0.00011864 | 9.2564e-05 | 0.00013086 | 0.0001206 | 0.00011618 | 0.00012747 | 0.00014082 | 0.00013652 | 0.00010019 | 0.00012171 | 0.00010905 | 8.6796e-05 | 0.00011367 | 0.00012439 | 0.00011006 | 0.0001174 | 0.00012093 | 0.0001245 | 0.00012537 | 0.00011912 | 0.00012383 | 0.00012546 | 0.00010526 | 0.00010968 | 0.00011458 | 0.0001344 | 0.00012949 | 0.00013498 | 0.00011044 | 0.00011587 | 0.00012891 | 0.00011019 | 0.00010814 | 0.00012838 | 0.000124 | 0.00012858 | 0.00013354 | 0.00014148 | 0.00013758 | 0.00012664 | 0.00012511 | 0.00012935 | 0.00012256 | 0.00011774 | 0.00014272 | 0.00012524 | 0.00012132 | 0.00010538 | 0.00012575 | 0.00011671 | 0.00013881 | 0.00013994 | 0.00010462 | 0.00011068 | 0.00012382 | 0.00012536 | 0.0001066 | 0.00011793 | 0.00012404 | 0.00011559 | 0.00011043 | 0.000129 | 0.00010112 | 0.00011332 | 0.00012257 | 0.00012524 | 0.00011521 | 0.00011201 | 0.00010561 | 0.00013557 | 0.00013444 | 0.00013697 | 0.00012343 | 0.00011944 | 0.00010672 | 0.00011909 | 0.00012666 | 0.00012254 | 0.00012106 | 0.00013038 | 0.00012006 | 0.00013638 | 0.0001322 | 0.00010586 | 0.00012254 | 0.0001273 | 0.00010943 | 0.00012955 | 0.00012462 | 0.0001223 | 0.00010349 | 0.00014418 | 9.134e-05 | 0.00011115 | 0.00010663 | 0.00013575 | 0.00012237 | 0.00012368 | 0.00011937 | 0.00010454 | 0.00011963 | 0.0001065 | 0.00012545 | 0.00011728 | 0.00011123 | 0.00014958 | 0.00011611 | 0.00010904 | 0.00012876 | 0.00012064 | 0.00012794 | 0.00013897 | 0.00013746 | 8.9013e-05 | 0.00012283 | 0.00012509 | 0.00014431 | 0.00013615 | 0.00012072 | 0.00012322 | 0.00010939 | 0.00012875 | 0.00013108 | 0.00013434 | 0.0001092 | 0.00011763 | 0.00013948 | 0.00011059 | 0.00012084 | 0.00010496 | 0.0001241 | 0.00010197 | 0.00011103 | 0.00014711 | 0.00012458 | 0.00012039 | 0.00014445 | 0.0001141 | 0.00011944 | 0.00010799 | 0.00012478 | 0.00010942 | 0.00012775 | 0.00012397 | 0.00011701 | 0.00012609 | 0.00011191 | 0.00010751 | 0.00012548 | 9.3877e-05 | 0.00013327 | 0.00013118 | 0.00012525 | 0.00012109 | 0.00011684 | 0.00012663 | 0.00014504 | 0.00012485 | 0.00011907 | 0.00014484 | 0.00012928 | 0.00011093 | 0.00011459 | 0.00011911 | 0.00011046 | 0.00012401 | 0.00013189 | 0.00011301 | 0.00010693 | 0.00010983 | 9.9226e-05 | 0.00012378 | 0.00013449 | 0.00011933 | 0.00011996 | 0.00012585 | 0.00010913 | 0.00012019 | 0.00010919 | 0.00013666 | 0.00014254 | 0.00012209 | 0.00014762 | 0.00011246 | 0.00011878 | 0.00011887 | 0.00013062 | 0.00012216 | 0.00011113 | 0.00011598 | 0.00011385 | 0.00010683 | 0.00013213 | 0.00012972 | 0.00011118 | 0.00012736 | 0.00012949 | 0.00011223 | 0.00011581 | 0.0001143 | 0.00013183 | 0.00012358 | 0.00013432 | 0.00011361 | 0.0001448 | 0.0001292 | 0.00012384 | 0.00012819 | 0.00012138 | 0.00011358 | 0.00014571 | 0.00011526 | 0.00012389 | 0.00011013 | 0.00012928 | 0.00012359 | 0.00010792 | 0.00011906 | 0.00013159 | 0.00012127 | 0.00011713 | 0.00013872 | 0.00010233 | 0.00011156 | 0.00011814 | 0.00011838 | 0.0001305 | 0.0001175 | 0.00012439 | 0.00012527 | 0.00010633 | 9.7332e-05 | 0.0001147 | 0.00011471 | 0.00011836 | 0.00011575 | 0.00010832 | 0.00012493 | 0.00012375 | 9.9611e-05 | 0.00011412 | 0.00012323 | 0.00013679 | 0.00010489 | 0.00011809 | 0.00012078 | 0.00011552 | 0.00011145 | 0.00012487 | 0.00011293 | 0.00012957 | 0.00012907 | 0.00010174 | 0.00011374 | 0.00012931 | 0.00012474 | 0.00012117 | 0.00011862 | 0.00013031 | 0.00012938 | 0.00012226 | 0.00012833 | 0.00012021 | 0.00011508 | 0.00011478 | 0.00011748 | 0.00012108 | 0.00012115 | 0.00011923 | 0.00013669 | 0.00011335 | 0.00013162 | 0.00012716 | 0.00012291 | 0.00012548 | 0.0001092 | 0.00010244 | 0.00011184 | 0.00010688 | 0.00011179 | 0.00013154 | 0.00012513 | 0.0001311 | 0.0001167 | 0.00011755 | 0.00010851 | 0.00014134 | 0.00011911 | 0.00012394 | 0.00011 | 0.00013377 | 0.00011842 | 0.00012339 | 0.00011212 | 0.00011236 | 0.00010629 | 0.00011753 | 0.00012027 | 0.00010946 | 0.00011862 | 0.00012263 | 0.00012049 | 0.00013949 | 0.00014274 | 0.00012045 | 0.00011135 | 0.00010079 | 0.00012039 | 0.00011527 | 0.00013232 | 0.00013198 | 0.00011276 | 0.00013687 | 0.00011905 | 0.00010798 | 0.0001132 | 0.00012846 | 0.00014696 | 0.00012209 | 0.00012022 | 0.00014026 | 0.00013141 | 9.2446e-05 | 0.00011772 | 0.00012497 | 0.00012842 | 0.00011707 | 0.0001223 | 0.00010681 | 0.00010687 | 0.00012647 | 0.00012568 | 0.00012249 | 0.00011616 | 0.00011106 | 0.00011918 | 0.00011543 | 0.00010497 | 0.00013526 | 0.00010531 | 0.00012566 | 0.00013622 | 0.00014162 | 9.8195e-05 | 0.00011039 | 9.6826e-05 | 0.00012835 | 0.00012735 | 0.00012606 | 9.5642e-05 | 0.00011937 | 0.00013178 | 0.00013727 | 0.00012424 | 0.00012468 | 0.00011882 | 0.00012708 | 0.00011078 | 0.00011566 | 0.00012655 | 8.9965e-05 | 0.00012678 | 0.00010884 | 0.00012066 | 0.00013423 | 0.00013543 | 0.00011761 | 0.00010834 | 0.00013777 | 0.00011991 | 0.00013 | 0.00012406 | 0.00013395 | 0.00011999 | 0.00010444 | 0.00012343 | 0.00011604 | 0.00012848 | 0.00012155 | 0.0001442 | 0.0001158 | 0.00012699 | 0.00011384 | 0.00012824 | 0.00013498 | 0.00013892 | 0.00010614 | 0.00011398 | 0.00012342 | 0.00013431 | 0.00011506 | 0.00011874 | 9.7432e-05 | 0.00011974 | 0.00013801 | 0.00011957 | 0.00010867 | 0.00011964 | 0.00012827 | 0.00011329 | 0.00011652 | 0.00011022 | 0.00012235 | 0.00011236 | 0.00011886 | 0.00013735 | 0.00011853 | 0.00011772 | 0.0001344 | 0.0001048 | 0.00012742 | 0.00012794 | 0.00013945 | 0.0001334 | 0.0001061 | 0.00015566 | 0.00012091 | 0.00014008 | 0.00010338 | 0.00013224 | 9.9739e-05 | 0.00010761 | 0.00011563 | 0.0001402 | 0.00012783 | 0.00011891 | 0.00013585 | 0.00013067 | 0.00011365 | 0.00010676 | 0.00012214 | 0.0001133 | 0.00011896 | 0.00010526 | 0.000106 | 0.00012011 | 8.7964e-05 | 0.00014682 | 9.9794e-05 | 0.00013194 | 0.00010406 | 0.00013466 | 0.00012022 | 0.0001301 | 0.00012264 | 0.00012871 | 0.00011478 | 0.00012105 | 0.00014297 | 0.00010787 | 0.0001211 | 0.00011849 | 0.0001283 | 0.00012488 | 0.00013252 | 0.0001284 | 0.00013148 | 0.00012003 | 0.00010494 | 0.00012347 | 0.00012397 | 0.00013354 | 0.00013418 | 0.00010191 | 0.00011507 | 0.00012571 | 0.00013373 | 0.00012931 | 0.00013297 | 0.00012926 | 0.00010399 | 0.00013946 | 0.00012491 | 0.00012579 | 0.00012787 | 0.00012112 | 0.00010423 | 0.00012312 | 0.00012179 | 0.00012251 | 0.00013032 | 0.00011714 | 0.00013166 | 0.00013965 | 0.00012319 | 0.00010418 | 0.00011195 | 0.0001271 | 0.00011171 | 0.0001104 | 0.00011212 | 0.00011529 | 0.00011227 | 0.00012904 | 0.00012442 | 0.0001075 | 0.00012437 | 0.00010731 | 0.00012207 | 0.00012392 | 0.00011742 | 0.0001036 | 0.00011309 | 0.00012862 | 0.00013404 | 0.00010816 | 0.00012505 | 0.0001031 | 0.00012726 | 0.0001162 | 0.00013132 | 0.0001216 | 0.00011274 | 0.00012704 | 0.00010482 | 0.00012457 | 0.0001242 | 0.00011354 | 0.00014063 | 0.00013235 | 0.00011429 | 0.00012061 | 0.00010014 | 0.00010626 | 0.00010593 | 0.00012393 | 0.00010975 | 0.00012892 | 0.00012622 | 0.00014534 | 0.00011512 | 0.00011781 | 0.00011523 | 0.0001278 | 0.00013123 | 0.00013273 | 0.00014199 | 0.0001352 | 0.00011632 | 9.5493e-05 | 9.0643e-05 | 0.00011249 | 0.00010228 | 0.00010473 | 0.00013844 | 0.00012788 | 0.0001134 | 0.00012493 | 0.00010807 | 0.0001215 | 0.00010275 | 0.00012428 | 0.00012454 | 0.00013472 | 0.00011491 | 0.00013419 | 0.00012891 | 0.00012597 | 0.00015532 | 0.00010236 | 0.00010666 | 0.0001237 | 0.00011489 | 0.0001255 | 0.00012513 | 0.0001372 | 0.00010825 | 0.00011223 | 0.00010565 | 0.00012775 | 0.00012463 | 0.00013933 | 0.00011629 | 0.00013753 | 0.00010849 | 0.00013078 | 0.00010881 | 0.00012629 | 0.00010386 | 0.00012496 | 0.00010883 | 0.00011731 | 0.00011318 | 0.00011365 | 0.00013738 | 0.00012603 | 0.00010351 | 0.00012555 | 0.00014122 | 0.00012745 | 0.00013125 | 0.00012456 | 0.00012413 | 0.00014515 | 0.00013155 | 0.00011521 | 0.00012315 | 0.00010908 | 0.00012226 | 0.0001068 | 0.00012724 | 0.00015173 | 0.00011154 | 0.0001195 | 0.00011956 | 0.00012579 | 0.00011684 | 0.00014229 | 0.00014166 | 0.00011476 | 0.00011155 | 0.00014578 | 0.00011233 | 0.00014131 | 0.00011898 | 0.00011768 | 0.00011227 | 0.00011495 | 0.00011403 | 0.00014056 | 0.0001351 | 0.00010264 | 0.00013755 | 0.00011564 | 0.00010527 | 0.00012827 | 9.9916e-05 | 0.00010839 | 0.00013422 | 0.00012541 | 0.00012972 | 0.00013017 | 0.00011426 | 0.00012224 | 0.00010352 | 0.00011808 | 0.00011904 | 0.0001129 | 0.00014187 | 0.00012619 | 0.00013988 | 0.00012655 | 0.00010427 | 9.5589e-05 | 0.0001142 | 0.00011774 | 0.00011775 | 0.00012624 | 0.00011842 | 0.00010712 | 0.00014788 | 0.00011861 | 0.00011284 | 0.00012362 | 0.00014197 | 0.00012794 | 0.00013792 | 0.00012876 | 0.00011215 | 0.00010707 | 0.00011435 | 0.00011896 | 9.7818e-05 | 0.00015283 | 0.00012389 | 9.7561e-05 | 0.00011158 | 0.00012078 | 0.00012468 | 0.00012084 | 0.00011733 | 0.00013499 | 0.00013617 | 0.00013515 | 0.0001353 | 0.00013261 | 0.00011489 | 0.00013941 | 0.00013799 | 0.00012784 | 0.00010293 | 0.00013202 | 0.00013136 | 0.00012908 | 0.00010803 | 0.00012895 | 0.0001159 | 0.00012337 | 0.00013159 | 0.00010687 | 0.00011634 | 0.00010797 | 0.00012439 | 0.00013767 | 0.00010827 | 0.0001301 | 0.00013131 | 0.00012381 | 0.00011628 | 0.00012718 | 0.00012497 | 0.00011377 | 0.00012107 | 9.8885e-05 | 0.0001401 | 0.00012579 | 0.00010127 | 0.00010555 | 0.00010791 | 9.486e-05 | 0.00012492 | 0.00012184 | 0.00012115 | 0.00011913 | 0.00012086 | 0.00013309 | 0.00010534 | 0.00013032 | 0.00011428 | 0.00012101 | 0.00011847 | 0.00010549 | 0.00013223 | 0.00011254 | 0.00012695 | 0.00011706 | 0.00011874 | 0.00012026 | 0.00010115 | 0.00010375 | 0.00013238 | 0.00012975 | 0.0001234 | 0.00010776 | 0.00012478 | 0.00012071 | 0.00011223 | 0.00012472 | 0.00011172 | 0.00013493 | 0.00013424 | 0.00010953 | 0.00013797 | 0.00010972 | 0.00013096 | 0.00011158 | 0.00013154 | 0.00011965 | 0.00014018 | 0.00010141 | 0.00012775 | 0.0001109 | 0.0001178 | 0.00011017 | 0.00011547 | 0.00011854 | 0.00010995 | 0.00011293 | 0.00010585 | 0.00013759 | 0.00012065 | 0.00010694 | 0.00012136 | 0.000128 | 0.00010967 | 0.00012049 | 0.00012012 | 0.00013872 | 0.0001228 | 0.00012557 | 0.00012795 | 0.0001205 | 0.00010883 | 0.0001272 | 0.00012915 | 0.00013078 | 0.00011869 | 0.00010909 | 0.00012917 | 0.00013103 | 0.00012303 | 0.00012106 | 0.00012255 | 0.00012297 | 0.00012573 | 0.00011648 | 0.00011442 | 9.7702e-05 | 0.00011134 | 0.00012607 | 0.00012397 | 0.00011321 | 0.00010719 | 0.00013025 | 0.00012715 | 0.00010302 | 0.00012188 | 0.00011953 | 0.00013289 | 0.00011237 | 0.00011424 | 0.00012118 | 0.00012259 | 0.0001223 | 0.00012427 | 0.00014439 | 0.0001245 | 0.00012645 | 0.00011375 | 0.00014993 | 0.00012412 | 0.0001304 | 0.00013384 | 0.00013563 | 0.00013072 | 0.00013055 | 0.00013175 | 0.00013225 | 0.00010552 | 0.00012926 | 0.00011169 | 0.00012158 | 0.00013288 | 0.00011638 | 0.00012035 | 0.00010959 | 0.00014336 | 0.0001222 | 0.0001253 | 0.0001189 | 0.00012708 | 0.00011877 | 0.00012389 | 0.0001371 | 0.00011001 | 0.00012937 | 9.5778e-05 | 0.00012504 | 0.00012741 | 9.8319e-05 | 0.00011715 | 0.00011238 | 0.00013803 | 0.00011735 | 0.00012192 | 0.00013268 | 0.00013026 | 0.00012619 | 0.00013492 | 0.00011989 | 0.00013282 | 0.00011262 | 0.0001177 | 0.00011222 | 0.00011238 | 0.00012567 | 0.00011543 | 0.00013597 | 9.6636e-05 | 0.00012839 | 0.00011388 | 0.00013344 | 0.00012194 | 0.00011767 | 0.00010468 | 0.00010948 | 0.00013432 | 0.00011963 | 0.00013165 | 0.00011025 | 0.00010325 | 0.00012792 | 9.662e-05 | 0.00014868 | 0.00012621 | 0.00013774 | 0.00013888 | 0.00011989 | 0.00011059 | 0.00013029 | 0.00012875 | 0.00010702 | 0.00012908 | 0.00010967 | 0.00012277 | 0.00012197 | 0.0001093 | 0.00012502 | 0.00012063 | 0.00011328 | 0.00012335 | 0.0001221 | 0.0001327 | 9.7025e-05 | 0.00011521 | 0.000115 | 0.00011426 | 0.00011209 | 0.00011194 | 0.00012705 | 0.00011007 | 0.00013155 | 0.00013154 | 0.00011269 | 0.00010817 | 0.00012201 | 0.00012065 | 0.00012513 | 0.00010264 | 0.00010412 | 0.00011922 | 0.00012369 | 0.00013335 | 0.00011654 | 9.9738e-05 | 0.00010258 | 0.00014731 | 0.0001274 | 0.00010851 | 0.00013663 | 0.00013154 | 0.00010842 | 0.00011018 | 0.00012093 | 0.00010783 | 0.00012079 | 0.00011303 | 0.00011675 | 0.0001256 | 0.00011372 | 0.0001376 | 0.00013593 | 0.00010818 | 0.00011645 | 0.00012534 | 0.0001242 | 0.00014247 | 0.00011989 | 0.00012845 | 0.0001082 | 0.00012869 | 0.00011781 | 0.00012963 | 0.00011502 | 0.00010903 | 0.00012389 | 9.5123e-05 | 0.00010957 | 0.00010977 | 0.00011944 | 0.00011065 | 0.00011253 | 0.00011405 | 0.00013343 | 0.00012114 | 0.00012878 | 0.00010962 | 0.00012802 | 0.00012183 | 0.0001302 | 0.00012367 | 0.00010422 | 0.00011864 | 0.00012252 | 0.00014046 | 0.00012526 | 0.00012663 | 0.00010075 | 0.00014284 | 0.00012058 | 0.0001156 | 0.00011781 | 0.00013035 | 0.00011366 | 0.00013872 | 9.4336e-05 | 0.00011305 | 9.6509e-05 | 0.00012595 | 0.00013232 | 0.00011888 | 0.00012392 | 0.00010173 | 0.00013544 | 9.8873e-05 | 0.00015182 | 9.664e-05 | 0.00012151 | 0.00012186 | 0.00011241 | 0.00012264 | 0.00012603 | 0.00012677 | 0.00011065 | 0.00011143 | 0.00010109 | 0.00012641 | 0.00011042 | 0.00013196 | 0.00011916 | 0.0001022 | 0.0001051 | 0.0001046 | 0.00011379 | 0.00013611 | 0.00011828 | 0.00013015 | 0.00012201 | 0.00013034 | 0.00013074 | 0.00013092 | 0.00010433 | 0.00011756 | 9.5073e-05 | 0.00012535 | 0.00013711 | 0.00012645 | 0.00013038 | 0.00014326 | 0.00011204 | 0.00012002 | 0.00013501 | 0.00011666 | 0.00012342 | 0.00011988 | 0.00010104 | 0.0001215 | 0.0001024 | 0.00010385 | 0.0001263 | 0.00012708 | 0.00010607 | 0.00012151 | 0.00011727 | 0.0001037 | 9.8234e-05 | 0.0001495 | 0.00012344 | 0.00012461 | 0.00012997 | 0.00013026 | 0.00011995 | 0.00013437 | 0.00011504 | 0.0001377 | 0.00010725 | 0.00011553 | 9.0458e-05 | 0.00010297 | 0.00013019 | 9.8072e-05 | 0.00011977 | 0.00011968 | 0.00014052 | 0.00010736 | 0.00012745 | 0.0001095 | 0.00014156 | 0.00013676 | 0.00012841 | 0.00011694 | 0.00010945 | 0.00013229 | 9.9338e-05 | 0.00011534 | 0.00011643 | 9.7256e-05 | 9.8274e-05 | 0.00011264 | 0.00012739 | 0.00012551 | 0.00010516 | 0.00010918 | 0.00010837 | 0.00014317 | 0.00010407 | 0.00010189 | 0.00014458 | 0.00013398 | 0.00011746 | 0.00011158 | 0.00013827 | 0.00011188 | 0.00010203 | 0.00011966 | 0.00011169 | 0.00011261 | 0.0001236 | 0.00010813 | 0.00013503 | 0.00011755 | 0.00011467 | 0.00011976 | 0.00011368 | 0.00012009 | 0.00010417 | 0.00011153 | 0.00013513 | 0.00012206 | 0.00011437 | 0.00011275 | 0.00011268 | 0.00012958 | 0.00012642 | 0.00011348 | 0.00011111 | 0.00011215 | 0.00011681 | 0.00012909 | 0.00011439 | 0.0001164 | 0.00011507 | 8.9374e-05 | 0.00012068 | 0.00012139 | 0.00011067 | 0.00012398 | 0.00012939 | 0.00011651 | 0.00011672 | 0.00011216 | 0.00011276 | 0.00012009 | 0.00012819 | 0.00011316 | 0.00012411 | 0.00012159 | 0.00012035 | 0.00012803 | 0.0001167 | 0.00012265 | 0.0001303 | 0.00013775 | 0.00011721 | 0.00011163 | 0.00011083 | 0.00012916 | 0.00013636 | 0.00013008 | 0.0001162 | 0.00010554 | 0.00011441 | 0.00012864 | 0.00011304 | 0.00012885 | 0.00012557 | 0.00013609 | 0.00012845 | 0.00010698 | 0.00014643 | 0.00010352 | 0.00012168 | 0.00011967 | 0.0001315 | 0.0001283 | 0.00013601 | 0.00011535 | 0.00013066 | 0.00012411 | 0.000117 | 0.0001278 | 0.0001109 | 0.00012329 | 0.00011835 | 0.00011834 | 0.00012736 | 0.00012422 | 0.00013387 | 0.00010915 | 0.00012374 | 0.00012621 | 0.00013963 | 0.00011111 | 0.00011559 | 0.00012815 | 0.00014135 | 0.00011111 | 0.00012178 | 0.00011844 | 0.0001291 | 0.00013766 | 0.00012891 | 0.00011891 | 0.00010899 | 0.00012201 | 0.00011373 | 0.00012976 | 0.00010533 | 0.0001103 | 0.00012593 | 0.00010399 | 0.00012256 | 0.00010584 | 0.00010766 | 0.00011578 | 0.00012331 | 0.00013306 | 0.00011156 | 0.00011644 | 0.00011794 | 0.00012078 | 0.00010562 | 0.00013603 | 0.00012303 | 0.00012259 | 0.00012837 | 0.00013041 | 0.00012026 | 0.00011407 | 9.3621e-05 | 0.00012654 | 0.00011632 | 0.0001284 | 0.00010958 | 0.00012279 | 0.0001307 | 0.00011655 | 0.0001261 | 0.00012562 | 0.0001319 | 0.00011097 | 0.00013546 | 0.0001509 | 0.00012027 | 0.00011217 | 0.0001068 | 0.00012059 | 0.0001499 | 0.00010638 | 0.00013564 | 0.00010662 | 0.00014152 | 0.00012117 | 0.00010829 | 0.00012716 | 0.00011272 | 0.00010573 | 0.0001222 | 0.00010709 | 0.00010933 | 0.00011395 | 0.00013768 | 0.00012184 | 0.00012732 | 0.00011631 | 0.00011781 | 0.00011584 | 0.00013136 | 0.00014954 | 0.00011085 | 0.00010917 | 0.00011413 | 0.00011479 | 0.00010796 | 0.00010915 | 0.00011772 | 0.00011002 | 0.00011378 | 0.0001289 | 0.00011016 | 0.00010459 | 0.00014902 | 0.00012128 | 0.000128 | 0.00013914 | 0.0001335 | 0.00014288 | 0.00010821 | 0.00011018 | 0.00013009 | 0.00013206 | 0.00011716 | 0.00010451 | 0.00010999 | 0.00015622 | 0.00011521 | 0.00011888 | 0.00011203 | 0.00013659 | 0.00012889 | 0.00013019 | 0.00013597 | 9.9117e-05 | 0.00011675 | 0.00011871 | 0.00011961 | 0.00010716 | 0.00012114 | 0.00010952 | 0.00014639 | 0.00011644 | 0.00013215 | 0.00013454 | 0.00014233 | 0.00010555 | 0.00013283 | 9.7111e-05 | 0.00013538 | 0.00012207 | 0.00012535 | 0.00011859 | 0.00010303 | 0.00012951 | 0.00011578 | 0.00010733 | 0.0001334 | 0.00013462 | 0.00011639 | 0.00011513 | 0.0001373 | 0.00012877 | 0.00011741 | 0.00012488 | 0.00011946 | 0.00014387 | 0.00011858 | 0.00011849 | 0.00012048 | 0.00012362 | 0.00012338 | 0.00011064 | 0.00011201 | 0.0001217 | 0.00013173 | 0.00012115 | 0.00011628 | 0.00011888 | 0.00010581 | 0.00010869 | 0.00012048 | 0.00014419 | 0.00010939 | 0.00010708 | 0.00012026 | 0.00012427 | 9.537e-05 | 0.00012874 | 0.00011287 | 0.00012926 | 0.00012817 | 0.00011548 | 0.00011252 | 9.889e-05 | 0.00011693 | 0.00010838 | 0.00010369 | 0.00011644 | 0.00012722 | 0.0001397 | 0.00010689 | 0.00013091 | 0.00011958 | 0.00010732 | 0.00010875 | 0.00011763 | 0.00014134 | 0.00010773 | 0.00011209 | 0.00015096 | 0.00014293 | 0.00011967 | 0.00013066 | 0.00013641 | 0.0001273 | 0.00011661 | 0.00011042 | 0.00013356 | 0.00013121 | 0.00011778 | 8.511e-05 | 0.00013524 | 0.00011321 | 0.00012583 | 0.00011919 | 0.0001256 | 0.00013447 | 0.00010898 | 0.00012324 | 0.00013085 | 0.00011569 | 0.0001298 | 0.00014064 | 0.00011806 | 0.00012284 | 0.00013213 | 0.00011376 | 0.00011858 | 0.00011738 | 0.00011681 | 0.00011531 | 0.0001405 | 0.00012203 | 0.00011378 | 0.00012328 | 0.00010877 | 9.4482e-05 | 0.0001147 | 0.00011456 | 0.00011013 | 0.00012948 | 0.0001204 | 0.00011388 | 0.00012011 | 0.00010824 | 0.00011652 | 0.00011324 | 0.00013312 | 0.00011045 | 0.00013308 | 0.0001075 | 0.00011135 | 0.00011491 | 8.7305e-05 | 0.00013353 | 0.00012907 | 0.00012594 | 0.00013585 | 0.00012675 | 0.00010802 | 0.00010936 | 0.00012413 | 0.00012692 | 0.00010935 | 0.00014853 | 0.00013028 | 0.0001378 | 0.00011687 | 0.00013164 | 0.00010167 | 0.00012373 | 0.0001128 | 0.00011586 | 0.00012527 | 0.00012206 | 0.00011594 | 0.00010418 | 0.0001236 | 0.00012808 | 0.00011899 | 0.00011456 | 0.00012038 | 0.00013417 | 0.00012851 | 0.00013385 | 0.00012939 | 0.00011672 | 9.6833e-05 | 0.00013197 | 0.00011842 | 0.00016016 | 0.00012978 | 0.00013949 | 0.00011708 | 0.0001291 | 0.00013217 | 0.00010209 | 0.00013653 | 0.00013771 | 0.00010658 | 9.1691e-05 | 0.00010376 | 0.00011291 | 0.00010512 | 0.0001144 | 0.00013043 | 0.00010546 | 0.00013262 | 0.00010629 | 0.00011907 | 0.00015313 | 0.00012402 | 0.00012361 | 0.00012586 | 0.0001054 | 0.00012925 | 9.621e-05 | 0.00011322 | 0.00012691 | 0.00010025 | 0.00011656 | 0.00014145 | 0.00012105 | 0.00010525 | 0.00013277 | 0.00012196 | 9.1825e-05 | 0.00013591 | 0.00013647 | 0.00013173 | 0.00012055 | 0.00012314 | 0.00012318 | 0.00010526 | 0.00013643 | 0.00011847 | 0.00013914 | 0.00010835 | 0.00014341 | 0.00013334 | 0.0001134 | 0.00012743 | 0.00012951 | 0.0001701 | 0.00011226 | 0.00010183 | 0.00010506 | 0.00012262 | 0.00013199 | 0.00013114 | 0.00012604 | 0.00014091 | 0.00012043 | 0.00011722 | 0.00014139 | 0.00011718 | 0.00011017 | 0.00011539 | 0.00011969 | 0.00012458 | 0.00014316 | 0.00011017 | 0.00011759 | 0.00011428 | 0.00012726 | 0.00011103 | 0.00012708 | 0.00013032 | 0.00010439 | 0.00013407 | 9.8197e-05 | 0.00011866 | 0.00013002 | 0.00011077 | 0.00011604 | 0.00012002 | 0.00011643 | 0.00011288 | 0.00014512 | 0.00010209 | 0.00013585 | 0.00012711 | 0.00011575 | 0.00012288 | 0.0001289 | 0.00011779 | 0.00013472 | 0.00012636 | 0.00011758 | 0.00011902 | 0.00013987 | 0.00012287 | 0.00014776 | 0.00011981 | 0.00013087 | 0.00014235 | 0.00011425 | 0.00012509 | 0.00010886 | 0.00010259 | 0.00011648 | 0.0001381 | 0.00011592 | 0.0001402 | 0.00010607 | 0.00011397 | 0.00013852 | 0.0001056 | 0.0001138 | 0.00011893 | 0.00013912 | 9.1578e-05 | 0.00011628 | 0.00013443 | 0.00011693 | 0.00011501 | 0.00013639 | 0.00012083 | 0.00010293 | 0.00013785 | 0.00011923 | 0.00010317 | 0.00013044 | 0.00011523 | 9.6858e-05 | 0.00011997 | 0.00014223 | 0.00010638 | 0.00010915 | 0.00011759 | 0.00011485 | 0.00012146 | 0.00012967 | 0.00012336 | 0.00012649 | 0.00010684 | 0.00011866 | 9.8514e-05 | 0.00011407 | 0.00012037 | 0.000125 | 0.00011356 | 0.0001121 | 0.00012551 | 0.00012668 | 0.00012061 | 0.00012562 | 0.00012291 | 0.00012155 | 0.00014498 | 0.00013659 | 0.00012165 | 0.00011913 | 0.00012041 | 0.00011835 | 0.00010234 | 0.00011652 | 0.0001254 | 9.5144e-05 | 0.00012243 | 0.00013115 | 0.00012401 | 0.0001326 | 0.00013444 | 0.00012814 | 0.00012425 | 0.00013076 | 0.00011876 | 0.00012942 | 0.00012635 | 0.00010627 | 0.00012321 | 0.00011294 | 0.00013697 | 0.00014459 | 0.00012114 | 0.00012415 | 0.00010839 | 0.00011286 | 0.00010908 | 9.9569e-05 | 0.00013689 | 0.00010662 | 0.00014124 | 0.00012385 | 0.00012204 | 0.0001271 | 0.00013068 | 0.00011239 | 0.00011483 | 0.00012201 | 0.00013716 | 0.00014964 | 0.0001235 | 0.00010133 | 9.8414e-05 | 0.00013578 | 0.00012057 | 0.00010909 | 9.744e-05 | 0.00013306 | 0.0001326 | 0.00011264 | 0.00014122 | 0.00010167 | 0.00012796 | 0.00010696 | 0.00010877 | 0.00013418 | 0.00011569 | 0.00012036 | 0.00011823 | 0.00011748 | 0.0001174 | 0.00012561 | 0.00010806 | 0.00011929 | 0.00011063 | 0.00012822 | 0.00011889 | 0.00013962 | 0.00014129 | 0.00013566 | 0.00013582 | 0.00011985 | 0.00012577 | 0.00011834 | 0.00011971 | 0.00012404 | 0.00012616 | 0.00013051 | 0.0001133 | 0.00011933 | 0.00012239 | 0.00010788 | 0.00010563 | 0.00012565 | 0.00013168 | 0.00010627 | 0.00013274 | 0.00010861 | 0.00012396 | 0.00011769 | 0.00014668 | 0.00012143 | 0.00011683 | 0.00010796 | 9.8754e-05 | 9.5537e-05 | 0.00011929 | 0.00013142 | 0.00010197 | 0.00011241 | 0.00013007 | 0.00011391 | 0.00011396 | 0.00014302 | 0.00012226 | 9.3886e-05 | 9.663e-05 | 0.0001298 | 0.00010718 | 0.00012527 | 0.0001199 | 0.00011535 | 0.00012136 | 0.00011823 | 0.00010563 | 0.00012495 | 0.00011499 | 0.00012021 | 0.00011315 | 0.00011297 | 0.00012104 | 0.00012291 | 0.00011911 | 0.00013925 | 0.0001198 | 0.00012197 | 8.6236e-05 | 0.00011319 | 0.00011311 | 0.00014433 | 0.00013159 | 0.00013268 | 0.00010384 | 0.00010288 | 0.00011829 | 0.00012871 | 0.00011947 | 0.00011563 | 0.00010945 | 0.00012812 | 0.00010016 | 0.00011277 | 0.00014203 | 0.00011738 | 0.00011279 | 0.0001324 | 0.00010726 | 0.00011664 | 0.00012045 | 0.00013229 | 0.00011081 | 0.00012542 | 0.00011407 | 0.00011101 | 0.00011253 | 0.00012465 | 0.00013083 | 0.00012327 | 0.00010492 | 0.00013026 | 0.00010445 | 0.00012616 | 0.00011846 | 0.00012447 | 0.0001257 | 0.00011637 | 0.0001083 | 0.00010713 | 0.00010746 | 0.00012689 | 0.0001297 | 0.00012036 | 0.00011393 | 0.00013597 | 0.00012072 | 0.0001255 | 0.00014013 | 0.00011025 | 0.00010569 | 0.00010934 | 0.00012278 | 0.00011676 | 0.00014656 | 0.00012418 | 0.00011551 | 0.00012982 | 0.00013754 | 0.00013094 | 0.00013931 | 0.00013266 | 0.00013298 | 9.6573e-05 | 0.00013193 | 0.00012569 | 0.00013658 | 0.00010434 | 0.00011954 | 0.00013074 | 0.00013327 | 0.0001121 | 0.00013644 | 0.00013039 | 0.00010992 | 0.00011646 | 0.00012729 | 0.00011606 | 0.00014183 | 0.00013587 | 0.00011665 | 0.00012926 | 0.00011875 | 0.00011132 | 9.0094e-05 | 0.00015295 | 0.00011403 | 0.00011305 | 0.00012516 | 0.00010513 | 0.00012781 | 0.00010997 | 0.00011082 | 0.00010511 | 0.00011469 | 0.00012548 | 0.00012733 | 0.00013093 | 0.00012382 | 0.00014862 | 0.00014021 | 0.00012718 | 0.00011025 | 0.00012557 | 9.0334e-05 | 0.00013286 | 0.0001253 | 0.00012342 | 0.00013734 | 0.00011151 | 0.00013031 | 0.00011917 | 0.00013163 | 0.00012627 | 0.00012545 | 0.00014049 | 0.00012795 | 9.7706e-05 | 9.4332e-05 | 0.00013793 | 9.4376e-05 | 0.00014437 | 0.0001314 | 0.00015165 | 0.0001116 | 0.00012385 | 0.00012356 | 9.8195e-05 | 0.00012996 | 0.00013802 | 0.00010497 | 0.00011409 | 0.00012331 | 0.00012748 | 9.6975e-05 | 0.00012924 | 0.00012762 | 9.5747e-05 | 0.00013733 | 0.00011925 | 0.00010536 | 0.0001277 | 0.00011355 | 0.00013854 | 0.00010967 | 0.00011818 | 0.0001188 | 0.00012208 | 0.00011902 | 0.00012509 | 0.00012928 | 0.00012399 | 0.000104 | 0.00013706 | 8.8159e-05 | 0.0001206 | 0.00012137 | 0.00010427 | 0.00011958 | 0.00012523 | 0.00011068 | 0.00011589 | 0.00011102 | 0.00013426 | 0.00011476 | 0.00012189 | 0.00010642 | 0.00012103 | 9.5327e-05 | 0.00012778 | 0.00010333 | 0.00013079 | 0.00012541 | 0.00014391 | 0.00012475 | 0.00011745 | 0.00012699 | 0.00011805 | 0.00014512 | 0.00012522 | 0.00011221 | 0.0001167 | 0.00010945 | 0.00011226 | 0.00013164 | 0.00011502 | 0.00011366 | 0.00012973 | 0.0001239 | 0.00010788 | 0.00010886 | 0.00010116 | 0.00011527 | 9.4864e-05 | 0.0001295 | 0.00013514 | 0.00012187 | 0.00011052 | 0.00011883 | 0.00013201 | 0.00013396 | 0.00014651 | 0.00012092 | 0.00010355 | 0.00011453 | 0.00010453 | 0.00013161 | 9.9942e-05 | 0.00013199 | 0.00013017 | 0.00012057 | 0.00011522 | 0.00013205 | 0.0001183 | 0.00010997 | 0.00012665 | 0.00013329 | 0.00012722 | 0.00012971 | 0.00012406 | 0.00010798 | 0.00012972 | 0.00011683 | 0.00012192 | 0.00012596 | 0.00011443 | 0.00012598 | 0.00012551 | 0.00013854 | 0.00013193 | 0.00014579 | 0.00012416 | 0.00010293 | 0.00010198 | 0.00010115 | 0.00011841 | 0.00012492 | 0.00011752 | 0.00010373 | 0.00010819 | 0.00011476 | 0.00011509 | 0.00012126 | 0.00011835 | 0.00011676 | 0.0001231 | 0.00011386 | 0.00012551 | 0.00012695 | 9.5749e-05 | 9.0663e-05 | 0.00011547 | 0.00012831 | 0.0001081 | 0.00012153 | 0.00012505 | 0.00011425 | 0.00013289 | 0.00010431 | 0.0001286 | 0.0001309 | 0.00012151 | 0.00010665 | 0.00013868 | 0.00013866 | 0.0001472 | 0.00012263 | 8.8576e-05 | 0.00010227 | 0.00011369 | 0.00010494 | 0.0001184 | 0.00011975 | 0.00011614 | 0.0001173 | 0.00010964 | 0.00012403 | 0.00011631 | 0.00011354 | 0.00014009 | 0.00011593 | 0.00010026 | 9.9963e-05 | 0.00012291 | 0.00013093 | 0.0001363 | 9.082e-05 | 0.00012826 | 0.00012472 | 0.0001467 | 0.00011278 | 0.00012632 | 0.00010043 | 0.00012313 | 0.00011583 | 0.0001244 | 0.00010884 | 0.00012238 | 0.00010947 | 0.00013267 | 0.00011844 | 0.0001213 | 0.00013404 | 0.00012837 | 0.00011486 | 0.00012949 | 0.0001243 | 0.00011585 | 0.00012162 | 0.00014585 | 0.00013405 | 0.00012704 | 0.00012137 | 0.0001029 | 0.00012277 | 9.5708e-05 | 0.00013143 | 0.00012487 | 0.00012476 | 0.00011873 | 0.00013391 | 0.00015512 | 0.00012495 | 0.00011314 | 0.00012932 | 0.00012408 | 0.00011185 | 0.00010543 | 0.00010808 | 0.00011927 | 0.00012454 | 0.00010492 | 0.00010122 | 0.00011123 | 0.00012343 | 0.00011436 | 0.00012062 | 0.00010625 | 0.00011411 | 0.00012476 | 0.00012686 | 0.00012137 | 0.00012013 | 0.00014469 | 0.00013961 | 0.00010683 | 0.00011708 | 0.00012003 | 0.00013191 | 0.00011158 | 0.00013246 | 0.00010642 | 0.00010759 | 0.00011277 | 0.00013704 | 0.00011072 | 0.00013888 | 0.0001165 | 0.0001089 | 0.00011984 | 0.0001428 | 0.00011134 | 0.00011729 | 0.00010973 | 0.00011369 | 0.00010165 | 0.00012445 | 0.00012752 | 0.0001102 | 0.00014187 | 0.00010117 | 0.00012675 | 0.00012915 | 0.00012735 | 0.00011366 | 0.00011667 | 0.00011608 | 0.00011828 | 0.0001145 | 0.00012568 | 0.00012137 | 9.8502e-05 | 0.00012096 | 0.00012918 | 0.00013178 | 0.00014166 | 0.00012249 | 0.00013094 | 0.00012139 | 0.00012821 | 0.00014294 | 0.00010052 | 0.00011602 | 0.00012403 | 0.000122 | 0.00011559 | 0.00011641 | 0.00012563 | 0.00011427 | 0.00012178 | 0.0001065 | 0.00012548 | 0.00010398 | 0.00011151 | 0.00013315 | 0.00011533 | 0.0001259 | 0.00012262 | 0.00012859 | 0.00012617 | 0.00012692 | 0.00012785 | 0.00011634 | 0.00011192 | 0.00011308 | 0.00012764 | 0.00011964 | 0.00012139 | 0.00012417 | 0.00012649 | 0.00010193 | 0.00011607 | 0.00012032 | 0.00012222 | 0.00012547 | 0.00011772 | 0.00011891 | 0.00012015 | 0.00010671 | 0.00010928 | 0.00014041 | 0.00011437 | 0.00012596 | 0.0001167 | 0.00010695 | 0.00012784 | 0.00012797 | 0.00012709 | 0.00013125 | 0.00012085 | 0.00013934 | 0.0001292 | 0.00012575 | 0.00011793 | 0.00012065 | 0.00012479 | 0.00013795 | 0.00011519 | 0.00012084 | 0.00013492 | 0.00011863 | 0.0001203 | 0.00012899 | 0.00012116 | 0.00012611 | 0.00012999 | 0.00012831 | 0.00014168 | 0.00012479 | 0.00010297 | 0.0001248 | 0.00013834 | 0.00011163 | 0.00011871 | 0.00014235 | 0.00013241 | 0.00010582 | 9.9926e-05 | 0.00012153 | 0.00014233 | 0.00012267 | 0.00013022 | 0.00012563 | 0.00013866 | 0.00011645 | 0.00010111 | 0.00011802 | 0.00013452 | 0.00012348 | 0.00012173 | 0.00012331 | 0.00011731 | 0.00011987 | 0.00012178 | 0.00011718 | 0.00011403 | 0.00012872 | 0.00011319 | 0.00012828 | 0.00011313 | 0.00010333 | 0.00013186 | 0.00012448 | 0.00010636 | 0.00013267 | 0.00010036 | 0.00013821 | 0.00013019 | 0.00013021 | 0.00011933 | 0.00013152 | 0.00013618 | 9.6466e-05 | 0.00012452 | 0.00010992 | 0.00012485 | 0.00012849 | 0.0001214 | 0.00012219 | 0.00010537 | 0.00011287 | 0.00010511 | 9.9244e-05 | 0.00010915 | 0.00013536 | 9.5944e-05 | 0.00011535 | 0.00011582 | 0.00013493 | 0.0001315 | 0.00012701 | 0.0001057 | 0.00012796 | 0.00012177 | 0.00012756 | 0.00012404 | 0.00014211 | 0.00013539 | 9.5381e-05 | 0.00012485 | 0.00013362 | 0.00013456 | 0.00011403 | 0.00012561 | 0.00013129 | 0.00011313 | 0.00012603 | 0.00011346 | 0.00010497 | 0.00011754 | 0.00010975 | 0.00013841 | 0.00010976 | 0.00010019 | 0.00014798 | 0.00010086 | 0.00012769 | 0.00011415 | 0.00011379 | 0.00012225 | 0.00011673 | 0.00013229 | 0.00012252 | 0.00012064 | 0.00012113 | 0.00012896 | 9.6004e-05 | 0.00011285 | 9.4874e-05 | 0.00012063 | 0.00014896 | 0.00014427 | 0.00013364 | 0.00012985 | 0.00010777 | 0.00012667 | 0.00010779 | 0.00011233 | 0.00013654 | 0.00012861 | 0.00013406 | 0.00011065 | 0.00012283 | 0.00012411 | 0.00011201 | 0.00013782 | 0.00013348 | 0.00011436 | 0.00010951 | 0.00012859 | 0.00011773 | 0.00011575 | 0.0001075 | 0.00012033 | 0.00012385 | 0.00011551 | 0.00010294 | 0.00012026 | 0.00011897 | 0.00012522 | 0.0001147 | 0.00012814 | 0.0001196 | 0.00012599 | 0.00013006 | 0.00011263 | 0.00013635 | 0.00013869 | 0.0001303 | 0.00014461 | 0.00013685 | 0.00013501 | 0.0001159 | 0.00012511 | 0.000134 | 0.00013553 | 0.00013485 | 0.0001109 | 0.00014135 | 0.00012939 | 0.00013497 | 0.00012866 | 0.00012274 | 0.00013801 | 0.00011707 | 0.00013002 | 0.00013206 | 0.00011461 | 0.00012617 | 0.0001218 | 0.00012761 | 0.00010345 | 0.00012853 | 0.00012883 | 0.00013158 | 0.000121 | 0.00011602 | 0.00014958 | 0.00011341 | 0.00014169 | 0.00010534 | 0.00012658 | 0.00012038 | 0.00013293 | 0.00010534 | 0.00013311 | 9.259e-05 | 0.0001541 | 0.00011039 | 0.00012567 | 0.00012828 | 0.00014085 | 0.00011861 | 0.00011064 | 0.00013075 | 0.00013394 | 0.00012764 | 0.00012724 | 0.00012484 | 0.00011085 | 0.00012825 | 0.00010625 | 0.00012267 | 0.00010948 | 0.00010171 | 0.0001083 | 0.00011849 | 0.00010049 | 0.00013048 | 0.00013515 | 0.00012861 | 0.00011216 | 0.00013439 | 0.00010301 | 0.00013449 | 0.00013427 | 0.0001194 | 0.00015234 | 0.00013499 | 0.00013072 | 0.00011316 | 0.00013667 | 0.00011938 | 0.00010545 | 0.0001238 | 0.00013126 | 0.00012325 | 0.00010075 | 0.00010993 | 0.00012907 | 0.00012381 | 0.00011582 | 0.00014054 | 0.00010779 | 0.00011082 | 0.00012642 | 9.8915e-05 | 0.0001295 | 0.00013133 | 0.00011944 | 0.0001254 | 0.00012349 | 0.00012829 | 0.00010982 | 0.00011148 | 0.00012934 | 0.00012011 | 0.00012683 | 0.00011511 | 0.00013543 | 0.00010804 | 0.00011214 | 0.00012769 | 0.00012207 | 0.0001318 | 0.00012178 | 0.00012267 | 0.00010474 | 0.00011637 | 0.00012169 | 0.00015508 | 0.00011583 | 0.00012484 | 0.00014122 | 0.00011657 | 0.0001313 | 0.00012682 | 0.00012305 | 0.00013791 | 0.00012399 | 0.00011083 | 0.00012881 | 0.00012792 | 0.00012655 | 0.00010988 | 0.00012121 | 0.00010544 | 9.6002e-05 | 0.00012733 | 0.00011548 | 0.00013329 | 0.00012018 | 0.00014063 | 9.8051e-05 | 0.00013217 | 0.00010207 | 0.00012816 | 0.00012916 | 0.00012677 | 0.00012594 | 0.00010282 | 0.00010861 | 0.00011436 | 0.00012105 | 0.00012102 | 0.00013653 | 0.00012733 | 0.00012481 | 0.00013912 | 0.00011173 | 0.00011732 | 0.00011451 | 0.00013111 | 0.00013032 | 0.00011943 | 0.00011722 | 0.00012487 | 0.00011617 | 0.00011569 | 0.00010248 | 0.00012606 | 0.00011566 | 0.00011784 | 0.00012447 | 0.00012486 | 0.00013423 | 0.00011257 | 0.00013886 | 0.00013567 | 0.0001295 | 0.00012623 | 0.00011598 | 0.00014417 | 0.00010741 | 0.00014821 | 0.00014416 | 0.00010381 | 0.00011406 | 0.00014024 | 0.00010841 | 0.00010847 | 0.00011344 | 9.4715e-05 | 0.00010583 | 0.0001005 | 0.00010057 | 0.00012215 | 0.00011114 | 0.00011329 | 0.00014406 | 0.00011724 | 0.00011091 | 0.00012123 | 0.0001001 | 0.0001143 | 0.00012299 | 0.00011621 | 0.00010649 | 0.0001406 | 0.00012235 | 0.00012164 | 0.00010918 | 0.00011991 | 0.00012233 | 0.0001156 | 9.4826e-05 | 9.3745e-05 | 0.00012536 | 0.00014106 | 0.00013109 | 0.00012104 | 0.00012268 | 0.00011535 | 0.00011828 | 0.00012423 | 0.00012439 | 0.00012251 | 9.6943e-05 | 0.00010208 | 0.00012426 | 0.00011943 | 0.00013599 | 0.00014297 | 0.00013253 | 0.00010173 | 0.0001134 | 0.00012948 | 0.00011108 | 0.00011998 | 0.00012556 | 0.00010213 | 0.00013128 | 0.00012695 | 0.0001047 | 0.00011103 | 0.00013629 | 0.00013726 | 0.00012211 | 0.0001384 | 0.0001312 | 0.00011598 | 0.00011711 | 0.00014891 | 0.00011602 | 0.00013629 | 0.00013829 | 0.00013028 | 0.00013781 | 0.00011709 | 0.00012326 | 0.00012066 | 0.00012226 | 0.00011842 | 0.00015578 | 0.00011864 | 0.00011094 | 0.0001297 | 0.00011891 | 0.0001463 | 0.00013545 | 0.00011066 | 0.00011554 | 0.00012244 | 0.0001259 | 8.679e-05 | 0.00012427 | 9.9075e-05 | 0.00012765 | 0.00010261 | 0.00012102 | 0.00011884 | 0.0001291 | 0.00012329 | 0.00011766 | 0.00012648 | 0.00014791 | 0.00013124 | 0.00012778 | 0.00011549 | 0.00012016 | 0.00013664 | 0.00011939 | 0.00014256 | 0.00010126 | 8.9646e-05 | 0.00012786 | 0.00012752 | 0.00010158 | 0.00011787 | 0.00010766 | 0.00010059 | 0.00013701 | 0.00012193 | 0.00014777 | 0.0001269 | 0.00011439 | 0.0001057 | 0.000131 | 0.00011912 | 0.00012404 | 0.00011472 | 0.00013276 | 0.00011046 | 0.00012677 | 0.0001044 | 0.00012993 | 0.00012876 | 0.00013422 | 0.0001224 | 0.00013175 | 0.00011732 | 0.00011638 | 0.0001341 | 0.00012876 | 0.00011442 | 0.00010299 | 0.00012822 | 0.0001284 | 0.00012084 | 0.0001297 | 0.00012895 | 0.00013518 | 0.00013539 | 0.00011724 | 0.00010377 | 0.00011308 | 0.0001473 | 0.00010732 | 0.00013104 | 0.00011559 | 0.00014322 | 0.00012251 | 0.0001213 | 0.00013573 | 0.0001241 | 0.00011927 | 0.00011183 | 0.00011761 | 0.00013462 | 0.00012341 | 9.79e-05 | 0.00013265 | 0.00011758 | 0.00013426 | 0.00010532 | 0.00012494 | 0.00012045 | 0.00012766 | 9.7421e-05 | 0.00012574 | 0.00012846 | 0.00011502 | 0.00013274 | 9.9146e-05 | 0.00010721 | 0.00012943 | 0.0001091 | 9.4985e-05 | 0.00011224 | 0.00010976 | 0.00011823 | 0.00010537 | 0.00013219 | 0.00011113 | 0.0001362 | 0.00013434 | 0.0001109 | 8.9235e-05 | 0.00012968 | 0.00012012 | 0.00012175 | 0.00012086 | 0.00011031 | 0.00013233 | 0.00013165 | 0.00012286 | 0.00010784 | 0.00013853 | 0.0001158 | 0.00012966 | 0.0001103 | 0.00010748 | 0.00011204 | 0.000114 | 0.00012964 | 0.00012831 | 0.00011188 | 0.00012477 | 0.00011461 | 0.00011398 | 0.00011912 | 0.00011381 | 0.00012104 | 0.00011514 | 0.00011999 | 0.00010975 | 0.00013485 | 0.00013577 | 0.00013942 | 0.0001205 | 0.00011686 | 0.00012574 | 0.00013256 | 0.00011355 | 0.0001298 | 0.00012577 | 0.00012228 | 0.00011798 | 0.00012686 | 0.00011065 | 0.00013027 | 0.00011304 | 0.00013377 | 0.0001264 | 0.00011852 | 0.00012631 | 0.00013058 | 0.0001307 | 9.4031e-05 | 0.00011926 | 0.00013748 | 0.00013836 | 0.00011333 | 0.00011575 | 0.00013062 | 0.00011642 | 0.00011802 | 0.00011445 | 0.00013503 | 0.00013125 | 0.00011857 | 0.00011343 | 0.00014249 | 0.00013104 | 0.00011943 | 0.00011219 | 0.00010684 | 0.00011827 | 0.00011787 | 0.00015685 | 0.0001125 | 0.00012896 | 0.00012518 | 0.00010003 | 0.0001219 | 0.00012118 | 0.00010582 | 0.0001153 | 0.00012158 | 0.00010997 | 0.00012442 | 0.0001153 | 0.00012864 | 0.00011695 | 0.00010177 | 0.00012645 | 0.00013021 | 0.00010037 | 0.00012359 | 0.00013449 | 0.0001195 | 0.000114 | 0.00010108 | 0.00010808 | 0.00011595 | 0.00011799 | 9.3257e-05 | 0.00011868 | 0.00012973 | 9.6657e-05 | 0.00011283 | 0.00012139 | 0.00012173 | 0.00011011 | 0.00013068 | 0.00014085 | 0.00012721 | 0.00012609 | 0.00012748 | 0.00011856 | 0.00012187 | 0.00012274 | 0.00013603 | 0.00012896 | 0.00012988 | 0.00012598 | 0.00013696 | 0.00012543 | 0.00013024 | 0.00012709 | 0.00011471 | 0.00012079 | 0.00012902 | 0.00013554 | 0.00010918 | 0.00015072 | 0.00014174 | 0.00011283 | 0.00012117 | 0.00011322 | 0.00013137 | 0.0001452 | 0.00011967 | 0.00010818 | 0.00010136 | 0.00011859 | 0.00012684 | 0.00011415 | 0.00011831 | 0.00014404 | 0.00010987 | 0.000134 | 0.00013751 | 0.00012327 | 0.00011918 | 0.00011191 | 9.8357e-05 | 0.00010718 | 0.00011692 | 0.00011747 | 0.0001188 | 0.00011392 | 0.00010493 | 0.00011706 | 0.00013856 | 0.0001227 | 0.00011723 | 0.0001238 | 0.00012679 | 0.00011138 | 0.00013281 | 0.0001225 | 0.00012247 | 0.00011492 | 0.00012026 | 0.00013265 | 0.00012201 | 0.000135 | 9.9004e-05 | 0.00013413 | 0.00012071 | 9.398e-05 | 0.00012565 | 0.0001268 | 0.00015385 | 9.263e-05 | 0.00011781 | 0.00014657 | 0.00013513 | 0.00014247 | 0.00012411 | 0.00013456 | 0.0001378 | 0.00013526 | 0.00010698 | 0.0001295 | 0.00013741 | 0.00014773 | 0.00011292 | 0.0001206 | 0.00015119 | 0.00012884 | 0.0001313 | 0.00013635 | 0.00011285 | 0.00012487 | 0.00012421 | 0.00012625 | 0.00012232 | 0.00012627 | 0.00011886 | 0.00012223 | 0.0001182 | 0.00011366 | 0.00012795 | 0.00013301 | 0.00011516 | 0.00013157 | 0.00013203 | 0.00012629 | 0.00011719 | 0.00011937 | 0.00014023 | 0.00010188 | 0.00012941 | 0.0001121 | 0.00011053 | 0.00011393 | 0.00012764 | 0.00013614 | 0.00012486 | 0.00010779 | 0.00012678 | 0.00012747 | 0.00011418 | 0.00012662 | 0.00013823 | 0.00010926 | 0.00014576 | 0.00011893 | 0.00010931 | 0.00011821 | 0.00012846 | 0.00011039 | 0.00010254 | 0.00011508 | 0.00013934 | 0.00012084 | 0.00014463 | 0.00013851 | 0.00013144 | 0.0001091 | 0.00011931 | 0.00012789 | 0.00010422 | 0.00010922 | 0.00013914 | 0.00012594 | 0.00013189 | 0.00012078 | 0.0001375 | 0.00013172 | 0.00011619 | 0.00012459 | 0.00012645 | 0.00014637 | 0.0001213 | 0.00012982 | 0.00012011 | 0.00012091 | 0.00013042 | 0.00010602 | 0.00013192 | 0.00011054 | 0.00010955 | 0.00012065 | 0.00011283 | 0.00011154 | 0.00012133 | 0.0001152 | 0.00010199 | 0.00011648 | 0.00013183 | 0.0001449 | 0.00014584 | 0.00012262 | 0.0001613 | 0.00013935 | 0.00012369 | 0.00010754 | 0.000139 | 0.00010268 | 0.00013055 | 0.00014681 | 0.00013844 | 0.00011289 | 0.00010628 | 0.00011963 | 0.00012256 | 0.00010803 | 0.00010927 | 0.00012206 | 0.00011047 | 0.00011451 | 0.00010911 | 0.00012498 | 0.0001246 | 0.0001391 | 0.00014946 | 0.00011638 | 0.00010693 | 0.00012295 | 0.00012067 | 0.00011607 | 0.00010326 | 0.00012992 | 0.00013096 | 0.00012833 | 0.00011385 | 0.00010926 | 0.00014034 | 0.00013226 | 0.00012931 | 0.00010131 | 0.00012601 | 0.00010776 | 0.00011914 | 0.00013156 | 0.00012794 | 0.00012979 | 0.00013548 | 0.00012195 | 0.00011182 | 0.00012649 | 0.00011834 | 0.000116 | 0.00012401 | 0.00013178 | 0.00011909 | 0.00011226 | 0.00012181 | 0.00013202 | 0.00010264 | 0.00013308 | 0.00011328 | 9.9865e-05 | 0.00012405 | 0.00010508 | 0.00011576 | 0.00011975 | 0.00010823 | 0.00011428 | 0.0001156 | 0.00011996 | 0.00011202 | 0.0001187 | 0.00010502 | 0.00011801 | 0.0001199 | 0.00014002 | 0.00012407 | 0.00012446 | 0.00013017 | 0.00011315 | 0.00012038 | 0.00012688 | 0.00010504 | 0.00014037 | 0.00011888 | 0.00012459 | 0.00013376 | 0.00012448 | 0.00011887 | 0.00012401 | 0.00011476 | 0.00011307 | 0.00010457 | 0.00012886 | 0.00013063 | 0.0001085 | 9.7694e-05 | 0.0001341 | 0.00013287 | 0.00010236 | 0.00012872 | 0.00011421 | 0.00013537 | 0.00012594 | 0.00012077 | 0.00012367 | 0.00012199 | 0.00013827 | 0.00011489 | 0.00013424 | 0.00012618 | 0.00011631 | 0.0001138 | 0.00012052 | 0.00012229 | 0.0001218 | 0.00010592 | 0.00012611 | 0.00013737 | 0.00011597 | 0.000108 | 0.00012134 | 0.00013586 | 0.00012202 | 0.00011572 | 0.00013774 | 0.00012671 | 0.00012998 | 0.00012473 | 0.00010531 | 0.00012544 | 0.00010799 | 0.00012806 | 0.00011475 | 0.00010827 | 0.00012685 | 0.00011574 | 0.00011066 | 0.0001182 | 0.00013 | 0.00010332 | 0.00011471 | 0.0001262 | 0.0001145 | 0.00010935 | 0.00014064 | 0.00012959 | 0.00011761 | 0.00011901 | 0.00012171 | 0.00010361 | 0.00013401 | 0.00011358 | 0.00011792 | 0.00013823 | 0.00012688 | 0.0001117 | 0.00011346 | 0.00011456 | 0.00013976 | 0.00012822 | 0.00012364 | 0.00010918 | 0.00012461 | 0.00011865 | 0.00010341 | 0.00011798 | 0.00011525 | 0.00013885 | 0.00013496 | 0.00012715 | 0.00012146 | 0.00013107 | 0.00010226 | 0.00011595 | 0.00011038 | 0.00012085 | 0.00011729 | 0.00013643 | 0.00013425 | 0.00011471 | 0.00011935 | 0.00010897 | 9.4305e-05 | 0.00012497 | 0.0001158 | 0.00012125 | 0.0001376 | 0.0001148 | 0.00011061 | 0.00013047 | 0.00014517 | 9.7675e-05 | 0.00010462 | 0.00011194 | 0.00011825 | 0.00011587 | 0.00011393 | 0.00012274 | 0.00011914 | 0.00011292 | 0.00013758 | 0.00011148 | 0.00010934 | 0.00014298 | 0.00012476 | 0.0001182 | 0.00013336 | 0.00013201 | 0.00010454 | 0.0001454 | 0.00012516 | 0.00011343 | 0.00013819 | 0.00010773 | 0.00012112 | 0.000107 | 0.00014107 | 0.00011911 | 0.00012311 | 0.00013089 | 0.00012426 | 0.00011314 | 0.00013178 | 0.00010133 | 0.00011787 | 9.1985e-05 | 0.0001163 | 0.00012538 | 0.00011098 | 0.00014912 | 9.8204e-05 | 0.0001095 | 0.0001117 | 0.00012259 | 0.00011297 | 0.00013665 | 0.00012366 | 0.00010837 | 0.00012896 | 0.00012567 | 0.00012285 | 0.00012016 | 0.00011645 | 0.00012983 | 0.00010557 | 0.00013285 | 0.00012232 | 0.00013054 | 0.00011182 | 0.00012649 | 0.00013222 | 0.00013244 | 0.00012694 | 0.00013123 | 0.00010641 | 0.00011274 | 0.00011833 | 0.00011212 | 0.00010913 | 0.00010854 | 0.00012971 | 0.00012634 | 0.00010054 | 0.00013886 | 0.00013838 | 0.00011191 | 0.00012146 | 0.0001146 | 0.00011206 | 0.00012943 | 0.00012529 | 0.00010839 | 0.00013114 | 0.00013716 | 0.00012884 | 0.00010227 | 0.00012381 | 0.00013328 | 0.00012848 | 0.00012438 | 0.00012028 | 0.00011921 | 0.00011945 | 0.00013818 | 0.0001238 | 0.00012637 | 0.00011797 | 0.00011226 | 0.00011988 | 0.00012486 | 0.00011586 | 0.00013076 | 0.00012018 | 0.00012562 | 0.00012005 | 0.00010351 | 0.00011294 | 0.00012663 | 0.00010744 | 0.00012702 | 0.00010329 | 0.00012986 | 0.00010517 | 0.00013039 | 0.00012521 | 0.00012203 | 0.00012648 | 0.00011153 | 0.00011756 | 0.00011925 | 0.00013575 | 0.00012515 | 0.0001331 | 0.00014467 | 0.00010915 | 0.00010306 | 0.00012934 | 0.0001378 | 0.0001089 | 0.00012052 | 0.00012764 | 0.00011411 | 0.00012712 | 0.00013777 | 0.00011939 | 0.0001252 | 0.00010442 | 0.00011236 | 0.00011072 | 0.00012755 | 0.00011441 | 0.0001162 | 0.0001054 | 0.00012886 | 0.00014068 | 0.00011392 | 0.00012326 | 0.00012304 | 0.00014013 | 0.0001123 | 0.00011465 | 0.00011662 | 0.00012564 | 0.00013691 | 0.0001269 | 0.00012532 | 0.00013034 | 0.00013216 | 0.00010759 | 0.00013907 | 0.00012076 | 0.0001449 | 0.00011881 | 0.00012352 | 0.00012985 | 0.00012985 | 0.00011504 | 0.00010023 | 0.00011758 | 0.00011053 | 0.00012227 | 9.916e-05 | 0.0001208 | 0.00012703 | 0.00013545 | 0.00010639 | 0.0001098 | 0.00012412 | 0.00011556 | 0.00012806 | 0.00011837 | 0.0001378 | 0.00012391 | 0.00012547 | 0.00010537 | 0.00012268 | 0.00013344 | 0.00012263 | 0.00011312 | 9.6555e-05 | 0.00011128 | 0.00010323 | 0.00011498 | 0.00011215 | 0.00013278 | 0.00012209 | 9.369e-05 | 0.00012866 | 0.0001333 | 0.00011676 | 0.00010918 | 0.00012693 | 0.00014096 | 0.00011135 | 0.00011708 | 0.0001462 | 0.00013588 | 0.00012194 | 0.00011216 | 0.000113 | 0.00012208 | 0.00011824 | 0.00012608 | 9.828e-05 | 0.00012611 | 0.00012076 | 0.00012924 | 0.00010875 | 0.00011513 | 0.00010946 | 0.00013905 | 0.00011906 | 0.00012027 | 0.00012476 | 0.00013651 | 0.00010948 | 0.00014111 | 0.00012254 | 0.00011384 | 0.00012231 | 0.0001015 | 0.00011061 | 0.00011874 | 0.00012232 | 0.00012109 | 0.00011732 | 0.00011129 | 0.00011635 | 0.00010356 | 0.00012679 | 0.0001172 | 0.00011727 | 0.00012897 | 0.00011345 | 0.0001298 | 0.0001113 | 0.00012954 | 0.00012183 | 0.00012689 | 0.00012572 | 0.0001247 | 0.00010526 | 0.00012242 | 0.00012698 | 9.107e-05 | 0.00011351 | 0.00012758 | 0.00012591 | 0.00012997 | 0.00012619 | 0.0001008 | 0.00013078 | 0.00014302 | 0.00013138 | 0.00012555 | 0.00012474 | 0.00012047 | 0.00011375 | 0.00010969 | 0.00011949 | 0.00011198 | 0.0001442 | 0.00011149 | 0.00012058 | 0.00014099 | 0.00012819 | 0.00013041 | 0.00012701 | 0.00012376 | 0.00013603 | 0.00011358 | 9.9585e-05 | 0.00011323 | 0.00012714 | 0.00010638 | 0.0001173 | 0.00011765 | 0.00013652 | 0.00011777 | 0.00013501 | 9.9443e-05 | 0.00012586 | 0.00012468 | 0.00012555 | 0.00012899 | 0.00011156 | 0.0001177 | 0.00011029 | 9.8697e-05 | 0.0001288 | 0.00011284 | 0.00011284 | 0.00011384 | 0.00013831 | 0.00012264 | 0.00012125 | 0.00011509 | 0.00011966 | 0.00010797 | 0.00011961 | 0.00011592 | 9.186e-05 | 0.00011726 | 0.00013304 | 0.0001007 | 0.00010883 | 0.00010982 | 0.0001341 | 8.7997e-05 | 0.00012235 | 0.00012629 | 0.00012769 | 0.00012541 | 0.000122 | 0.00014435 | 0.00010613 | 0.0001115 | 0.00011406 | 0.00010352 | 0.00013754 | 0.00013031 | 0.00012238 | 9.419e-05 | 0.00010756 | 0.00012954 | 0.00012364 | 0.00011968 | 0.00012383 | 0.00010417 | 0.00011618 | 0.00012649 | 0.00013014 | 0.00012181 | 0.00011155 | 0.00010983 | 0.00011137 | 0.0001361 | 0.0001032 | 0.0001325 | 0.0001281 | 0.00012997 | 0.00012925 | 0.00010739 | 0.0001273 | 0.00011955 | 0.00013761 | 0.00010812 | 0.00011794 | 0.00011869 | 0.00011603 | 0.00013525 | 0.00011095 | 0.00011884 | 0.00013759 | 0.00012115 | 0.00012658 | 0.00011142 | 0.00011323 | 0.00012765 | 0.00011696 | 0.00012943 | 0.00010975 | 0.00010965 | 0.00012689 | 0.00013078 | 0.00010927 | 0.0001226 | 0.0001233 | 0.00011729 | 0.00011813 | 0.00013318 | 0.00011065 | 0.00011866 | 0.0001322 | 0.00012212 | 0.00013465 | 0.00013122 | 0.00012732 | 0.00013485 | 0.00010562 | 0.00010545 | 0.00011828 | 0.00011635 | 0.00013808 | 0.00012871 | 0.00013627 | 0.00013612 | 0.00011457 | 0.00013584 | 0.00012455 | 0.00012999 | 0.00013114 | 0.00011653 | 0.00013407 | 0.00011093 | 0.00012143 | 0.00012708 | 0.00010975 | 0.00013942 | 0.00013028 | 0.00013717 | 0.0001121 | 0.00012132 | 0.00013054 | 0.00011901 | 0.00011717 | 0.00012142 | 0.0001338 | 0.00013668 | 0.00011177 | 0.00013452 | 0.0001282 | 0.00011334 | 0.00014623 | 0.00015538 | 0.00012696 | 0.00012664 | 0.00010964 | 0.00012419 | 0.00011926 | 0.00013276 | 0.00013017 | 0.00013503 | 0.00012598 | 0.00011962 | 0.0001318 | 0.00011925 | 0.00011418 | 0.00014518 | 0.00011495 | 0.00012005 | 0.00011577 | 0.00011641 | 0.00011949 | 0.00013163 | 0.00011285 | 0.00013197 | 0.0001172 | 0.00010695 | 0.00011363 | 0.00011613 | 0.00010562 | 0.00013691 | 0.00014345 | 0.00010922 | 0.0001068 | 0.0001251 | 0.00010589 | 0.00011705 | 0.00011081 | 0.00012214 | 0.00010553 | 0.00010597 | 0.00010049 | 0.00012315 | 0.00010151 | 0.00014165 | 0.00010176 | 0.0001083 | 0.00011798 | 0.00013139 | 0.00013207 | 0.00013057 | 0.00013194 | 0.00012536 | 0.00011615 | 0.00013677 | 0.00012696 | 0.00010108 | 0.00013575 | 0.00012934 | 0.00012032 | 0.00013274 | 0.00013384 | 0.00012614 | 0.0001176 | 0.00012268 | 0.00012903 | 0.00012199 | 8.5651e-05 | 0.00010177 | 0.00010667 | 0.00014082 | 0.00010878 | 0.00010647 | 0.00014736 | 0.00012617 | 0.00010507 | 0.00012468 | 0.00013463 | 0.00011773 | 0.00011735 | 0.00013594 | 0.00013912 | 0.0001076 | 0.0001215 | 0.00011702 | 0.00010793 | 0.00011044 | 0.00013774 | 0.00013857 | 0.00011912 | 0.00012435 | 0.0001288 | 0.00011811 | 0.00012632 | 0.00011877 | 0.00011513 | 0.00012369 | 0.00013248 | 0.00011883 | 0.00011539 | 0.00010284 | 0.00010318 | 0.00012794 | 0.00010859 | 0.00010192 | 0.00013742 | 0.00013906 | 0.00012176 | 0.00012054 | 0.00011816 | 9.6092e-05 | 0.00011653 | 0.00011847 | 0.00013753 | 0.00013227 | 0.00012359 | 0.00011987 | 0.00011967 | 0.00013507 | 0.00012678 | 0.00010445 | 0.00013138 | 0.0001257 | 0.000112 | 0.00012207 | 0.00013752 | 0.0001107 | 0.00012589 | 0.00012542 | 0.00014659 | 0.00012799 | 0.00011957 | 0.00012542 | 0.00012848 | 0.00010484 | 0.00012523 | 0.00012096 | 0.00011893 | 0.00011916 | 0.00010755 | 0.00010765 | 0.00014262 | 8.1666e-05 | 0.00011603 | 0.00012743 | 0.0001193 | 0.00012318 | 0.00011949 | 0.00012616 | 0.00010486 | 0.00010811 | 0.00012131 | 0.0001169 | 0.00013654 | 0.00011809 | 0.00012545 | 0.00013704 | 0.00010886 | 0.0001359 | 0.00012386 | 0.00010587 | 0.00011358 | 0.00013099 | 0.00012881 | 0.00012388 | 0.00012167 | 0.00012107 | 0.00012859 | 0.00010947 | 0.00011104 | 0.00013016 | 0.00012268 | 0.00014492 | 0.0001125 | 0.00014591 | 0.00011686 | 0.00010648 | 0.00012071 | 0.00011158 | 0.00011012 | 0.00010912 | 0.00011048 | 0.0001374 | 0.00011364 | 0.00012874 | 0.00012118 | 0.00013594 | 9.5576e-05 | 0.00010297 | 0.00011604 | 0.00013409 | 0.00013295 | 0.00010709 | 0.00011393 | 0.00010738 | 0.00013373 | 0.0001103 | 9.784e-05 | 0.00011903 | 0.00011543 | 0.00012034 | 0.00012329 | 0.00013643 | 0.00012268 | 0.00013858 | 0.00013172 | 0.00011947 | 0.00010628 | 0.00012038 | 0.00012272 | 0.00010672 | 0.00013113 | 0.00012913 | 0.00012027 | 0.00013941 | 0.00011576 | 0.0001271 | 0.00011182 | 0.00010945 | 0.00012285 | 0.00012768 | 0.00010547 | 0.00013227 | 0.00010788 | 0.00013561 | 0.00011025 | 0.00012963 | 0.00010682 | 0.00011458 | 0.00014738 | 0.00010629 | 0.00012327 | 0.00012131 | 9.7047e-05 | 0.00011312 | 0.00010036 | 0.00012976 | 0.00010513 | 0.00011336 | 0.00012329 | 0.00011151 | 0.00012632 | 0.00011045 | 0.00012387 | 0.00013571 | 0.000119 | 0.00012687 | 0.00012523 | 9.8681e-05 | 0.00012683 | 0.00012461 | 0.00012702 | 0.00012208 | 0.00012284 | 0.00013008 | 0.00013636 | 0.00012329 | 0.00011705 | 0.0001225 | 0.00013956 | 0.00011205 | 0.00012432 | 0.00010071 | 0.00012256 | 0.00012673 | 0.00011961 | 9.3518e-05 | 0.00013018 | 0.00010714 | 0.00011712 | 0.00011447 | 0.00012594 | 0.00010345 | 9.965e-05 | 0.00015103 | 0.00011309 | 0.00010996 | 0.00013435 | 0.00011046 | 0.00010871 | 0.0001262 | 0.00013186 | 0.00011135 | 0.00013378 | 9.3497e-05 | 0.00013936 | 0.00010665 | 0.00013805 | 0.00012139 | 0.00012041 | 0.00011351 | 0.00011689 | 0.00011906 | 0.00013977 | 0.00013989 | 0.00013365 | 0.00011782 | 0.00011107 | 0.00011082 | 0.00012097 | 0.0001116 | 0.00013736 | 9.8077e-05 | 0.00011017 | 0.00012311 | 9.7644e-05 | 9.8741e-05 | 0.0001336 | 0.00010841 | 0.00010766 | 0.00011603 | 0.0001039 | 0.00012211 | 0.00011222 | 0.00012732 | 0.00011714 | 0.00011583 | 0.00013311 | 0.00011119 | 0.00012165 | 0.00013771 | 0.0001121 | 0.00011823 | 0.00013951 | 0.00011614 | 0.0001214 | 0.0001091 | 0.00014054 | 0.0001309 | 0.00011167 | 0.00012254 | 0.0001123 | 0.00013522 | 0.00013126 | 0.0001108 | 0.0001205 | 0.00012398 | 0.00015166 | 0.00011332 | 0.00012381 | 0.00011448 | 0.00011798 | 0.0001266 | 0.00012129 | 0.00011775 | 0.00011159 | 0.0001283 | 0.00012487 | 0.00012397 | 0.00011614 | 0.00012601 | 0.00011618 | 0.00011856 | 0.000115 | 0.00014652 | 0.00013617 | 0.0001173 | 0.0001015 | 0.00010414 | 9.2897e-05 | 0.00011566 | 0.00013288 | 0.00012466 | 0.00012354 | 0.00013683 | 0.00011215 | 0.00012265 | 0.00013647 | 0.00012873 | 0.00012311 | 0.00012338 | 0.00011032 | 0.00014025 | 0.00013235 | 0.00013049 | 0.00012371 | 0.00012781 | 0.00013461 | 0.00011001 | 0.00011251 | 0.00014617 | 0.00012594 | 0.00013073 | 0.00010682 | 0.00012236 | 0.00013575 | 0.0001182 | 0.00012539 | 0.00013364 | 0.00013512 | 0.00011726 | 0.00013904 | 0.00011688 | 0.00010762 | 0.00011746 | 0.0001233 | 0.00012097 | 0.00012459 | 0.00010564 | 0.00013481 | 0.00015675 | 9.6411e-05 | 0.00013112 | 0.00010017 | 0.00011501 | 0.00011713 | 0.00012702 | 0.00012205 | 0.00012208 | 0.00011167 | 0.00010986 | 0.00010648 | 0.00012765 | 0.00011067 | 0.00011373 | 0.00010686 | 0.00013823 | 0.0001148 | 0.00011607 | 0.00012358 | 0.00012986 | 0.00012707 | 0.00013941 | 0.00012288 | 0.00011358 | 0.00012171 | 0.00012351 | 0.00012274 | 0.00011271 | 0.00012718 | 0.00010585 | 0.00011062 | 0.00014088 | 0.00011257 | 0.0001289 | 0.00011559 | 0.00011799 | 0.00011552 | 0.00011663 | 0.00013234 | 0.00011354 | 9.5556e-05 | 0.00013564 | 0.00012665 | 0.00011678 | 0.0001264 | 9.9509e-05 | 0.00012178 | 0.00011644 | 0.00012917 | 0.00012477 | 0.00012953 | 0.00012676 | 9.5112e-05 | 0.00012622 | 0.00010368 | 0.00012908 | 0.00011728 | 0.0001249 | 0.00011501 | 0.00014541 | 0.00012238 | 0.00012239 | 0.00013107 | 0.00011839 | 0.00013281 | 0.00011387 | 0.00010471 | 0.00010354 | 0.00012446 | 0.00011879 | 0.00011343 | 0.00013152 | 0.00013865 | 0.0001299 | 0.00011969 | 0.00011914 | 0.00012717 | 0.00011484 | 0.00013086 | 0.00010167 | 0.00011964 | 0.00013473 | 0.00011481 | 0.00011854 | 0.00010704 | 0.0001286 | 0.00012268 | 0.00012212 | 0.00011827 | 0.00013517 | 0.00012677 | 0.00012494 | 0.00012318 | 8.5711e-05 | 0.00011663 | 0.00013711 | 0.00013114 | 0.00012797 | 0.00010878 | 0.00011527 | 0.00012717 | 0.00012604 | 0.00013707 | 0.00011896 | 0.00014448 | 0.00013281 | 0.00010424 | 0.00012398 | 0.00011858 | 0.00012189 | 0.00011628 | 0.00013136 | 0.00011696 | 0.00011877 | 0.00013418 | 0.00011232 | 0.00012774 | 0.00012277 | 0.00012499 | 0.0001196 | 9.6767e-05 | 0.0001302 | 0.00011482 | 0.00011544 | 0.00013429 | 0.00011243 | 9.9711e-05 | 0.00014347 | 0.00014085 | 0.00012802 | 0.00013134 | 0.00013895 | 0.00013878 | 0.00011909 | 9.2491e-05 | 0.00011559 | 0.00012215 | 0.00011498 | 0.00013331 | 0.00012579 | 0.00014441 | 0.00012325 | 0.00014589 | 0.00013468 | 0.00010843 | 0.00011121 | 0.00012185 | 0.00012354 | 0.00011821 | 0.00011151 | 0.00011091 | 0.00011283 | 0.00014554 | 0.00013748 | 0.00012815 | 0.00013691 | 0.00010136 | 0.00012882 | 0.00011198 | 0.00011394 | 0.00013101 | 0.00011734 | 0.0001036 | 0.00012653 | 0.00012812 | 0.00012209 | 0.0001146 | 0.00012936 | 0.00011245 | 0.00012406 | 0.00013474 | 0.0001187 | 0.00013159 | 0.00012557 | 0.0001045 | 0.00011832 | 0.00012961 | 0.00013144 | 0.0001144 | 0.00014123 | 0.00012047 | 0.00010672 | 0.00010428 | 0.00010059 | 0.00010321 | 0.00011429 | 0.00012587 | 0.00014413 | 0.0001096 | 0.00012265 | 0.00013165 | 0.00011858 | 0.00011012 | 0.00010317 | 0.00012466 | 0.00012396 | 0.00012455 | 0.00011436 | 0.00010815 | 0.0001215 | 0.00011039 | 0.00012708 | 0.00010342 | 0.00012439 | 0.00011833 | 0.00010777 | 0.00012084 | 0.000115 | 0.00012921 | 0.00013835 | 0.00013945 | 0.00013947 | 0.00010431 | 0.00014749 | 0.00012114 | 0.00013729 | 0.00010203 | 0.00014013 | 0.00013754 | 0.00011619 | 0.00012347 | 0.00014837 | 0.00010695 | 0.00013479 | 0.00010353 | 0.00011908 | 0.00013187 | 0.00012177 | 0.00012112 | 0.00013362 | 0.00011949 | 0.00012216 | 0.00011412 | 0.0001122 | 0.00010474 | 0.00012647 | 0.000115 | 0.00012333 | 9.9722e-05 | 0.00011615 | 0.00013007 | 0.00015357 | 0.00011556 | 0.00013023 | 9.4004e-05 | 0.00013506 | 0.00013166 | 0.00010144 | 0.00010131 | 0.00011735 | 0.00012712 | 0.00013463 | 0.00010761 | 0.00012788 | 0.00013327 | 0.00012463 | 0.00012158 | 0.00011847 | 0.00011567 | 0.00012014 | 0.0001514 | 0.0001062 | 0.00014648 | 0.00011482 | 0.00011723 | 0.00011851 | 0.00013327 | 0.000134 | 0.00013715 | 9.8774e-05 | 0.0001195 | 0.00012391 | 0.00011232 | 0.00010023 | 0.00012366 | 0.00012805 | 0.00013008 | 0.00010937 | 9.1099e-05 | 9.8567e-05 | 0.0001087 | 8.5333e-05 | 0.00013423 | 0.00012904 | 0.00012054 | 0.00012182 | 0.00012294 | 0.00012704 | 0.00013406 | 9.854e-05 | 0.0001429 | 0.00012042 | 0.00013172 | 0.00011375 | 0.00011369 | 0.00010034 | 0.00013896 | 0.00012634 | 0.00011474 | 0.00011076 | 0.00012518 | 0.00012492 | 0.00011148 | 0.0001293 | 0.00010702 | 0.0001186 | 0.00012787 | 0.00013048 | 0.00012414 | 0.00010911 | 0.00012757 | 0.00013276 | 0.00012628 | 0.00013527 | 0.00013829 | 0.00013843 | 0.00013187 | 0.00012343 | 0.00010627 | 0.00011659 | 0.00011719 | 0.00011677 | 0.00013532 | 0.00013088 | 0.00010449 | 0.00012586 | 0.00012256 | 0.0001001 | 0.0001186 | 0.00011213 | 0.00011695 | 0.00012634 | 0.00010727 | 0.00012444 | 0.00013089 | 0.00013415 | 0.00010965 | 0.00012852 | 0.00013859 | 0.00012217 | 0.00011717 | 0.00010888 | 0.00012502 | 0.00010177 | 0.00010424 | 0.00013354 | 0.00012288 | 0.00011686 | 0.00011709 | 0.00010574 | 0.00012346 | 0.00013347 | 0.00012645 | 0.00013203 | 0.00013356 | 0.00011367 | 0.00010349 | 0.00012836 | 0.00012215 | 0.00011965 | 0.00012455 | 0.00011282 | 0.00010315 | 0.00011537 | 0.00012118 | 0.00013686 | 0.00014012 | 0.00011916 | 0.00012253 | 0.00012063 | 0.00011607 | 0.00011603 | 0.00012462 | 0.00013647 | 0.00013906 | 0.0001079 | 0.00010091 | 9.8748e-05 | 0.00010743 | 0.00012235 | 0.0001139 | 0.00012351 | 0.00011288 | 0.00011847 | 0.00014202 | 0.00010194 | 0.0001147 | 0.00012677 | 0.00010369 | 0.00012025 | 0.00010405 | 0.00011526 | 0.000122 | 0.00012521 | 0.00012311 | 0.00011529 | 9.4227e-05 | 0.00011688 | 0.00010398 | 0.00013539 | 0.00012836 | 0.00013593 | 0.00010338 | 0.00013442 | 0.00013105 | 0.00011799 | 0.00010759 | 0.00013288 | 0.00010604 | 0.00012821 | 0.00013632 | 9.8252e-05 | 0.00010853 | 0.00013107 | 0.00011554 | 0.00011153 | 0.00011913 | 0.00011858 | 0.00012552 | 0.00012427 | 0.00011944 | 0.00011516 | 0.00014183 | 9.6818e-05 | 0.00012227 | 0.00014332 | 0.00012414 | 0.00010908 | 0.00010819 | 0.00012303 | 0.00013042 | 0.00012499 | 0.00012834 | 0.00011555 | 0.00012307 | 0.00010469 | 9.634e-05 | 0.00012108 | 0.00013374 | 0.00011939 | 0.00011591 | 0.00012519 | 0.00013222 | 0.00013229 | 0.00011388 | 0.00013931 | 0.0001137 | 9.685e-05 | 0.00014449 | 9.9665e-05 | 9.3757e-05 | 0.00011402 | 0.00012517 | 0.00011576 | 0.00012888 | 0.00010914 | 0.00012176 | 0.00010587 | 0.00011064 | 0.00012588 | 0.00012237 | 0.00010628 | 0.0001195 | 0.00010933 | 9.6801e-05 | 0.00012725 | 0.00012341 | 0.00012561 | 8.6462e-05 | 0.00013754 | 0.00010817 | 0.00014434 | 0.00012062 | 0.00011165 | 0.00012965 | 0.00011966 | 0.00010003 | 0.00012377 | 0.00011552 | 0.00013733 | 0.00013168 | 0.0001306 | 0.00012503 | 0.00011987 | 0.00011592 | 0.00013478 | 0.00010701 | 0.00012442 | 0.00013106 | 0.00012104 | 0.00013806 | 9.4392e-05 | 0.00012541 | 0.00012669 | 0.00013126 | 8.1291e-05 | 0.00011878 | 0.00013342 | 0.00013245 | 0.00011872 | 0.00010003 | 0.00011162 | 0.00012849 | 9.7044e-05 | 0.00012524 | 9.8696e-05 | 0.00011546 | 0.00012389 | 0.00013108 | 0.00011798 | 0.00012367 | 0.00013068 | 0.00011719 | 0.00012818 | 0.00014415 | 0.00012234 | 0.00011771 | 0.00012039 | 0.00011994 | 0.00012467 | 9.2556e-05 | 0.00011494 | 9.8118e-05 | 0.00011863 | 0.00011317 | 0.00014023 | 0.0001137 | 0.00013243 | 0.0001229 | 0.00011085 | 0.00011385 | 0.00013026 | 0.00015253 | 0.00011983 | 0.00012309 | 0.00013915 | 0.00011479 | 0.00012406 | 0.00011937 | 0.00011729 | 0.00014326 | 0.00011561 | 0.00012946 | 0.00012507 | 0.00011638 | 0.00012753 | 0.00011044 | 0.00011001 | 0.00013026 | 0.00010658 | 0.00011505 | 0.00013913 | 0.00012958 | 0.00012603 | 0.00011536 | 0.00013009 | 0.00012371 | 0.00011978 | 0.00011994 | 0.00012014 | 0.00012839 | 0.00013113 | 0.00011328 | 0.00011738 | 0.00010387 | 0.00012378 | 0.00012641 | 0.0001364 | 0.00010892 | 0.00010858 | 0.00012981 | 0.00012889 | 0.00012154 | 0.00013036 | 0.00012994 | 0.00012647 | 0.00012862 | 0.0001233 | 0.00011481 | 0.00012808 | 9.7596e-05 | 0.00012063 | 0.00013543 | 0.00011121 | 0.00012082 | 0.0001323 | 0.00013142 | 0.00011886 | 0.00011315 | 0.00012758 | 0.00014146 | 0.00012127 | 0.00011144 | 0.00010921 | 0.00013833 | 0.00011535 | 0.00011209 | 0.00010926 | 0.00010263 | 0.00011455 | 0.00011207 | 0.0001078 | 0.0001257 | 0.00012175 | 0.00012992 | 0.00011949 | 0.00013583 | 0.00015058 | 0.00013738 | 0.0001109 | 0.00011276 | 9.1167e-05 | 0.00014266 | 0.00012993 | 0.00012507 | 0.00011673 | 0.0001219 | 0.00011759 | 0.00011872 | 0.0001173 | 0.00010872 | 0.00012027 | 0.00013943 | 0.00011286 | 0.00011796 | 0.00012336 | 0.00013503 | 0.00012278 | 0.00011499 | 0.000136 | 0.00013056 | 0.00010583 | 0.00012659 | 0.00013791 | 0.0001239 | 0.00011342 | 0.00010358 | 8.7221e-05 | 0.00014176 | 0.00011868 | 0.00011254 | 0.00010512 | 0.00011533 | 0.00011212 | 0.00011179 | 0.00012837 | 0.00013428 | 0.00013071 | 0.0001305 | 0.00011836 | 0.00010689 | 0.0001377 | 0.00012088 | 0.00013804 | 0.00011591 | 0.00012415 | 0.00012435 | 0.00013881 | 0.00011732 | 0.00012606 | 0.00012118 | 0.00013015 | 0.00013341 | 0.0001334 | 0.00013437 | 0.00012082 | 0.00013465 | 0.00012387 | 0.00012842 | 0.00012084 | 0.00011601 | 0.00012085 | 0.00012215 | 0.00010728 | 0.00011312 | 0.00014052 | 0.00013405 | 0.00013041 | 0.00011546 | 0.00013191 | 0.00012564 | 0.00012225 | 0.00011299 | 0.00012677 | 0.00010689 | 0.00010418 | 0.00012525 | 0.00010359 | 0.00011958 | 0.00012201 | 0.00011778 | 0.00012097 | 0.00012183 | 8.5511e-05 | 0.00014527 | 0.00011511 | 0.00012526 | 0.00010048 | 0.00013051 | 0.00011351 | 0.00012258 | 0.00010584 | 9.9855e-05 | 0.00011218 | 0.00012409 | 0.00014029 | 0.00011004 | 0.00011888 | 0.00012049 | 0.00013324 | 0.000145 | 0.0001221 | 0.00011726 | 9.6812e-05 | 0.00012241 | 0.00013892 | 0.00012105 | 0.00013087 | 0.00011917 | 0.00011918 | 0.00011884 | 0.00013555 | 0.00010703 | 0.00011013 | 0.00010628 | 0.00010412 | 0.00010693 | 0.00011794 | 0.00012854 | 0.00011977 | 9.1594e-05 | 0.00011422 | 0.0001107 | 0.00014119 | 0.00013406 | 0.0001048 | 0.0001134 | 0.00012692 | 0.00013815 | 9.6311e-05 | 0.00011004 | 0.00010981 | 9.7618e-05 | 0.00011692 | 0.00013766 | 0.00013139 | 0.00010607 | 0.00010613 | 0.0001109 | 0.00013344 | 0.00013283 | 0.00011427 | 0.0001259 | 0.00010141 | 0.00012664 | 0.0001294 | 0.00013478 | 0.00011142 | 0.00012486 | 0.00012546 | 0.00013605 | 0.00013597 | 0.00012013 | 0.00011612 | 0.00010549 | 0.00011853 | 0.00010242 | 0.00011907 | 0.00012018 | 0.00011699 | 0.00014652 | 0.00011643 | 0.00011443 | 0.00012005 | 0.00012973 | 0.00010211 | 0.00011713 | 0.00010771 | 0.00010933 | 0.00012882 | 0.00014321 | 0.00012395 | 0.00013167 | 0.0001348 | 0.0001343 | 0.00012894 | 0.00011584 | 0.00010456 | 0.00011296 | 0.00011316 | 0.00011723 | 0.00010415 | 0.00012687 | 0.00011524 | 0.00011813 | 0.00012228 | 0.00013075 | 0.00011132 | 0.00011873 | 0.00010946 | 0.00013092 | 0.00013819 | 0.00014766 | 0.00012257 | 0.00013583 | 0.00012744 | 0.00012658 | 0.00012024 | 0.00012106 | 0.00012435 | 0.00011514 | 0.00011517 | 0.00014308 | 0.00012728 | 0.0001174 | 0.00010614 | 0.00012682 | 0.00010615 | 9.8172e-05 | 0.00010788 | 0.00012616 | 0.00012739 | 0.00011887 | 0.00013982 | 0.00011541 | 0.00011774 | 0.00011022 | 0.00012627 | 0.00010434 | 0.00013808 | 0.00013164 | 0.00013642 | 0.00010855 | 0.00011698 | 0.0001092 | 0.00010943 | 0.00013843 | 0.00013355 | 0.00012596 | 0.0001127 | 0.00010852 | 0.00012281 | 0.00010311 | 0.00014301 | 0.00010871 | 0.00014039 | 0.00011896 | 0.00013442 | 0.00011848 | 0.00012154 | 0.00010974 | 0.00011592 | 0.00011222 | 0.00011983 | 0.00011788 | 0.0001193 | 0.00014414 | 9.416e-05 | 0.0001267 | 0.00012842 | 0.00013786 | 8.1158e-05 | 0.00013293 | 0.00012135 | 0.00012052 | 0.00011017 | 0.00012693 | 0.00012399 | 0.00011458 | 0.00014321 | 0.00012944 | 0.00014205 | 0.00012709 | 0.00012373 | 0.00010757 | 0.00010239 | 0.00013195 | 0.00013924 | 0.00010465 | 0.00012661 | 0.00013492 | 0.00012039 | 0.00013387 | 0.00011387 | 0.00011676 | 0.00012856 | 0.00012607 | 0.0001298 | 0.0001254 | 0.00011571 | 0.00010361 | 0.00010055 | 0.00012804 | 9.8743e-05 | 0.00012033 | 0.00012277 | 9.8339e-05 | 0.00010726 | 0.00011981 | 0.00014004 | 0.00013891 | 0.00013325 | 0.00011735 | 0.00012676 | 0.00011197 | 0.00010723 | 0.00011302 | 0.00013778 | 0.00012538 | 0.00011138 | 0.00014344 | 0.00011199 | 0.00012072 | 0.00010517 | 0.00013712 | 0.00010171 | 9.8033e-05 | 0.00012487 | 0.00011138 | 0.00010142 | 0.00012215 | 0.00012703 | 0.00011535 | 0.00013727 | 0.00013413 | 0.00011986 | 0.00014758 | 0.00010039 | 0.0001346 | 0.00010544 | 0.00011658 | 8.817e-05 | 0.00013654 | 0.00011019 | 0.0001349 | 0.00012209 | 0.0001159 | 0.00010614 | 0.0001396 | 0.00011235 | 0.00011699 | 0.00012895 | 0.00010604 | 0.00010087 | 0.00012357 | 0.00011168 | 0.00011655 | 0.00013512 | 0.00011391 | 0.00012743 | 0.00013635 | 0.00010325 | 0.00010663 | 0.00012606 | 0.00012383 | 9.9972e-05 | 0.00012556 | 0.00012717 | 0.00010762 | 0.00012032 | 0.00011109 | 0.00013207 | 0.0001228 | 0.00011201 | 0.00013197 | 0.000107 | 0.00011165 | 0.00011358 | 0.00010736 | 9.8351e-05 | 0.00012656 | 0.00013653 | 0.00011011 | 0.00010704 | 0.00011664 | 0.00014456 | 0.000126 | 0.00011152 | 0.00010495 | 0.00013714 | 0.00012762 | 0.00012782 | 0.00011193 | 0.00012631 | 0.00014 | 0.00014146 | 0.00012191 | 0.00010912 | 0.000121 | 0.00012455 | 0.00011624 | 0.00012596 | 0.00012382 | 0.00012809 | 0.00012321 | 0.00013975 | 0.00013859 | 0.00012141 | 0.00011001 | 0.00014228 | 0.00012417 | 0.00012562 | 0.00012563 | 0.00011117 | 0.00011284 | 0.00011056 | 9.9257e-05 | 0.00010632 | 0.00012147 | 0.00013407 | 0.00010505 | 0.00013947 | 0.00011467 | 0.00012058 | 0.00012563 | 0.00013515 | 0.00011903 | 0.00010186 | 0.00011529 | 0.00011474 | 0.00011394 | 0.00011248 | 0.00012951 | 0.00010507 | 0.00013534 | 0.00012405 | 0.00011347 | 0.00012081 | 0.0001115 | 0.00012645 | 0.0001336 | 0.00010568 | 0.00013502 | 0.00013785 | 0.00013051 | 0.00012618 | 0.0001171 | 0.00013528 | 0.00011542 | 0.000125 | 0.00010072 | 0.00012202 | 0.00011009 | 0.00012924 | 0.00010088 | 0.00012245 | 0.00012482 | 0.00014537 | 9.0973e-05 | 0.00012675 | 0.00010111 | 0.00011945 | 0.00010587 | 0.00010903 | 0.00012693 | 0.00012152 | 0.00012006 | 0.00012448 | 0.00014769 | 0.00012655 | 9.9e-05 | 0.00011294 | 0.00010997 | 0.00012562 | 0.00012699 | 0.0001138 | 0.00011738 | 0.00012374 | 0.00011065 | 0.00012142 | 0.00012078 | 0.00012567 | 0.00011673 | 0.00012155 | 0.00012026 | 0.00011117 | 0.00014146 | 0.00010337 | 0.00010705 | 0.00011754 | 0.00012337 | 0.00012156 | 0.0001136 | 0.00010338 | 0.00010778 | 0.00012253 | 0.00012778 | 0.00013696 | 0.00010261 | 0.00013724 | 0.00013658 | 0.00011822 | 0.00012208 | 0.00013096 | 9.5995e-05 | 0.00011819 | 0.00010053 | 0.00010306 | 0.00011712 | 9.8323e-05 | 0.00011025 | 0.00012968 | 0.00010435 | 0.00012877 | 0.00013109 | 0.00012337 | 0.00012431 | 0.00011764 | 0.00013579 | 0.00011507 | 0.00013204 | 0.0001015 | 0.00011531 | 0.00012068 | 8.7545e-05 | 9.3718e-05 | 0.00013204 | 0.00012776 | 0.00011478 | 0.00010832 | 0.00012498 | 0.00013464 | 0.00011356 | 0.00013623 | 0.0001131 | 0.00012981 | 0.00012674 | 0.00012706 | 0.00011782 | 0.00011517 | 0.00011175 | 0.0001103 | 0.00011217 | 0.00013877 | 0.0001161 | 0.0001326 | 0.00011596 | 0.00013166 | 0.00013048 | 0.00012681 | 0.00012297 | 0.00011944 | 0.00010518 | 0.0001269 | 0.0001405 | 0.00013915 | 0.00012423 | 0.00011923 | 0.00010035 | 0.00011792 | 0.00011679 | 0.00012584 | 0.00012081 | 0.00012456 | 0.00012089 | 0.0001388 | 0.00013871 | 0.00010775 | 0.00011705 | 0.00012645 | 0.00012443 | 0.0001178 | 0.0001243 | 0.00012934 | 0.00012149 | 9.2886e-05 | 0.00012031 | 0.00010235 | 0.00011967 | 0.00013248 | 0.00012352 | 0.00012211 | 0.00013138 | 0.00012298 | 0.00015325 | 0.00011705 | 0.00012677 | 0.00013348 | 0.00011282 | 0.00010587 | 0.00012245 | 0.00010557 | 0.00010873 | 0.00010677 | 0.00011246 | 0.0001008 | 0.00013441 | 0.00013342 | 9.4073e-05 | 0.00012331 | 0.00011038 | 0.00010767 | 0.00010132 | 0.00013536 | 0.00010924 | 0.00012341 | 0.00013546 | 0.00012351 | 0.00013957 | 0.00013897 | 0.00010988 | 0.00012515 | 0.00012905 | 0.00011551 | 0.00012618 | 0.00013605 | 0.00010667 | 0.00011768 | 0.000116 | 0.00010322 | 0.00011347 | 0.0001094 | 0.00013315 | 0.00011865 | 0.00010939 | 0.00013411 | 0.00012551 | 0.00013093 | 0.00012698 | 0.0001036 | 0.00012151 | 0.0001173 | 0.0001109 | 0.00011044 | 0.00010726 | 0.00011041 | 0.00012049 | 0.00012882 | 0.00013235 | 0.00010271 | 0.00013576 | 0.00012477 | 0.00012803 | 0.0001461 | 0.0001259 | 0.0001332 | 0.00011657 | 0.0001174 | 0.00012407 | 0.00013519 | 0.00014262 | 0.00012054 | 0.00014255 | 0.00012871 | 0.00011167 | 0.00013514 | 0.0001253 | 0.00013525 | 0.00013834 | 0.00011717 | 0.0001338 | 0.00012137 | 0.00011029 | 0.00012083 | 0.00012109 | 0.00012217 | 0.00011588 | 0.00010796 | 0.00013111 | 0.00011761 | 0.00012763 | 0.0001306 | 9.4549e-05 | 0.0001185 | 0.00012998 | 0.00012352 | 0.00011987 | 0.00013364 | 0.00012015 | 0.00012521 | 0.0001427 | 0.00010352 | 0.0001092 | 0.00011691 | 0.00011506 | 0.00013294 | 0.00013646 | 0.00011811 | 0.00012105 | 0.00013208 | 0.00010308 | 0.00011268 | 0.0001003 | 0.00010953 | 0.00011197 | 0.00013504 | 0.00013304 | 0.00010943 | 0.00011638 | 0.00012012 | 0.00011424 | 0.00013148 | 0.0001203 | 0.00011921 | 0.00012269 | 0.00011206 | 0.000115 | 0.00012837 | 0.00011849 | 0.00013601 | 0.00013685 | 0.00011906 | 0.00010823 | 0.0001094 | 0.00012402 | 0.00013429 | 0.0001331 | 0.00010203 | 0.00012751 | 0.00011244 | 0.00012461 | 0.00011357 | 0.00011857 | 0.00011121 | 0.00011309 | 0.00011886 | 0.00013855 | 0.00012589 | 0.00011512 | 0.00011178 | 0.00012558 | 0.00010955 | 0.00013002 | 0.00013029 | 0.00012707 | 0.00011431 | 0.00011849 | 0.00012845 | 0.00012471 | 0.00013152 | 0.000114 | 0.00013876 | 9.2525e-05 | 0.00015305 | 0.00012095 | 0.00010226 | 0.00011858 | 9.2861e-05 | 0.00011619 | 0.0001069 | 0.00011206 | 0.00010811 | 0.00010063 | 0.00012745 | 0.00013632 | 0.00011231 | 0.00011929 | 0.0001054 | 0.00012081 | 0.00012012 | 0.00010401 | 0.00012498 | 0.00013253 | 0.00013483 | 0.00013567 | 0.00012171 | 9.8556e-05 | 0.00011903 | 0.00013146 | 0.00013215 | 0.00011237 | 0.00012563 | 0.00012795 | 0.0001286 | 0.00013652 | 0.00012359 | 0.00010623 | 0.0001285 | 0.00011863 | 0.00011174 | 0.00010464 | 0.00012601 | 0.0001112 | 0.00010103 | 0.0001196 | 0.00014515 | 0.0001174 | 0.00011732 | 0.00012393 | 0.00011436 | 0.00013131 | 0.00014095 | 0.00011146 | 0.00011754 | 0.00011122 | 0.000122 | 0.00010634 | 0.00013225 | 0.00012411 | 0.00011512 | 0.00010655 | 0.00010944 | 0.00012495 | 0.00012953 | 0.00012132 | 0.00012359 | 0.0001139 | 0.00011366 | 0.0001117 | 0.000154 | 0.00012974 | 0.00010518 | 0.00012092 | 0.00011497 | 0.00013591 | 0.00013968 | 0.00011185 | 0.00010768 | 0.00011781 | 0.00011756 | 0.00011641 | 0.00011857 | 0.00014233 | 0.00012949 | 0.00010047 | 0.00011251 | 0.00013515 | 0.00012338 | 0.0001178 | 0.0001187 | 0.0001216 | 0.00012203 | 0.00011438 | 0.00010368 | 0.00012737 | 0.00012694 | 0.00011008 | 0.00012766 | 0.00012321 | 0.00012316 | 0.00010135 | 0.00011516 | 0.00014678 | 0.00010121 | 0.00011777 | 0.00012382 | 9.2386e-05 | 0.00012219 | 0.00011711 | 9.5771e-05 | 0.00012768 | 0.00012479 | 0.00011437 | 0.00010056 | 9.715e-05 | 0.00012269 | 0.00012398 | 0.0001092 | 0.00013447 | 0.00012993 | 0.00012336 | 0.00012217 | 0.00011798 | 0.0001268 | 0.00011297 | 0.00011288 | 0.00012357 | 0.0001276 | 0.00010435 | 0.00014704 | 0.00013728 | 0.00011108 | 0.00012753 | 0.00012593 | 0.00011174 | 0.00012554 | 0.000105 | 0.00013506 | 0.00012851 | 0.00012659 | 9.4441e-05 | 0.00013032 | 0.00012027 | 0.00011977 | 9.9583e-05 | 0.00013771 | 9.3172e-05 | 0.000121 | 0.00012099 | 0.00013967 | 0.0001158 | 0.00013643 | 0.00012682 | 0.00010977 | 0.0001388 | 0.00013764 | 0.00011031 | 0.00013478 | 0.00012714 | 0.00011471 | 0.00011418 | 0.00012964 | 0.00010194 | 0.00012016 | 0.00011624 | 0.00013076 | 0.0001299 | 0.00012165 | 0.00012364 | 0.00010852 | 0.00010114 | 0.00010776 | 0.00011775 | 0.00011362 | 0.00011388 | 0.0001125 | 0.00014219 | 0.00010142 | 0.00013983 | 0.00012016 | 0.00010461 | 0.00012644 | 0.00011064 | 0.00012539 | 0.0001111 | 0.00013899 | 0.00014549 | 0.00012705 | 0.00011228 | 0.00013835 | 0.00012237 | 0.0001347 | 0.00012915 | 0.00012531 | 0.00010663 | 0.00012082 | 0.00011474 | 0.00011696 | 0.00011496 | 0.0001231 | 0.00011854 | 0.00011105 | 0.00012169 | 0.00012104 | 0.00013437 | 0.00013912 | 9.505e-05 | 0.00013413 | 0.00010978 | 0.00015546 | 0.00010122 | 0.0001069 | 0.00013077 | 0.00011206 | 0.00012249 | 0.00014709 | 0.00013491 | 0.00013976 | 0.00012139 | 0.00012652 | 0.00013124 | 0.00013411 | 0.00010125 | 0.00014166 | 0.00014381 | 0.00012343 | 0.00012882 | 0.00012335 | 0.00011718 | 0.00010744 | 0.00011737 | 0.00012409 | 0.00012089 | 0.0001405 | 0.00013036 | 0.00011344 | 0.00012953 | 0.00011868 | 0.00012453 | 0.00011918 | 0.00010467 | 0.00012748 | 0.00012309 | 0.00012737 | 0.00014993 | 0.00010932 | 0.00012703 | 0.00011021 | 0.00012587 | 0.0001123 | 0.00011811 | 0.00014513 | 0.00012051 | 0.0001171 | 0.00011195 | 0.00012235 | 0.00011958 | 0.00011308 | 0.0001206 | 9.0283e-05 | 0.00012389 | 0.00011497 | 0.00011112 | 0.00013059 | 0.0001198 | 0.00013905 | 0.00011859 | 0.00011057 | 0.00010537 | 0.00013246 | 9.6029e-05 | 0.00010869 | 0.00012006 | 0.00011089 | 0.00012621 | 0.00012513 | 0.00012817 | 0.0001132 | 0.00012489 | 0.00012223 | 0.00013758 | 0.00012848 | 0.00011996 | 0.00012832 | 0.00011885 | 0.00010986 | 0.00013823 | 0.0001218 | 0.00011308 | 0.0001247 | 0.00012274 | 0.00010559 | 0.0001354 | 0.00012935 | 0.00013245 | 0.00011229 | 0.00011455 | 0.00012386 | 0.00014525 | 0.00011187 | 0.00010628 | 0.00012246 | 0.0001056 | 0.00013675 | 0.00012446 | 0.0001247 | 0.00012196 | 0.00012908 | 0.00013377 | 0.00012914 | 0.00013535 | 0.00012057 | 0.00013472 | 0.00012453 | 0.00012053 | 0.00011352 | 0.00011215 | 0.00012349 | 0.00010927 | 0.00013402 | 0.00012901 | 0.0001272 | 0.00011284 | 0.00012771 | 0.00013068 | 0.00014114 | 0.00012816 | 0.00010771 | 0.00012398 | 0.00012183 | 0.00011531 | 0.00012482 | 0.0001289 | 0.00014561 | 0.00013646 | 0.00014503 | 0.00011767 | 0.00013219 | 0.00012847 | 0.0001107 | 0.00012937 | 0.00011976 | 0.00015057 | 0.00011911 | 0.00013212 | 0.00014563 | 0.00010734 | 0.00012339 | 0.00014116 | 0.00011268 | 0.00011819 | 0.0001387 | 0.00010382 | 0.000146 | 9.5877e-05 | 0.00012804 | 0.00011261 | 0.00012162 | 0.00012733 | 0.00013495 | 0.00011763 | 0.00012833 | 0.00012845 | 0.00012717 | 0.00010338 | 0.00011985 | 0.0001069 | 0.00012597 | 0.0001378 | 0.00010577 | 0.00012348 | 0.00011595 | 0.00013221 | 0.00013692 | 0.00010177 | 0.00013399 | 0.00012031 | 0.00012412 | 0.00011336 | 0.00013379 | 0.00011073 | 0.00012876 | 0.00011945 | 0.00013349 | 0.00012227 | 0.000109 | 0.00013671 | 0.00011082 | 0.00012686 | 0.00011495 | 0.0001287 | 0.00011513 | 0.00012426 | 0.00012657 | 0.00013023 | 0.00013856 | 0.00013406 | 0.00014147 | 0.00011134 | 0.00010719 | 0.00013245 | 0.00011038 | 0.00014454 | 0.00012878 | 0.00013713 | 0.00014914 | 0.00012808 | 0.00011417 | 0.0001425 | 0.00012785 | 0.00011709 | 0.0001272 | 0.00013569 | 0.00011301 | 0.00011899 | 0.0001438 | 0.0001219 | 0.00011276 | 0.00011847 | 0.00011729 | 0.0001204 | 0.00013113 | 0.0001232 | 0.00012561 | 0.00012308 | 0.00011933 | 0.00012784 | 0.00010117 | 0.00013929 | 0.00013242 | 0.00011877 | 0.00013015 | 0.00010993 | 9.9731e-05 | 0.00011386 | 0.00011394 | 0.00011748 | 0.00010807 | 0.0001146 | 0.00010892 | 0.00013078 | 0.00015233 | 0.00012646 | 9.3297e-05 | 0.00010756 | 0.00014899 | 0.00010971 | 0.00011142 | 0.00011162 | 0.00012286 | 0.00010492 | 0.00011565 | 0.00013647 | 0.00011656 | 0.00011651 | 0.00011368 | 0.00014341 | 0.000134 | 0.0001263 | 0.00010911 | 0.00013212 | 0.00012395 | 0.00011078 | 0.00012493 | 0.0001215 | 0.00013005 | 0.00012854 | 0.00011144 | 0.00012076 | 0.00011528 | 0.0001189 | 0.0001221 | 0.00013106 | 0.00013959 | 0.00011331 | 0.00011569 | 0.00011857 | 0.00010972 | 0.0001409 | 0.00013631 | 0.00010973 | 0.00013826 | 0.00012479 | 0.00010417 | 0.00012515 | 0.00011255 | 0.00014214 | 0.00012016 | 0.00011269 | 0.00012971 | 0.00012016 | 0.000128 | 0.00013404 | 0.00011625 | 0.00012101 | 0.00012095 | 0.00011253 | 0.00012704 | 0.00013236 | 8.8594e-05 | 0.00013668 | 0.00010685 | 0.00012414 | 0.00011524 | 0.0001029 | 0.00014052 | 0.00012305 | 0.00012395 | 0.00011471 | 0.00013215 | 0.00014251 | 0.00012287 | 9.8721e-05 | 0.00012935 | 0.0001312 | 0.00011357 | 0.00011425 | 0.00012008 | 0.00012493 | 0.00012257 | 0.00011252 | 0.00013159 | 0.00010386 | 0.00011033 | 0.00014542 | 0.00011308 | 0.00012881 | 0.00012332 | 0.00011155 | 0.00011792 | 0.00012536 | 0.00011671 | 0.0001171 | 0.00011886 | 0.00012574 | 0.00013045 | 0.00012351 | 0.00010796 | 0.00010687 | 0.00011248 | 0.00014712 | 0.00011886 | 0.00013841 | 0.00013573 | 0.00011216 | 0.00014503 | 0.00012015 | 0.00011898 | 0.00014153 | 0.00012911 | 0.00012101 | 0.0001152 | 0.00011993 | 0.00011566 | 0.0001257 | 0.00012763 | 0.00012321 | 0.00012557 | 0.00011101 | 0.00013185 | 0.00010947 | 0.00011439 | 0.00011785 | 0.00011066 | 0.00011883 | 0.00012895 | 0.00013036 | 0.00013662 | 0.00011706 | 0.00010687 | 0.00014463 | 0.0001222 | 0.00013314 | 0.00013314 | 0.00013141 | 0.00013452 | 0.00012088 | 0.00012843 | 0.00011341 | 0.00011551 | 0.00012055 | 0.0001324 | 0.00011648 | 0.00012151 | 0.00013272 | 0.00011078 | 0.00010279 | 0.00011787 | 0.00012001 | 0.00011121 | 0.00012453 | 0.00010256 | 0.00011785 | 0.00011354 | 0.00011701 | 0.00012975 | 0.00012783 | 0.00010878 | 0.00013613 | 0.00012899 | 0.00012943 | 0.00010422 | 0.00012979 | 9.2864e-05 | 0.00013336 | 0.00012455 | 0.0001322 | 0.00010933 | 0.00012685 | 0.00013121 | 0.00012438 | 0.00011729 | 0.0001256 | 0.00012763 | 0.0001185 | 9.4537e-05 | 0.00013045 | 0.0001048 | 0.00012119 | 0.00010704 | 0.00013291 | 0.00011717 | 0.00012144 | 0.00013338 | 0.00011919 | 0.00013624 | 0.00011685 | 0.00011847 | 0.00011932 | 0.00012441 | 0.00012168 | 0.00010368 | 0.00013391 | 0.00014687 | 0.00012171 | 0.00012857 | 0.00012533 | 0.00013409 | 0.00013298 | 0.00012586 | 0.00013624 | 9.0052e-05 | 0.00012036 | 0.00012717 | 0.00013643 | 0.0001226 | 0.00012581 | 0.00013292 | 0.00011633 | 0.00014867 | 0.00012643 | 0.00013714 | 0.00010371 | 0.00012842 | 0.00011037 | 8.0545e-05 | 0.00011168 | 0.00011936 | 0.00012017 | 0.00010086 | 0.00012336 | 0.00013555 | 0.0001172 | 0.00012411 | 0.00013516 | 0.00012999 | 0.00013241 | 0.00013194 | 0.00011304 | 0.00013234 | 0.00014167 | 0.00011414 | 0.00014325 | 0.0001096 | 0.00011087 | 0.00013438 | 0.00013482 | 0.0001181 | 0.00011275 | 0.00015001 | 0.00011375 | 0.00013391 | 9.8797e-05 | 0.00010835 | 0.00013237 | 0.0001052 | 0.00013417 | 0.00012316 | 0.00011644 | 0.00011894 | 0.00012664 | 0.0001099 | 0.00015184 | 0.00012795 | 0.00013706 | 0.00011921 | 0.00013329 | 0.0001534 | 0.00013026 | 0.00010573 | 0.00011353 | 0.00012314 | 0.00010687 | 0.00010748 | 0.00013722 | 0.000112 | 0.00011738 | 0.00012433 | 0.00010732 | 0.00014062 | 0.00010134 | 0.00012 | 0.00012037 | 0.00012764 | 0.00014419 | 0.00011785 | 0.00012914 | 0.00013292 | 0.0001129 | 0.00012679 | 0.00011816 | 0.00012808 | 0.00011706 | 0.00012557 | 0.00011954 | 0.00011863 | 0.00012048 | 0.00011505 | 0.00011376 | 0.00011905 | 0.00012834 | 0.00012118 | 0.00013456 | 0.0001084 | 0.00010954 | 0.00011478 | 0.00010807 | 0.00013234 | 0.00013278 | 0.00010686 | 0.00012502 | 0.00013237 | 0.00011122 | 0.00010642 | 0.00010466 | 0.00012346 | 0.00011453 | 0.00012922 | 0.00012658 | 0.00015276 | 0.00013323 | 0.0001154 | 0.00011604 | 0.0001397 | 0.00014012 | 0.00012367 | 0.00013249 | 0.00010827 | 0.00013407 | 9.6143e-05 | 0.00012365 | 0.00013882 | 0.0001068 | 0.00012002 | 8.8725e-05 | 0.00011532 | 0.00010407 | 0.00011304 | 0.00012519 | 0.00012449 | 0.00014126 | 0.00013832 | 0.00011899 | 0.00012441 | 0.00011501 | 0.0001086 | 0.00010776 | 0.00013103 | 0.00012517 | 0.00013343 | 0.00011739 | 0.00012183 | 0.00013344 | 0.00014057 | 0.00012112 | 0.00013885 | 0.00011253 | 0.00011931 | 9.8646e-05 | 0.00012073 | 0.00010169 | 0.00014316 | 0.00011097 | 0.00012667 | 0.0001185 | 0.00010156 | 0.00010867 | 0.00011794 | 0.00015204 | 0.00011589 | 0.00012869 | 0.00011992 | 0.00011714 | 0.00010975 | 0.00011616 | 0.00014144 | 0.00011511 | 0.00011012 | 0.00012548 | 0.00012704 | 0.00011384 | 0.0001097 | 0.00013772 | 0.00012287 | 0.00012899 | 0.00011628 | 0.00011077 | 0.00012621 | 0.00013948 | 0.00011058 | 0.00010226 | 0.00011043 | 0.00010831 | 0.00011833 | 0.00013234 | 0.0001227 | 0.00012309 | 0.00011554 | 0.00011155 | 0.00011883 | 0.00014276 | 0.00015297 | 0.00010946 | 0.00011992 | 0.000125 | 0.00012402 | 0.00012138 | 0.00012568 | 0.00010999 | 0.00012527 | 0.00010735 | 0.00011449 | 0.0001149 | 0.00012909 | 0.00012174 | 0.00011631 | 0.00012685 | 9.8811e-05 | 0.0001299 | 0.00012801 | 8.1989e-05 | 0.00010651 | 0.00013428 | 0.00012348 | 0.00012359 | 0.0001226 | 0.00011648 | 9.9975e-05 | 0.00013128 | 0.00011298 | 0.00013779 | 0.00013368 | 0.00011959 | 0.00011049 | 0.00012507 | 0.00014505 | 0.00013607 | 0.00010887 | 0.00011229 | 0.00014324 | 0.00012683 | 0.00011848 | 0.00011103 | 0.00010364 | 0.00012618 | 0.00011689 | 0.00012312 | 0.00012048 | 0.00013933 | 0.00014405 | 0.00012803 | 0.00012024 | 0.00012076 | 0.0001262 | 0.00013285 | 9.5881e-05 | 0.0001238 | 0.00013762 | 0.00012419 | 0.00012572 | 0.00011035 | 0.00012455 | 0.00011163 | 0.00010794 | 0.00012375 | 0.00014333 | 0.00011681 | 0.00011438 | 0.0001284 | 0.00012646 | 0.0001251 | 0.00011682 | 0.00012809 | 0.00012857 | 0.00012503 | 0.00010595 | 9.9071e-05 | 0.00012693 | 0.00011854 | 0.00011789 | 0.00010525 | 0.00012517 | 0.00010526 | 0.00013858 | 0.00012227 | 0.00011428 | 0.00010813 | 0.00010045 | 0.00011814 | 0.00011648 | 0.0001135 | 0.00011703 | 0.00010766 | 0.00014693 | 0.00010486 | 0.00012737 | 0.00012429 | 0.00014666 | 0.00013319 | 0.00011842 | 0.00013908 | 0.00010191 | 0.00013275 | 0.00012948 | 0.00011539 | 0.0001298 | 9.832e-05 | 0.00013441 | 0.00010252 | 0.00015149 | 0.00012376 | 0.00011095 | 0.00010929 | 0.00012827 | 0.00013878 | 0.00011611 | 0.00012792 | 0.00013818 | 0.00012343 | 0.00013805 | 0.00013693 | 9.783e-05 | 0.00011093 | 0.00013935 | 0.00010301 | 0.00012025 | 0.00011249 | 0.00012225 | 0.0001245 | 0.00012127 | 0.00012745 | 0.00012606 | 0.00011427 | 0.0001256 | 0.00011047 | 0.00013264 | 0.00011795 | 0.00012143 | 0.000113 | 0.00013923 | 0.00013707 | 0.00011802 | 0.00012955 | 0.00012679 | 0.00012986 | 0.0001344 | 0.00012817 | 0.00012916 | 0.00011179 | 0.00011019 | 0.00012259 | 0.00012979 | 0.00014428 | 0.00014551 | 0.00012824 | 0.00011645 | 0.00013099 | 0.00010787 | 0.00013307 | 0.0001203 | 0.00012758 | 9.8652e-05 | 0.00013504 | 0.00011794 | 0.00010688 | 0.00013301 | 0.00012181 | 0.0001262 | 0.000122 | 0.00011723 | 0.00012723 | 0.00011887 | 0.00011151 | 0.0001233 | 0.00011474 | 0.00013596 | 0.00013508 | 0.00014888 | 0.00012408 | 0.00012366 | 9.6595e-05 | 0.00010375 | 0.00011204 | 0.00011591 | 9.1324e-05 | 0.00012934 | 0.0001169 | 0.00012387 | 0.00011431 | 0.00013984 | 0.00012419 | 0.00013695 | 0.00012423 | 0.00010811 | 0.00013454 | 0.00010226 | 0.00011671 | 0.0001175 | 0.00014186 | 0.00013298 | 0.00010566 | 0.00011355 | 0.00012367 | 0.00012964 | 0.00014003 | 0.00012495 | 0.00013288 | 0.00010381 | 0.00013612 | 0.00012227 | 0.00013761 | 0.00013107 | 0.00012121 | 0.00012499 | 0.00011638 | 9.4463e-05 | 0.0001077 | 0.00011984 | 0.00012684 | 0.00012841 | 8.4659e-05 | 0.0001171 | 0.00012147 | 0.00011542 | 0.00013538 | 0.00011277 | 0.00011763 | 0.00010402 | 0.0001383 | 0.00012025 | 0.00010485 | 0.00010278 | 0.00013105 | 0.00012286 | 0.0001381 | 0.00012046 | 0.00011786 | 0.00010005 | 0.00014068 | 0.00010952 | 0.0001159 | 0.00011743 | 0.00012646 | 0.00012359 | 0.00011922 | 0.00012539 | 9.3326e-05 | 0.00011557 | 0.00011993 | 0.0001095 | 0.00013282 | 0.00013347 | 0.00013573 | 0.00014056 | 0.00013918 | 0.00012775 | 0.00010918 | 0.00011358 | 0.00012779 | 0.00011036 | 0.00012393 | 0.00010923 | 0.0001303 | 0.00011712 | 0.00014508 | 0.00011484 | 0.00012166 | 0.00013062 | 0.00011672 | 0.00011219 | 0.00012546 | 0.00013066 | 0.00012733 | 0.00013086 | 0.00010865 | 0.00010877 | 0.0001398 | 0.00013978 | 0.00013637 | 0.00011961 | 0.0001409 | 0.00012457 | 0.00012172 | 0.00012398 | 0.00015226 | 0.00011854 | 0.00012089 | 0.00011423 | 0.00013685 | 0.00011487
Mean occupant ventilation rate | q_bar | normal | 0.00012133 | 1.2133e-05 | m3/s | Ventilation rates from Adams (1993) | q_bar | 0.00011071 | 0.00013237 | 0.00010562 | 0.0001273 | 0.00011084 | 0.00012567 | 0.00011465 | 0.0001105 | 9.3734e-05 | 0.00013673 | 0.00011962 | 0.00011977 | 0.0001271 | 0.000113 | 0.00012665 | 0.00012804 | 0.00011361 | 0.0001285 | 0.00013694 | 0.00012033 | 6.9523e-05 | 0.00012317 | 0.00011395 | 0.00011747 | 0.00010598 | 0.00012163 | 0.00010848 | 0.00013498 | 0.00012351 | 0.00013782 | 0.00011628 | 0.00012123 | 0.00011178 | 0.00013796 | 0.00011952 | 0.00012757 | 0.0001328 | 9.8339e-05 | 0.00012688 | 0.00013412 | 0.00013883 | 0.00014454 | 0.00012835 | 0.00012164 | 0.0001428 | 0.00011868 | 0.00013441 | 0.00011348 | 0.00012125 | 0.00014398 | 0.00013781 | 0.00011794 | 0.00010614 | 0.00012558 | 0.00011473 | 0.00014526 | 0.00015212 | 0.00012572 | 0.00014015 | 0.00013407 | 0.00012877 | 0.00011169 | 0.00010986 | 0.00014509 | 0.00010982 | 9.9158e-05 | 0.00012655 | 0.00012822 | 0.00012912 | 0.00014069 | 0.00013758 | 9.9422e-05 | 0.00012754 | 0.00012755 | 0.00011909 | 0.00010659 | 0.00014128 | 0.00012115 | 0.00010823 | 0.00012218 | 0.00011269 | 0.00014716 | 0.00011978 | 0.00011349 | 0.00011359 | 0.00011533 | 0.00011779 | 0.00011056 | 0.00011507 | 0.00010903 | 0.00012687 | 0.00010254 | 0.00012408 | 0.00013259 | 0.00012558 | 0.00011293 | 0.00011039 | 0.00011927 | 0.00013173 | 0.00010945 | 0.00012673 | 0.00011665 | 0.00011917 | 0.00011451 | 0.0001263 | 0.00012979 | 0.0001054 | 0.00012299 | 0.00010678 | 0.00012618 | 0.0001201 | 0.00013085 | 0.0001422 | 9.4325e-05 | 0.00013476 | 0.0001072 | 0.0001237 | 0.00011059 | 0.00012014 | 0.00013873 | 0.00012197 | 0.00012114 | 0.00013076 | 0.00011083 | 0.00012868 | 0.00013144 | 0.00014175 | 0.00011682 | 0.00012662 | 0.00010645 | 0.00012414 | 0.00013095 | 0.00011909 | 0.00012023 | 0.00013013 | 0.00010483 | 0.00013211 | 0.00011951 | 0.00013072 | 0.00010818 | 0.00013474 | 0.00012664 | 0.00012742 | 0.00011733 | 0.00013241 | 0.00012454 | 0.00012458 | 0.00012944 | 0.00013127 | 0.00013678 | 0.0001207 | 0.00011679 | 0.00011292 | 0.00012115 | 9.6647e-05 | 9.752e-05 | 0.00012055 | 0.00010047 | 0.00011861 | 9.9612e-05 | 0.00013002 | 0.00013421 | 0.00012697 | 0.00013685 | 0.00010771 | 0.00011634 | 0.00011877 | 0.00013972 | 0.00011624 | 0.00010403 | 0.00012573 | 0.00012079 | 0.00011344 | 0.00015046 | 0.00013672 | 0.00011628 | 0.00013565 | 0.00010013 | 0.00010623 | 0.00011119 | 0.00013701 | 0.00012151 | 0.00013282 | 0.0001215 | 0.00013148 | 0.00011738 | 0.00013557 | 0.00013515 | 0.00012794 | 0.00012872 | 0.00013872 | 0.00013607 | 0.00010904 | 0.00011297 | 0.00010776 | 0.00011842 | 0.00011352 | 0.00013476 | 0.00011449 | 0.00012631 | 0.00014717 | 0.00010779 | 0.00012732 | 0.00012701 | 0.00013537 | 0.00013802 | 0.00011297 | 0.00012447 | 0.00014299 | 0.00010975 | 0.00011031 | 0.0001329 | 0.00011835 | 0.00012834 | 0.00011707 | 0.00011183 | 0.00012346 | 0.00011067 | 0.00012878 | 0.00014033 | 0.00012616 | 0.00012705 | 0.00012593 | 0.00011483 | 0.00010721 | 0.00012379 | 0.00012127 | 0.00012164 | 0.00010393 | 0.00011866 | 0.00014269 | 0.00011734 | 0.00014068 | 9.3775e-05 | 0.0001183 | 0.00011015 | 0.00012928 | 0.00012036 | 0.00011941 | 0.00011098 | 0.00013614 | 0.00010349 | 0.0001273 | 0.00010905 | 0.00014304 | 0.00010307 | 0.00012006 | 0.00012725 | 0.00012384 | 9.8813e-05 | 0.00011359 | 0.00012448 | 0.00011438 | 9.9528e-05 | 0.00012063 | 0.00010436 | 0.00011406 | 0.00013725 | 0.00013011 | 0.00011202 | 0.00011459 | 0.00010671 | 0.00010696 | 0.00013395 | 0.00012852 | 0.00013111 | 0.00013221 | 0.00012724 | 0.00012768 | 0.00011752 | 0.000127 | 0.00011658 | 0.00012153 | 0.00011758 | 0.00010965 | 0.00012259 | 0.00010861 | 0.00011839 | 0.00012933 | 0.00012902 | 0.00011234 | 0.00011718 | 0.00012739 | 0.00013852 | 0.00013146 | 0.00011878 | 0.00013878 | 0.00012922 | 0.00013329 | 0.00012972 | 0.00011787 | 0.00011994 | 0.00011931 | 0.00014327 | 0.00012349 | 0.00012278 | 0.00010561 | 0.00011712 | 0.00013692 | 0.00012289 | 0.00012366 | 0.00012748 | 0.000123 | 0.00012531 | 0.00013182 | 0.00010579 | 0.00010087 | 0.00010061 | 0.00011901 | 0.00010995 | 0.00013463 | 0.0001299 | 0.0001168 | 0.0001048 | 0.00014754 | 0.00013047 | 0.00012069 | 0.00012309 | 0.00012862 | 0.00010914 | 0.0001327 | 0.00011806 | 0.00012861 | 0.00012187 | 0.0001053 | 0.00014385 | 0.00012388 | 0.00013459 | 0.00012486 | 0.00011404 | 0.0001023 | 0.00011978 | 0.00011601 | 0.00010835 | 0.00012169 | 0.00010528 | 0.00010896 | 0.00013678 | 0.00011208 | 0.00013387 | 0.00010627 | 0.00010842 | 0.00012668 | 0.0001202 | 0.00011582 | 0.00012878 | 0.00012656 | 0.00012413 | 0.00011533 | 0.00011625 | 0.00011367 | 0.00012875 | 0.00011234 | 0.00012365 | 0.00012839 | 0.00010786 | 0.00011778 | 0.00012249 | 0.0001305 | 0.0001081 | 0.00010798 | 0.00013458 | 0.00011532 | 0.00013419 | 0.00011194 | 9.4956e-05 | 0.00012604 | 0.00010998 | 0.00010808 | 0.00012817 | 0.00013253 | 0.00011387 | 0.00015712 | 0.00013001 | 0.00013675 | 0.00012072 | 0.00011199 | 0.00010718 | 0.00010495 | 0.00010378 | 0.00012208 | 0.00011657 | 0.0001186 | 0.00014403 | 0.00012388 | 0.00011707 | 0.00011462 | 0.00012025 | 0.00011335 | 9.2217e-05 | 0.0001158 | 0.00013598 | 0.00011654 | 0.00012602 | 0.00012289 | 0.00012484 | 0.00012001 | 0.00010791 | 0.00011657 | 0.00011721 | 0.00012346 | 0.00011702 | 0.00011931 | 0.00012904 | 0.00014185 | 0.00013861 | 0.0001011 | 0.00011743 | 0.00011277 | 0.00012408 | 0.00010885 | 0.00011961 | 0.00012613 | 0.00010071 | 0.00014339 | 0.00011093 | 0.00011456 | 0.00013054 | 0.00013028 | 0.000113 | 0.0001075 | 0.00012308 | 0.00011713 | 0.00013502 | 0.00011998 | 0.00010892 | 0.00010813 | 0.00012165 | 0.00012815 | 0.00010522 | 0.00012157 | 0.00014658 | 0.00014336 | 0.00012447 | 0.00011551 | 0.00013098 | 0.00013741 | 0.00011696 | 0.00012068 | 0.00013932 | 0.00010843 | 0.00012918 | 0.00011924 | 0.0001334 | 0.00011955 | 0.00012553 | 0.00011397 | 0.00013592 | 0.00013091 | 0.00011864 | 9.6113e-05 | 0.00012076 | 0.00012106 | 0.00013409 | 0.00013346 | 0.00013521 | 0.00011065 | 0.00010695 | 0.00011564 | 0.00013296 | 0.00013644 | 0.00011271 | 0.00013763 | 0.00012944 | 0.0001308 | 0.00011246 | 0.00011895 | 9.5386e-05 | 0.00011139 | 0.00012878 | 0.00011127 | 0.00011674 | 0.00011041 | 0.00011946 | 0.00011981 | 0.0001234 | 0.00010209 | 0.00012439 | 0.00011861 | 0.00012361 | 0.0001103 | 0.00010372 | 0.00010337 | 0.00013537 | 0.00010616 | 0.00011313 | 0.00012954 | 9.9325e-05 | 0.00012737 | 0.00011876 | 0.00011585 | 0.00010987 | 0.00010486 | 0.00011534 | 0.00012131 | 0.00013414 | 0.00012584 | 0.00013464 | 0.00010548 | 0.00011717 | 0.00013056 | 0.0001387 | 0.00011063 | 0.0001212 | 0.00011323 | 0.00014181 | 0.00013014 | 0.00012564 | 0.00013209 | 0.00013661 | 0.0001147 | 9.8095e-05 | 0.00012161 | 0.00013097 | 0.00014778 | 0.00012303 | 0.00013364 | 0.00011732 | 0.00012077 | 0.0001109 | 0.00011048 | 0.00013197 | 0.00011413 | 0.00011892 | 0.00013266 | 0.00011612 | 0.00011344 | 0.00012605 | 0.00012659 | 0.00011756 | 0.00012513 | 0.00011669 | 0.00011581 | 0.00013662 | 0.00011117 | 0.00013262 | 0.00013857 | 0.00010985 | 0.00013507 | 0.00012678 | 0.00011152 | 0.00012849 | 0.00011364 | 0.0001411 | 0.00012807 | 0.00010479 | 0.00013349 | 0.00015474 | 0.00013188 | 0.00012807 | 0.00012669 | 0.00012469 | 9.7125e-05 | 0.0001203 | 0.00011259 | 0.00011719 | 0.00011062 | 0.00014686 | 9.6886e-05 | 0.00013666 | 9.901e-05 | 0.00011773 | 0.00011148 | 0.00012024 | 0.00011927 | 0.00010594 | 0.00010896 | 0.00011078 | 0.00011792 | 0.00011603 | 0.00011297 | 0.00012519 | 0.00011476 | 0.00010762 | 0.00012224 | 0.00011299 | 0.00014047 | 0.00012564 | 0.00013045 | 0.00010928 | 0.00011246 | 0.00013402 | 0.00012633 | 0.00010803 | 0.00013308 | 0.00012609 | 0.00011876 | 0.00011962 | 0.00010383 | 0.00013317 | 0.0001277 | 0.0001302 | 0.00013794 | 0.00012081 | 0.00011455 | 0.00013736 | 9.1661e-05 | 0.00012131 | 0.00014983 | 0.00011819 | 0.00012938 | 0.00012707 | 0.00012797 | 0.0001132 | 0.00012961 | 0.00012713 | 0.00011239 | 0.00014033 | 0.000147 | 0.00011753 | 0.00013175 | 0.0001278 | 0.00012824 | 0.00013513 | 0.00012686 | 9.8029e-05 | 0.00010749 | 0.00011438 | 0.00010248 | 0.0001228 | 0.00014079 | 0.00011753 | 0.00011409 | 0.00010837 | 0.00010825 | 0.00012633 | 0.00010768 | 0.00010183 | 0.00011456 | 0.00012145 | 0.00013955 | 0.00010115 | 0.0001327 | 0.00013152 | 0.00012425 | 0.00011743 | 0.00010301 | 0.00012454 | 0.00011004 | 0.0001272 | 0.0001221 | 0.0001145 | 0.00011256 | 0.00011228 | 0.00013068 | 0.00012758 | 0.00013677 | 0.00014081 | 0.00012098 | 0.00011198 | 0.00014098 | 0.00013625 | 0.00012471 | 0.00012897 | 0.00013534 | 0.00012601 | 0.00015258 | 0.00010652 | 0.0001415 | 0.0001304 | 0.00013559 | 0.00010748 | 0.00011885 | 0.00011989 | 0.00013911 | 0.0001116 | 0.00013861 | 0.00012577 | 0.00013364 | 0.00012458 | 0.00010973 | 0.00011026 | 0.00011921 | 0.00011718 | 0.00013214 | 0.00012473 | 0.00010276 | 0.00014022 | 0.00011303 | 0.00012209 | 0.00012498 | 0.00011953 | 0.00013122 | 0.00012137 | 0.00011889 | 0.00011268 | 0.00012501 | 0.00011344 | 0.00011076 | 0.00012362 | 0.00012215 | 0.00011477 | 0.00013956 | 0.00013406 | 0.00014099 | 0.00012663 | 0.00011306 | 0.00011759 | 0.00011821 | 0.00011832 | 0.00013141 | 0.00012601 | 0.00012686 | 0.0001455 | 0.00013615 | 0.00010699 | 0.00012134 | 0.00013072 | 0.00011393 | 0.00012126 | 0.0001021 | 0.00012394 | 0.0001387 | 0.00013854 | 0.00011629 | 0.00011614 | 0.00013779 | 0.00011741 | 0.0001356 | 0.0001112 | 0.00014583 | 0.00011184 | 0.00011798 | 0.00012748 | 0.00012145 | 0.00012005 | 0.00011433 | 0.00012226 | 0.00011181 | 0.00011534 | 0.00014842 | 0.00014415 | 0.00011819 | 0.00010719 | 0.00012687 | 0.00011081 | 0.00011562 | 0.00013533 | 0.0001108 | 9.9152e-05 | 0.00013929 | 0.00011186 | 0.00011976 | 0.00011633 | 0.00012242 | 0.00011672 | 0.00012254 | 9.0635e-05 | 9.5466e-05 | 0.00011999 | 0.0001157 | 0.00013813 | 0.00014543 | 0.00013222 | 0.00011864 | 0.00011625 | 0.0001298 | 0.00011378 | 0.0001178 | 9.5718e-05 | 0.0001224 | 0.00013505 | 0.00013021 | 0.00011668 | 0.0001114 | 8.4937e-05 | 0.00013111 | 0.00010969 | 0.00013686 | 0.00011096 | 0.00012478 | 0.00012505 | 0.00014187 | 0.00011315 | 0.00012285 | 0.00013543 | 0.00012806 | 0.00013772 | 0.00012792 | 0.00011191 | 0.00012783 | 0.00012304 | 9.9836e-05 | 0.00011322 | 0.00011597 | 0.00011745 | 0.00010373 | 0.00012593 | 0.00011121 | 0.00012366 | 0.00011739 | 0.00011528 | 0.0001255 | 0.00010474 | 0.00013381 | 0.00012204 | 0.00011696 | 0.00014078 | 0.00010431 | 0.00010861 | 0.00012765 | 0.00011348 | 0.00012514 | 0.00012362 | 0.00011341 | 0.00011311 | 0.00011254 | 9.6272e-05 | 0.00013908 | 0.00012488 | 0.00012501 | 0.00012993 | 0.00013326 | 0.00011247 | 0.00012544 | 0.00012768 | 8.6996e-05 | 0.00012641 | 0.00012377 | 0.00011355 | 0.00011473 | 0.00014347 | 0.00012567 | 0.00013264 | 0.00012377 | 0.0001491 | 0.00011939 | 0.00010713 | 0.00011402 | 0.0001199 | 0.00012398 | 0.0001186 | 0.00011779 | 0.00012121 | 0.00012439 | 0.00014476 | 0.00012747 | 0.00012781 | 0.00013989 | 0.00012407 | 0.00012443 | 0.00011748 | 0.00013801 | 0.00013514 | 9.3541e-05 | 0.00013243 | 0.00015615 | 0.00013103 | 0.00010317 | 0.00011126 | 9.7308e-05 | 0.0001187 | 0.00012514 | 0.00013773 | 0.00013132 | 0.0001238 | 0.00013192 | 0.00013357 | 9.712e-05 | 0.00012934 | 0.00011661 | 0.00011966 | 0.00011315 | 0.0001303 | 0.00010802 | 0.00012335 | 0.00010922 | 0.00013197 | 0.00012033 | 0.00011085 | 0.00012551 | 0.00011698 | 0.00013162 | 0.00010998 | 0.00011938 | 9.8206e-05 | 0.0001156 | 0.00011077 | 0.00012797 | 0.00011751 | 0.00012251 | 0.00011639 | 0.0001238 | 0.00013048 | 0.00012587 | 0.00012679 | 0.00011323 | 0.00010124 | 0.00012214 | 0.00012319 | 0.00012968 | 0.00012362 | 0.00012975 | 0.00014233 | 0.00011832 | 0.00011898 | 0.00011992 | 0.00010484 | 0.00013498 | 0.00012793 | 9.4113e-05 | 0.00010678 | 0.00011805 | 0.00011257 | 0.00010051 | 0.00010745 | 0.00010738 | 0.00011564 | 0.00010045 | 0.00012794 | 0.00012765 | 0.00010862 | 0.00010736 | 0.00012469 | 0.00011633 | 0.00014833 | 0.00013441 | 0.00011449 | 0.00011129 | 0.00012903 | 0.00011509 | 0.00014107 | 0.00012757 | 0.00013423 | 0.00013902 | 9.8665e-05 | 0.00012291 | 0.0001043 | 0.00011519 | 0.00013117 | 9.2772e-05 | 0.00010096 | 0.00011345 | 0.00010488 | 0.0001297 | 9.847e-05 | 0.00012275 | 0.0001507 | 0.00013118 | 0.0001236 | 0.0001197 | 0.00014105 | 0.00013179 | 0.00011569 | 0.00012392 | 0.0001057 | 0.00013663 | 0.00013704 | 0.00013011 | 0.00014113 | 0.00013362 | 0.00010629 | 0.00010099 | 0.00011575 | 0.00014415 | 0.0001185 | 0.00010852 | 9.7229e-05 | 0.00011502 | 0.00011196 | 0.00011941 | 0.00012898 | 0.00013455 | 0.00012403 | 0.00012982 | 0.00013334 | 0.00011241 | 0.00010703 | 0.00013009 | 0.00011838 | 0.000112 | 0.00011959 | 0.00011169 | 0.00011696 | 0.00012593 | 0.00012796 | 0.00011513 | 0.00013744 | 0.00012149 | 0.00011001 | 0.0001176 | 0.00013229 | 0.00013002 | 0.00012457 | 0.00012488 | 0.00010833 | 0.00012228 | 0.00010524 | 0.00010021 | 0.00013368 | 0.00011062 | 0.00011235 | 0.00013098 | 0.00012857 | 0.00011908 | 0.00010402 | 0.00013893 | 0.00012524 | 0.00012461 | 9.4625e-05 | 0.00011637 | 0.00011485 | 0.00012275 | 0.000117 | 0.00011757 | 0.00012974 | 0.00012997 | 0.00010482 | 0.00010699 | 0.00012652 | 0.0001269 | 0.0001125 | 0.00013211 | 0.00012355 | 0.00012064 | 0.00012828 | 0.00012431 | 0.00012409 | 0.00013043 | 0.0001215 | 0.00012671 | 0.00013415 | 0.00012537 | 0.00011119 | 0.00011314 | 0.00011671 | 0.00011945 | 0.00011844 | 0.00011311 | 0.00010791 | 0.00011351 | 0.00010186 | 0.00011258 | 0.00013817 | 0.0001059 | 0.00014045 | 0.00010435 | 0.00012058 | 0.00010937 | 0.00010238 | 0.00011688 | 0.00013271 | 0.00012978 | 0.00011742 | 0.00012538 | 9.7367e-05 | 0.00013622 | 0.00012713 | 0.00011924 | 0.00011875 | 0.00010696 | 0.00013581 | 0.00013334 | 0.00012286 | 0.00011287 | 0.00011663 | 0.00012787 | 0.00013238 | 0.00010697 | 0.00011469 | 0.00013469 | 0.00012929 | 0.00015249 | 0.00012449 | 0.00011979 | 0.00011532 | 0.00014768 | 0.00013456 | 0.00013087 | 0.00011845 | 0.0001132 | 0.0001216 | 0.00012844 | 0.0001178 | 0.00013731 | 0.00010275 | 0.00012568 | 0.00011163 | 0.00013838 | 0.0001119 | 0.00013661 | 0.00013311 | 0.00012154 | 0.00012454 | 0.00012194 | 0.00012821 | 0.0001303 | 0.00014987 | 0.00012105 | 0.00010482 | 0.00013344 | 0.00013762 | 0.00012927 | 0.00012271 | 0.00012094 | 0.00011998 | 0.00013229 | 0.00012035 | 0.00013521 | 0.00012077 | 0.0001219 | 0.00013776 | 0.00011862 | 0.00011155 | 0.00012467 | 0.00012845 | 0.0001181 | 0.00012973 | 0.00012932 | 0.00012992 | 0.00012353 | 0.00013438 | 0.00012779 | 0.00014198 | 0.00011372 | 0.000138 | 9.2021e-05 | 0.00012742 | 0.00013153 | 0.00011058 | 0.00013591 | 0.00013087 | 0.00011794 | 0.00011979 | 0.00012117 | 0.00011764 | 0.000106 | 9.9204e-05 | 0.00011102 | 0.00012211 | 0.00013403 | 0.00012948 | 0.00012912 | 0.0001021 | 0.00013538 | 0.00010937 | 0.00012547 | 0.00011745 | 0.00010133 | 0.00011338 | 0.0001083 | 0.00011195 | 0.00013403 | 0.00011098 | 0.00013589 | 0.00012366 | 0.00014574 | 0.00012664 | 0.0001201 | 9.6513e-05 | 0.00012728 | 0.00013931 | 0.00011542 | 0.00010733 | 0.00013103 | 0.00013352 | 0.00010461 | 0.00014703 | 0.00011271 | 0.00013282 | 0.00010854 | 0.00011267 | 0.00011387 | 0.00014002 | 0.00011849 | 0.00010435 | 0.00011474 | 9.8122e-05 | 0.00011179 | 0.00012206 | 0.00013114 | 0.00013223 | 0.00013952 | 0.00013192 | 0.00012078 | 0.00012531 | 0.00012989 | 0.00013175 | 0.00013569 | 9.9539e-05 | 0.00010488 | 0.00012044 | 0.00012725 | 0.00011924 | 0.0001404 | 0.00012704 | 0.00013274 | 0.00012931 | 0.00013429 | 0.00011567 | 0.00013363 | 0.00012282 | 0.0001377 | 0.00010862 | 0.00011771 | 0.00010484 | 0.00012175 | 0.00011607 | 0.00012356 | 0.00012021 | 0.00011215 | 0.00011695 | 0.00012738 | 0.00012451 | 0.0001106 | 0.00011666 | 0.00011945 | 0.00012528 | 0.00012821 | 0.0001171 | 0.00012525 | 0.00011608 | 0.0001168 | 9.9035e-05 | 9.3674e-05 | 0.00013583 | 0.00013074 | 0.00012755 | 0.00012867 | 0.0001334 | 0.00010947 | 0.00011642 | 0.00013282 | 0.00012387 | 0.000131 | 0.00013674 | 0.00013423 | 0.00012123 | 0.00010097 | 0.00011857 | 0.00010829 | 0.00013106 | 0.00010821 | 0.00011455 | 0.00012764 | 0.00012041 | 0.00011857 | 0.00012262 | 0.00011925 | 0.00011989 | 0.00010833 | 0.00010194 | 0.00012539 | 0.00013475 | 0.00011543 | 9.9277e-05 | 0.000126 | 0.00012406 | 0.00011724 | 0.00012728 | 0.00012124 | 0.00012808 | 0.0001439 | 0.00010337 | 0.00014139 | 0.00013355 | 0.00012769 | 0.00010279 | 0.0001218 | 0.00014351 | 0.00011755 | 0.00011434 | 0.00012573 | 0.00012091 | 9.8031e-05 | 0.00013654 | 0.00011774 | 0.00010763 | 0.00013779 | 0.00011261 | 0.00013578 | 0.00011835 | 0.00013311 | 0.00012492 | 0.00011261 | 0.00013004 | 0.00012416 | 0.00010988 | 0.00011619 | 0.00012765 | 0.00012609 | 0.00011725 | 0.00013261 | 0.00013481 | 0.00013736 | 0.00012554 | 0.00012928 | 0.00011509 | 0.00011608 | 0.00012096 | 0.00011356 | 0.00010804 | 0.00012161 | 0.00013722 | 0.00012481 | 0.00013533 | 0.00013561 | 0.00010904 | 0.00012958 | 0.00012858 | 0.00013007 | 0.00013654 | 0.00014145 | 0.00015627 | 0.00013884 | 9.6889e-05 | 0.00012648 | 0.00013144 | 0.00013262 | 0.00012195 | 0.00012306 | 0.00011902 | 0.00012661 | 0.00013215 | 0.00010853 | 0.0001174 | 0.00012783 | 0.00011944 | 0.00011826 | 0.00012018 | 0.00011302 | 0.00011657 | 0.00014003 | 0.00011353 | 0.00012034 | 0.00011755 | 0.00013475 | 0.00013132 | 0.0001103 | 0.00012557 | 0.00012331 | 0.00012156 | 0.00012937 | 0.00011391 | 0.00011834 | 0.00012832 | 0.00013307 | 0.00010091 | 0.00011949 | 0.00012402 | 0.00011021 | 0.00011674 | 0.00011684 | 0.00010682 | 0.00010531 | 0.00012586 | 0.00012153 | 0.0001036 | 0.00010738 | 0.00010996 | 0.00013733 | 0.00010072 | 0.00012302 | 0.0001285 | 0.00012778 | 0.00014444 | 0.00013507 | 0.00010504 | 0.00012285 | 0.00012134 | 0.00013654 | 0.00010919 | 0.00011158 | 0.00012348 | 0.00013083 | 0.00010917 | 0.00014506 | 0.00012709 | 0.00012077 | 0.00011777 | 0.00011245 | 0.00013139 | 0.00011814 | 0.00012084 | 0.00010527 | 0.00012822 | 0.00012644 | 0.00012008 | 0.00011682 | 0.00011374 | 0.00011061 | 0.00011384 | 0.00012378 | 0.00010989 | 0.00011564 | 0.00011159 | 0.00012664 | 0.00011597 | 0.00011659 | 0.00013091 | 0.00011176 | 9.9567e-05 | 0.00011868 | 0.00011926 | 0.0001078 | 0.00011179 | 0.00012198 | 0.00012077 | 0.00012266 | 0.00011704 | 0.00012713 | 0.00010833 | 0.00013571 | 0.00011806 | 0.00012306 | 0.00012155 | 0.00013177 | 0.00012084 | 0.00010841 | 0.00011002 | 9.5572e-05 | 0.0001188 | 0.00010965 | 0.00011359 | 0.00012584 | 0.00012122 | 0.00011882 | 0.00012547 | 0.0001253 | 0.00011708 | 0.00010279 | 9.5615e-05 | 0.00013338 | 0.00012835 | 0.00011202 | 0.0001334 | 0.00012367 | 0.00014152 | 0.0001284 | 0.00011835 | 0.00011914 | 0.00012412 | 0.00012022 | 0.00011277 | 0.00013047 | 0.0001463 | 0.00011369 | 0.00011772 | 0.00012293 | 0.00012131 | 0.00011303 | 0.00010314 | 0.00012244 | 0.00013184 | 0.0001365 | 0.00012553 | 0.00013252 | 9.0437e-05 | 0.00013213 | 0.00012556 | 0.0001317 | 0.00013801 | 0.00011292 | 0.00013422 | 0.00013098 | 0.00012355 | 0.00011528 | 0.00011133 | 0.00013885 | 0.00011701 | 0.00013618 | 0.00010962 | 0.00012613 | 0.00011945 | 0.00010589 | 0.00013629 | 0.00013117 | 0.00012383 | 0.00010668 | 0.00011787 | 0.00011708 | 0.00013388 | 0.0001013 | 0.00011437 | 0.00011859 | 0.00012815 | 0.00011036 | 0.00011942 | 0.00010503 | 0.00012923 | 0.00011946 | 0.0001276 | 9.92e-05 | 0.00012318 | 0.00010884 | 0.00012883 | 0.00013187 | 0.00011962 | 0.00012315 | 0.00010352 | 0.0001168 | 0.00011797 | 0.0001209 | 0.00012254 | 0.00010153 | 0.00010458 | 0.00012907 | 0.00011948 | 0.0001164 | 0.00014218 | 0.00011672 | 0.00012655 | 9.2814e-05 | 0.0001405 | 0.00012781 | 0.00011507 | 0.0001122 | 0.00011205 | 0.00011119 | 0.00010188 | 0.00010394 | 8.5041e-05 | 0.00012111 | 0.0001434 | 0.00012741 | 0.00012828 | 0.00011733 | 0.00012878 | 0.00011613 | 0.00012243 | 0.00012348 | 0.00011591 | 0.0001176 | 0.00010279 | 0.00013047 | 0.00012059 | 0.00015223 | 0.00010248 | 0.0001111 | 0.00012297 | 0.00012904 | 0.00013414 | 0.0001177 | 0.00012875 | 0.00013632 | 0.00010729 | 0.00012041 | 0.00014451 | 0.00011419 | 0.000126 | 0.0001191 | 0.00011132 | 0.00012689 | 0.00012302 | 0.00011214 | 0.00011977 | 0.00013322 | 0.00012796 | 0.00011725 | 0.00012157 | 0.00011923 | 0.00011713 | 0.00011889 | 0.00013252 | 0.00010483 | 0.00011829 | 0.00012612 | 0.00014056 | 0.00010301 | 0.00014507 | 0.0001186 | 0.00012855 | 0.00010885 | 0.00011676 | 0.00011444 | 0.00013625 | 0.00011462 | 0.00011581 | 0.00012812 | 0.00014788 | 0.00013144 | 0.00011606 | 0.00012725 | 0.00012318 | 0.00013491 | 0.00011902 | 0.00010236 | 0.00010957 | 0.00012738 | 0.00014207 | 0.00012562 | 0.00011005 | 0.00010562 | 0.00011574 | 0.00010775 | 0.00012896 | 0.00013661 | 0.0001275 | 0.00012775 | 0.00012039 | 0.00011316 | 0.00012354 | 0.00014943 | 0.00011396 | 0.00012696 | 0.00011104 | 0.00013892 | 0.00012264 | 0.00012914 | 0.00013617 | 9.2797e-05 | 0.00011692 | 0.0001176 | 0.00014256 | 0.00010378 | 0.00013091 | 0.00013228 | 0.00012276 | 0.00013103 | 0.00012997 | 0.00010835 | 0.00013657 | 0.00013249 | 8.9308e-05 | 0.0001187 | 0.00010785 | 0.00012202 | 0.00012234 | 0.00013709 | 0.000119 | 0.00012796 | 0.00010481 | 0.00011102 | 0.00011159 | 0.00012815 | 0.00012195 | 8.9924e-05 | 0.00010798 | 0.00013281 | 0.00010856 | 0.00013509 | 0.00011661 | 0.00013304 | 0.00013052 | 0.00012141 | 0.00010613 | 0.00011438 | 0.00011962 | 0.00012019 | 0.00013568 | 0.00010426 | 0.00012888 | 0.00010116 | 0.00012897 | 0.00010379 | 0.00011451 | 0.00012472 | 0.00012577 | 0.00013526 | 0.00012943 | 0.00011721 | 0.00011755 | 0.00010083 | 0.00010607 | 0.00013478 | 0.0001428 | 0.00010999 | 0.00012253 | 0.00010071 | 0.00011107 | 0.00012151 | 0.00012052 | 0.00012229 | 0.00012868 | 0.00013472 | 0.00013263 | 0.00011449 | 9.6713e-05 | 0.00012237 | 0.00012628 | 0.00010243 | 0.000132 | 0.00012717 | 0.0001159 | 0.00013388 | 0.00011272 | 0.00013072 | 0.00011391 | 0.00011194 | 0.00012964 | 0.00010571 | 0.00011505 | 0.00012503 | 0.0001185 | 0.000123 | 0.0001377 | 0.00011686 | 0.00012777 | 0.00012182 | 0.00013034 | 0.00010601 | 0.00011957 | 0.00013527 | 0.00011343 | 0.00011423 | 0.00012504 | 0.00010387 | 0.0001232 | 0.00012914 | 0.00013415 | 0.00012837 | 0.00012073 | 0.00014692 | 0.00011755 | 0.00010093 | 0.0001243 | 0.0001176 | 0.00014192 | 0.00012709 | 0.00013859 | 0.00010764 | 0.00013496 | 0.00012602 | 0.00012556 | 0.00015003 | 0.00012038 | 0.00010208 | 0.00012384 | 0.00010807 | 0.00011104 | 0.000116 | 0.00010759 | 0.00012928 | 0.00011411 | 0.00012784 | 0.00012181 | 0.00011634 | 9.7525e-05 | 0.00010944 | 0.0001028 | 0.00011595 | 0.00012435 | 0.00011459 | 0.00011085 | 0.00012558 | 0.00013872 | 0.00010178 | 0.00013062 | 0.00013485 | 0.00013422 | 0.00011855 | 0.00013241 | 0.00011889 | 9.5451e-05 | 0.00010603 | 0.00011735 | 0.00012601 | 0.00013166 | 0.00010509 | 0.00010629 | 0.00011795 | 0.00013574 | 0.0001051 | 0.00015753 | 0.00011491 | 0.00010835 | 0.00012385 | 0.00011959 | 0.00012982 | 0.00010729 | 0.00012093 | 0.00010744 | 0.00012283 | 0.00013535 | 0.00013022 | 0.00013723 | 0.00013713 | 0.00012323 | 0.00012078 | 0.00013716 | 0.00014823 | 0.00010647 | 0.00014626 | 0.00011893 | 0.00010629 | 0.00013014 | 0.00011825 | 0.00012747 | 0.000127 | 0.00012766 | 0.00012016 | 0.00013286 | 0.00012343 | 0.00012329 | 0.00010324 | 0.0001037 | 0.00012788 | 0.00013856 | 0.00011167 | 0.00013714 | 0.00010223 | 0.00011782 | 0.00011438 | 0.00011996 | 0.00013511 | 0.00011827 | 0.00011735 | 0.00014694 | 0.00011709 | 0.00011466 | 0.00012118 | 0.0001376 | 0.00012448 | 0.00012287 | 0.00010026 | 0.00011967 | 0.00012575 | 0.00011318 | 0.00013582 | 0.00013193 | 0.00014491 | 0.00012091 | 0.00013182 | 0.00011431 | 0.00012821 | 0.00013511 | 0.00013459 | 0.0001237 | 0.00011533 | 0.00011222 | 0.00011438 | 0.00010456 | 0.00011308 | 0.0001146 | 0.00012576 | 0.00010665 | 0.00010816 | 0.00010598 | 0.00011474 | 0.00014022 | 0.00012728 | 0.00013414 | 0.00010634 | 0.00010032 | 0.00012011 | 0.00011687 | 0.00013488 | 0.00013788 | 0.0001278 | 0.00011466 | 0.00012831 | 0.00013121 | 0.00011179 | 0.00010805 | 0.00014018 | 0.00012258 | 0.00012173 | 0.00012451 | 0.00013785 | 0.00013135 | 0.0001085 | 0.00013047 | 0.00013381 | 0.00011111 | 0.0001031 | 0.00012713 | 0.000123 | 0.00011139 | 0.00013202 | 0.00011491 | 0.00012013 | 0.00013891 | 0.00011644 | 0.00012763 | 0.000141 | 0.00011122 | 0.00012278 | 0.00010535 | 0.00011728 | 0.00013179 | 0.0001313 | 0.00011267 | 0.00013408 | 0.00011186 | 0.00011983 | 0.00012513 | 0.00011978 | 0.00010588 | 0.00011866 | 0.00011724 | 0.00013973 | 0.00010365 | 0.00011603 | 0.00012447 | 0.00011404 | 0.00011615 | 9.9195e-05 | 0.00011825 | 0.0001372 | 0.00013032 | 0.00011909 | 9.6464e-05 | 0.00010581 | 0.00012394 | 0.00012725 | 0.00010989 | 0.00014618 | 0.00010107 | 0.00015529 | 0.00012957 | 0.00012616 | 0.0001129 | 0.00013155 | 0.00011703 | 0.00010487 | 0.00011892 | 0.00012546 | 0.00010724 | 0.00012934 | 0.0001202 | 0.00011567 | 0.00011333 | 0.0001492 | 0.00012642 | 0.00011886 | 0.0001313 | 9.9716e-05 | 0.00011184 | 0.00011972 | 0.00013887 | 0.00011366 | 0.00010687 | 0.00012039 | 0.00010797 | 0.00012326 | 0.00013023 | 0.00010094 | 0.00012079 | 0.00010675 | 0.0001225 | 0.00011588 | 0.00011925 | 9.5767e-05 | 0.00012586 | 0.00011892 | 0.00012674 | 0.00011782 | 0.00014207 | 0.00012364 | 0.00010866 | 0.00010502 | 0.00012543 | 0.00011822 | 9.0868e-05 | 0.0001255 | 0.00010575 | 0.00013876 | 0.00012052 | 0.00010883 | 0.0001502 | 0.00010693 | 9.8604e-05 | 0.00011765 | 0.00011311 | 0.00012795 | 0.00011222 | 0.0001422 | 0.0001178 | 0.00012286 | 0.00013839 | 0.00012991 | 0.00013927 | 0.00011913 | 0.0001198 | 0.00014082 | 0.00012909 | 0.00012342 | 0.00011552 | 0.0001187 | 0.00011709 | 0.0001283 | 0.0001053 | 0.00013199 | 0.00012442 | 0.0001307 | 0.00012538 | 9.3032e-05 | 0.000105 | 0.00010939 | 0.00011472 | 0.0001252 | 0.00010934 | 0.00011503 | 0.00010385 | 0.0001234 | 0.00010304 | 0.00011642 | 0.00014057 | 0.0001344 | 0.0001158 | 0.00012563 | 0.00013399 | 0.00013129 | 0.00013069 | 0.00012303 | 9.5065e-05 | 0.00012063 | 0.00011592 | 0.00011622 | 0.00015234 | 0.00012373 | 9.1358e-05 | 0.00012096 | 0.00011162 | 0.00014225 | 0.00012967 | 0.00012121 | 0.00011653 | 0.00012185 | 0.0001366 | 0.00011892 | 0.00011222 | 0.00012396 | 0.00011549 | 0.0001238 | 0.00012704 | 0.00011213 | 9.2462e-05 | 0.0001274 | 0.00011761 | 9.4135e-05 | 0.00012857 | 0.00010897 | 0.0001119 | 0.00010681 | 0.00013253 | 0.00014438 | 0.00012508 | 0.00012132 | 0.0001249 | 0.0001177 | 0.00010558 | 0.00012884 | 0.00011493 | 0.00012656 | 0.00013292 | 0.00013594 | 0.00010893 | 0.00011365 | 0.00011274 | 0.00013462 | 0.00012713 | 0.00012245 | 9.9781e-05 | 0.00013531 | 0.00012146 | 0.00012644 | 0.00014265 | 0.00012694 | 0.00012291 | 0.00011866 | 0.00011345 | 0.00011925 | 0.00014098 | 0.00010881 | 0.0001201 | 0.00011407 | 0.00011636 | 0.00014021 | 0.00011951 | 0.00011819 | 0.00012143 | 0.00013508 | 0.00010316 | 0.00013033 | 0.00011616 | 0.00014482 | 0.00013775 | 9.2691e-05 | 0.00012949 | 0.00013134 | 0.00013348 | 9.9281e-05 | 0.00011643 | 0.0001307 | 0.00014143 | 0.00010575 | 0.00013299 | 0.0001299 | 0.0001262 | 0.00010683 | 0.00014355 | 0.0001273 | 0.00013504 | 0.00010907 | 0.00012291 | 0.00011836 | 0.00012123 | 0.00010804 | 0.00013598 | 0.00010949 | 0.0001199 | 9.0877e-05 | 0.00014479 | 9.8775e-05 | 0.00011939 | 0.0001279 | 0.000143 | 0.00011789 | 0.00011614 | 9.6987e-05 | 0.00012244 | 0.00013203 | 0.00012471 | 0.00011462 | 0.00010275 | 0.00011624 | 0.00012728 | 0.00012086 | 0.00012421 | 0.00011945 | 0.00012012 | 0.00010036 | 0.00013731 | 0.0001188 | 9.8752e-05 | 0.00012528 | 0.00010487 | 0.00010888 | 0.00013199 | 0.00013167 | 0.00012891 | 0.00012802 | 0.00012222 | 0.00014002 | 0.00010642 | 0.00014001 | 0.00011233 | 0.00010101 | 0.00015479 | 0.00010844 | 0.00011563 | 0.00012086 | 0.00013609 | 9.631e-05 | 0.00012232 | 9.1131e-05 | 0.00012237 | 0.00011009 | 0.000106 | 0.00010642 | 0.00011553 | 0.00012146 | 0.00012472 | 0.00013448 | 0.00013439 | 0.00013917 | 0.00010834 | 0.00013167 | 0.00011322 | 0.00013596 | 0.00010969 | 0.00013282 | 0.00011501 | 0.00011806 | 0.00010786 | 0.00012165 | 0.00011875 | 0.00012606 | 0.00012375 | 0.00014293 | 0.00013015 | 0.00012311 | 0.00012033 | 0.00010783 | 0.00011868 | 0.00014975 | 0.00012351 | 0.00011802 | 0.00012428 | 0.00011943 | 0.00014501 | 0.00012037 | 0.00011998 | 0.00011416 | 0.00010929 | 0.00011175 | 0.00011166 | 8.834e-05 | 0.00011109 | 0.0001291 | 9.9995e-05 | 0.0001301 | 0.00013502 | 0.00011327 | 0.00013034 | 0.00012921 | 0.00011492 | 0.00011439 | 0.00011882 | 0.00012431 | 9.8712e-05 | 0.00011497 | 0.00013955 | 0.00012317 | 0.00013489 | 0.00011075 | 0.00012451 | 0.00011897 | 0.0001302 | 0.00012773 | 0.00011046 | 9.9768e-05 | 0.00013234 | 0.00012404 | 0.00011149 | 0.00012464 | 0.00014042 | 0.00013636 | 0.00011315 | 0.00012147 | 0.0001142 | 0.0001312 | 0.00011172 | 0.00013018 | 0.0001144 | 0.00012182 | 0.00011825 | 0.00014335 | 0.00010954 | 0.000111 | 0.00012123 | 0.00011518 | 0.00013736 | 0.00012971 | 0.00012803 | 0.00010621 | 0.00010578 | 0.00012944 | 9.3883e-05 | 0.00012203 | 0.00015534 | 0.00013041 | 0.00011363 | 0.00015202 | 0.00012617 | 0.00011197 | 0.00013024 | 0.00014178 | 0.00010964 | 0.00013245 | 0.0001144 | 0.00012974 | 0.00011129 | 0.00012081 | 0.00010452 | 0.00011278 | 0.00011246 | 0.0001272 | 0.0001201 | 0.00011519 | 0.00014065 | 0.00010555 | 0.00012819 | 0.00012951 | 0.00013008 | 0.00012749 | 0.00013476 | 0.00011873 | 0.00015178 | 0.00013248 | 0.00011995 | 0.00010227 | 0.00013381 | 0.00012837 | 0.00010361 | 0.00011598 | 0.00012282 | 0.00011821 | 0.00013152 | 0.00013319 | 0.00012598 | 0.00011385 | 0.00013627 | 0.00010596 | 0.00011615 | 0.00012093 | 0.00012665 | 0.00012162 | 0.00012139 | 0.0001135 | 0.00011474 | 0.00011613 | 0.00011053 | 0.00011475 | 0.0001107 | 0.00011769 | 0.00012331 | 0.00014128 | 0.00014352 | 0.00012241 | 0.00013799 | 0.00012523 | 0.00011895 | 0.00013153 | 0.00010638 | 0.000104 | 0.00012669 | 0.00011312 | 0.00012249 | 0.00012097 | 0.00013155 | 0.00012014 | 0.00011584 | 0.00013073 | 0.00012826 | 0.00015645 | 0.0001177 | 0.00013351 | 0.00013346 | 0.00012877 | 0.00010945 | 0.00014361 | 0.00011067 | 0.00011523 | 0.00011387 | 0.00010016 | 0.00012433 | 0.00012134 | 0.00012475 | 0.00010399 | 0.00011226 | 0.0001164 | 0.00012069 | 0.00013182 | 0.00010408 | 0.00010701 | 0.00012962 | 0.00010837 | 0.00011824 | 0.0001291 | 0.00011239 | 0.00010381 | 0.00011241 | 0.00012912 | 0.00014513 | 0.00013909 | 0.00012392 | 0.00011436 | 0.00013179 | 0.00012789 | 0.00011912 | 0.00012773 | 0.00012201 | 0.00011923 | 0.00011702 | 0.00012563 | 0.0001047 | 0.00011617 | 0.00014088 | 0.00011278 | 0.00011524 | 0.0001316 | 0.00013243 | 0.00010857 | 0.00012151 | 0.00013393 | 9.7361e-05 | 0.00013032 | 0.00012735 | 0.00012255 | 0.00012313 | 0.00012338 | 0.00013505 | 9.7073e-05 | 0.00012571 | 0.00013252 | 0.00012811 | 0.00012763 | 0.00011175 | 0.0001235 | 0.00011051 | 0.00013839 | 0.00011605 | 0.00014423 | 0.00011996 | 0.00011886 | 0.00012341 | 0.00011293 | 0.00012206 | 0.00011459 | 0.00011364 | 0.00010897 | 7.5729e-05 | 0.00013682 | 0.00015111 | 9.7417e-05 | 0.00010188 | 0.00010046 | 0.00010197 | 0.00011735 | 9.3585e-05 | 0.00013037 | 0.00010746 | 9.9416e-05 | 0.0001242 | 0.00014217 | 0.00012418 | 0.00012295 | 0.00014307 | 0.00013303 | 0.00012181 | 0.00012747 | 0.00012922 | 0.00010733 | 0.00012963 | 0.00013338 | 0.00012345 | 0.00010886 | 0.00012404 | 0.00012828 | 0.00013374 | 0.00013037 | 0.00012273 | 0.00012185 | 0.00010534 | 0.00010371 | 0.00011907 | 0.00011915 | 0.00011067 | 0.00012075 | 0.00012111 | 9.5176e-05 | 0.00011035 | 0.00013911 | 0.00011646 | 0.00012848 | 0.0001168 | 0.0001216 | 0.00012167 | 0.00012848 | 0.00013909 | 0.00013342 | 0.00012769 | 0.00011792 | 0.00013005 | 0.00010745 | 0.00011498 | 0.00011881 | 0.00013126 | 0.00012154 | 0.00013536 | 0.00012332 | 0.00013751 | 0.00012807 | 0.00014346 | 0.00012838 | 0.00012638 | 0.00011806 | 0.00012469 | 0.00010768 | 9.9474e-05 | 0.00012372 | 0.00011156 | 0.00014252 | 0.0001336 | 0.00011125 | 0.0001485 | 0.00012101 | 0.00013498 | 0.00012976 | 0.0001261 | 0.00011908 | 0.00014689 | 0.00011301 | 0.00013834 | 0.00010955 | 0.00011401 | 0.00011618 | 9.9194e-05 | 0.00013248 | 0.00010999 | 0.00012544 | 0.00011023 | 0.00012585 | 0.00012281 | 0.00010986 | 0.00010108 | 0.00011854 | 0.00011175 | 0.00013125 | 0.0001277 | 0.0001391 | 0.00012813 | 0.0001234 | 0.00011133 | 0.00011523 | 0.00011465 | 0.00011732 | 0.00011238 | 0.00010681 | 0.00013315 | 0.00010556 | 0.00013576 | 0.00010926 | 0.0001409 | 0.00010113 | 0.00011534 | 0.00011555 | 0.00015506 | 0.00013125 | 0.00012179 | 0.00012064 | 0.0001088 | 0.00011905 | 0.0001174 | 0.000129 | 0.00013383 | 9.9319e-05 | 0.00013561 | 9.9571e-05 | 0.00012321 | 0.00012387 | 0.00011303 | 0.00012753 | 0.00012552 | 0.00012352 | 0.00013785 | 0.00013641 | 0.00012857 | 0.00013585 | 0.00013478 | 9.9456e-05 | 0.00012671 | 0.00012683 | 9.6675e-05 | 9.6499e-05 | 0.00014087 | 0.00011942 | 0.00012479 | 0.0001244 | 0.00012413 | 0.00010663 | 0.00013429 | 0.00014058 | 9.8365e-05 | 0.00010954 | 0.00012623 | 0.00010753 | 0.0001112 | 0.00011916 | 0.00013248 | 0.00011543 | 0.00011599 | 0.00011892 | 0.00011326 | 0.00011558 | 0.00010249 | 0.00012883 | 0.00011715 | 0.00014721 | 0.00011486 | 0.00011178 | 0.00012769 | 0.00010496 | 0.00011333 | 0.00012438 | 0.00012201 | 0.00015321 | 9.4868e-05 | 0.00012585 | 0.00010261 | 0.00012572 | 9.6368e-05 | 0.00012502 | 0.00012338 | 0.00010791 | 0.00011058 | 0.00012914 | 0.00011846 | 0.00014429 | 0.00012849 | 0.00011145 | 0.00014023 | 0.00012014 | 0.0001213 | 0.00011464 | 0.00013491 | 0.00012468 | 0.00012092 | 0.00013901 | 0.00012762 | 0.00012647 | 0.00012913 | 0.00011258 | 0.00011847 | 0.00011377 | 0.00012476 | 0.00011974 | 0.00011468 | 0.00011826 | 0.00012433 | 0.00011886 | 0.00011115 | 0.0001405 | 0.00013366 | 0.00012567 | 0.00012394 | 0.00011885 | 0.00012731 | 0.00011347 | 0.00013148 | 0.0001291 | 0.00011341 | 0.00011603 | 0.00014284 | 0.00011483 | 0.0001195 | 0.00012102 | 0.00011454 | 0.00012314 | 9.9688e-05 | 0.00013509 | 0.00011381 | 0.00010773 | 9.7367e-05 | 0.00012562 | 0.00015032 | 0.00013929 | 0.00012105 | 0.00012233 | 0.0001331 | 0.00011989 | 0.00011855 | 0.00011351 | 0.00012958 | 0.00010312 | 0.00013523 | 0.00011839 | 0.00011854 | 0.00012426 | 0.00015133 | 0.00011211 | 0.00011829 | 0.00012666 | 0.00013461 | 0.00012123 | 0.00012281 | 0.00010996 | 0.00012572 | 0.00013284 | 0.00011336 | 0.00013321 | 0.00012587 | 9.5026e-05 | 0.00010881 | 0.00012211 | 0.00013287 | 0.00011685 | 0.00012248 | 0.00011378 | 0.00013811 | 0.00011593 | 0.00010968 | 0.00013444 | 0.00011091 | 0.00012459 | 0.00010001 | 0.00010981 | 0.0001075 | 0.00012019 | 0.00012189 | 0.00013034 | 0.00012767 | 0.00013531 | 0.00011181 | 0.00011003 | 0.00013968 | 0.00011433 | 0.00012239 | 0.00013194 | 0.00010358 | 0.00012835 | 0.00012432 | 0.00013153 | 0.000114 | 0.00012598 | 0.00010222 | 0.00011399 | 0.00010126 | 0.00011711 | 8.5034e-05 | 0.00011676 | 0.0001319 | 0.00011338 | 0.00012514 | 0.00011606 | 0.00012124 | 0.00013612 | 0.00011213 | 0.00011486 | 0.00012704 | 0.00010482 | 0.00013094 | 0.00012623 | 0.00012333 | 0.00010564 | 0.00013008 | 0.00012225 | 0.0001288 | 0.00012851 | 0.0001271 | 0.00012904 | 0.00010054 | 0.00014457 | 0.00011598 | 0.00014021 | 0.00012092 | 0.00010876 | 0.00014335 | 0.00012478 | 0.00010878 | 0.00011402 | 0.00011075 | 9.2855e-05 | 0.00012112 | 0.00010994 | 0.00010172 | 0.00010242 | 0.00011695 | 0.00013433 | 0.00012197 | 0.0001167 | 0.00012061 | 0.00011755 | 0.00012307 | 0.0001244 | 0.00012839 | 0.00011703 | 0.00014364 | 0.00012827 | 0.00011811 | 0.00013699 | 0.00012901 | 0.00012935 | 0.00011509 | 0.00010641 | 0.00012781 | 0.00010247 | 0.00010253 | 0.00010795 | 0.00014416 | 0.00012653 | 0.00012874 | 0.00011478 | 0.00011036 | 0.00010905 | 0.00012407 | 0.00011075 | 0.00013048 | 0.00010542 | 0.00011432 | 0.00011192 | 0.00012098 | 0.0001177 | 0.00011746 | 0.00011722 | 0.00012361 | 0.00012709 | 0.00010885 | 0.00010945 | 0.00011958 | 0.00012419 | 0.00013283 | 0.00011739 | 0.00012179 | 0.00011172 | 0.00011338 | 0.0001297 | 0.0001192 | 0.00011157 | 0.00010749 | 0.00010086 | 0.00010493 | 0.00011563 | 0.00011934 | 0.0001114 | 0.00010538 | 0.00014301 | 0.0001329 | 0.00010536 | 0.00011555 | 0.00012645 | 0.00011635 | 0.00013605 | 0.0001235 | 0.00011811 | 0.00011058 | 0.00010743 | 0.00011449 | 0.00010918 | 0.00012042 | 0.00012837 | 0.00012011 | 0.00012126 | 0.00012164 | 0.0001203 | 0.00013565 | 0.00013134 | 0.00012604 | 0.00012351 | 9.6548e-05 | 9.8804e-05 | 0.00011055 | 0.00010969 | 0.00011802 | 0.00011215 | 0.00010206 | 0.00013518 | 0.00011571 | 0.00012525 | 0.00011134 | 0.00013293 | 0.00011039 | 0.00013668 | 0.00011704 | 0.00011633 | 0.00011973 | 0.00011043 | 0.00012875 | 0.00013606 | 0.0001354 | 0.00012029 | 0.00013836 | 0.00012334 | 0.00011365 | 0.00013577 | 0.00011589 | 0.00010922 | 0.0001008 | 0.00012236 | 0.00010312 | 0.000134 | 0.00013132 | 0.00011203 | 0.00013847 | 0.0001232 | 0.00011879 | 0.00013234 | 0.00013948 | 0.0001176 | 0.00011649 | 0.00012781 | 0.00014707 | 0.00013982 | 0.00011062 | 0.00011305 | 0.00010948 | 0.0001203 | 0.00011169 | 0.00011492 | 0.00011504 | 0.00012442 | 0.0001073 | 0.00012202 | 0.00011116 | 0.00012759 | 0.00011449 | 0.00013451 | 0.00013113 | 0.00014134 | 0.00013914 | 0.00014238 | 0.00013361 | 0.00012599 | 0.00013148 | 0.00013107 | 0.00013266 | 0.0001234 | 0.00010566 | 9.0388e-05 | 0.00012259 | 0.00014098 | 0.00013891 | 0.00012181 | 0.00011828 | 0.00012257 | 0.00012178 | 0.00013541 | 0.00012435 | 9.4701e-05 | 0.00012877 | 0.00011931 | 0.00011897 | 0.00012365 | 0.00012281 | 0.00011697 | 0.00011167 | 0.00012429 | 0.00012984 | 0.0001204 | 0.00012521 | 0.0001027 | 0.00012565 | 0.00012516 | 0.00011318 | 0.00011082 | 0.0001304 | 0.00013844 | 0.00013269 | 0.0001165 | 0.00013907 | 0.00011524 | 0.00012415 | 0.00013834 | 0.00011678 | 0.000116 | 0.00012103 | 0.00011581 | 0.00015999 | 0.0001306 | 0.00013027 | 9.8095e-05 | 0.00013451 | 0.00013642 | 0.0001182 | 0.00010734 | 0.00014758 | 0.00013558 | 0.0001416 | 0.00013509 | 0.0001129 | 0.00015001 | 0.00012052 | 0.00012439 | 0.00012762 | 0.00011484 | 0.00013436 | 0.00011026 | 0.00011052 | 0.00014875 | 0.00012962 | 0.00012454 | 0.00012599 | 0.00010132 | 0.00010924 | 0.00011524 | 0.00014201 | 0.00011906 | 0.0001202 | 0.00012209 | 0.000131 | 0.00013859 | 9.4772e-05 | 0.00010348 | 0.00011233 | 0.00013687 | 0.00010695 | 0.00012984 | 0.0001222 | 0.00014492 | 0.00010743 | 0.00012244 | 0.00014724 | 0.00013567 | 0.00011176 | 0.00012651 | 0.00013304 | 0.00011372 | 0.00013467 | 0.00011697 | 0.00012076 | 0.00010769 | 0.00012663 | 0.00011597 | 9.8465e-05 | 0.00011014 | 0.00011458 | 0.00013814 | 0.00010012 | 9.7881e-05 | 0.00010899 | 0.00010318 | 0.00013436 | 0.00011806 | 0.000126 | 0.0001146 | 0.00011292 | 0.00011703 | 0.00011965 | 0.00010869 | 9.9377e-05 | 0.00012637 | 0.00012573 | 0.00011158 | 0.00012234 | 0.00011788 | 0.00012702 | 0.00012037 | 0.00010608 | 0.00012085 | 0.00012369 | 0.00012375 | 0.00012636 | 0.00011143 | 0.0001467 | 0.00013222 | 0.00013339 | 0.00010441 | 0.00011424 | 0.00012002 | 0.0001368 | 0.00012678 | 0.00012314 | 0.00011702 | 0.00011018 | 0.00013382 | 0.00014112 | 0.00011868 | 0.00011978 | 0.00014099 | 0.00012201 | 0.00011732 | 0.00010228 | 0.00011065 | 0.00012132 | 0.00011027 | 0.00011905 | 0.00012987 | 0.00011349 | 0.00014949 | 0.00012547 | 0.00010181 | 0.00013039 | 0.000145 | 0.00014418 | 0.00011927 | 0.00011872 | 0.00011058 | 0.00013507 | 0.00012515 | 0.00011881 | 9.528e-05 | 0.00011916 | 0.00013772 | 0.00012006 | 0.00012324 | 0.00011645 | 0.00015241 | 0.0001434 | 0.00011959 | 9.6388e-05 | 0.00010919 | 0.00012231 | 0.00011502 | 0.00010142 | 9.99e-05 | 0.00012902 | 0.00012958 | 0.00010918 | 0.00011754 | 0.00011695 | 0.00011481 | 0.00012379 | 8.4394e-05 | 0.00012743 | 0.00011301 | 0.00010029 | 0.0001271 | 0.0001076 | 0.00010638 | 0.00012189 | 0.00014171 | 0.00013141 | 0.0001108 | 0.000115 | 0.00013712 | 0.00013038 | 9.9725e-05 | 0.00013703 | 0.00012607 | 0.00013678 | 9.2713e-05 | 0.00013532 | 0.00012197 | 0.00011416 | 0.00011813 | 0.00013263 | 0.00012174 | 0.00014999 | 0.00011846 | 0.00010707 | 0.00011478 | 0.00011109 | 0.00012174 | 0.0001161 | 0.00011793 | 0.00012493 | 0.00011122 | 0.00010428 | 9.0826e-05 | 0.00011825 | 8.5973e-05 | 0.00012444 | 0.00011511 | 0.00011364 | 0.00012026 | 0.00011066 | 0.0001342 | 0.00014929 | 8.7171e-05 | 0.00015752 | 0.00013402 | 9.8582e-05 | 0.00013398 | 0.00012728 | 0.00012071 | 0.00013506 | 0.00013789 | 0.00013159 | 0.00012204 | 0.00013801 | 0.00013494 | 0.00011372 | 0.00012405 | 0.00012849 | 0.00014269 | 0.00012902 | 0.00013596 | 0.00011625 | 0.00013227 | 0.00011179 | 0.00012181 | 8.7565e-05 | 0.00013321 | 0.00012061 | 9.9643e-05 | 0.00013524 | 0.00012184 | 0.00013782 | 0.00014557 | 0.0001258 | 0.00012461 | 0.00013222 | 0.0001271 | 0.00013708 | 0.0001152 | 0.00014753 | 0.00011953 | 9.8059e-05 | 0.00012515 | 0.00011908 | 0.00012597 | 0.00011886 | 9.7562e-05 | 0.00011373 | 0.00012131 | 0.00011772 | 0.00012091 | 0.00013068 | 0.00013004 | 0.00010906 | 0.0001053 | 0.0001073 | 0.00014187 | 0.00012122 | 0.00011079 | 0.00011945 | 0.0001101 | 0.00010131 | 0.00011502 | 0.00013982 | 0.00012816 | 0.00011904 | 0.00012003 | 0.00010588 | 0.00014641 | 0.00014084 | 0.00012385 | 0.00013343 | 0.00013269 | 0.0001405 | 0.00013353 | 0.00011078 | 0.00013141 | 0.00013214 | 0.00012329 | 0.00014954 | 0.00011547 | 0.00011396 | 0.00010964 | 0.0001182 | 0.00013328 | 0.00012887 | 0.00013717 | 0.00013156 | 0.00014028 | 9.8751e-05 | 0.00011652 | 0.00013217 | 0.00014049 | 0.0001243 | 0.00010479 | 0.00013405 | 0.0001137 | 0.00011593 | 0.00012901 | 0.00014661 | 0.00012024 | 0.00011964 | 0.00012909 | 0.00010796 | 0.00011492 | 0.00011353 | 0.00013449 | 0.00012707 | 0.00012145 | 0.00012691 | 0.00012261 | 0.00013508 | 0.00012884 | 0.00011527 | 0.00011744 | 0.00014231 | 0.00013016 | 0.00011858 | 0.00011527 | 0.00011626 | 0.00012696 | 0.00012686 | 0.00013423 | 9.6522e-05 | 0.00012586 | 0.00012119 | 0.00010438 | 0.00012568 | 0.00013308 | 0.00012405 | 0.00012122 | 0.00012659 | 0.00010337 | 0.0001121 | 0.00011911 | 0.00013426 | 0.00010501 | 0.00011456 | 0.0001341 | 0.00012581 | 0.00011419 | 0.00011338 | 0.00011219 | 0.0001216 | 0.00010619 | 0.00010207 | 0.00012484 | 0.000117 | 0.0001275 | 0.00011885 | 0.00012449 | 0.00014432 | 0.00012488 | 0.00010502 | 0.00012273 | 0.00013065 | 0.00012248 | 0.00012623 | 0.00012688 | 0.00012671 | 0.00012531 | 8.4182e-05 | 0.00011609 | 0.00011952 | 0.0001218 | 0.00013616 | 0.00013276 | 0.00012987 | 0.00012088 | 0.00010794 | 0.00012505 | 0.00013513 | 0.00011942 | 0.0001165 | 0.00012755 | 0.00013754 | 0.00010685 | 0.00011431 | 0.00011419 | 0.000122 | 0.00010359 | 0.0001305 | 0.00012608 | 0.00013354 | 0.00011111 | 0.00010589 | 0.0001268 | 0.00012988 | 0.00013746 | 0.00012372 | 0.0001452 | 0.00010986 | 0.00013012 | 0.00012608 | 0.00010433 | 0.00012275 | 0.00014435 | 0.00011019 | 0.00013659 | 0.00015202 | 0.00012702 | 0.00013165 | 0.00013995 | 0.00010897 | 0.00010533 | 0.00012941 | 0.00010562 | 0.00010795 | 0.00011261 | 0.00012725 | 9.6795e-05 | 0.00014102 | 0.0001228 | 0.00011346 | 0.00010195 | 0.00011322 | 0.00010417 | 0.00012849 | 0.00012063 | 0.00011877 | 0.0001145 | 0.00012539 | 0.00011926 | 0.00011152 | 0.00012352 | 0.00012256 | 0.00014961 | 0.00010617 | 0.00014001 | 0.00010556 | 0.00012353 | 0.00012653 | 9.39e-05 | 0.00010858 | 0.00012174 | 0.00013225 | 0.00010869 | 0.00011448 | 0.00012853 | 0.00011765 | 0.00010686 | 0.00013385 | 9.6991e-05 | 0.00012904 | 0.00013109 | 0.00013861 | 0.00013356 | 0.00011024 | 0.00012866 | 0.00011831 | 0.00013368 | 0.0001111 | 8.6146e-05 | 0.00013145 | 0.00012768 | 0.00011877 | 0.00010117 | 0.00012606 | 0.00013273 | 0.00013157 | 0.00011908 | 0.00011009 | 0.0001357 | 0.00013284 | 0.00014491 | 0.00011765 | 0.00011523 | 0.00012558 | 0.00013506 | 0.00013403 | 0.00011124 | 0.00013046 | 9.7249e-05 | 0.00010109 | 0.00013402 | 0.00013514 | 0.0001022 | 0.00011832 | 0.00011294 | 0.00012279 | 0.00013505 | 0.00010713 | 0.00012123 | 0.00012361 | 0.00011744 | 0.00012835 | 0.00011756 | 0.00012794 | 0.00012331 | 0.00010264 | 0.00013083 | 0.00013343 | 0.00011633 | 0.00010104 | 0.00012471 | 0.00011427 | 0.00014152 | 0.00011883 | 9.7828e-05 | 0.00011435 | 0.00013069 | 0.00012506 | 0.00012865 | 0.00011409 | 0.00013371 | 0.00012465 | 0.00013469 | 0.00012054 | 0.00011696 | 0.00012474 | 8.7283e-05 | 0.00013864 | 0.00013356 | 0.00011984 | 0.00011206 | 0.00014389 | 0.00011419 | 0.00012984 | 0.00012737 | 0.00011736 | 0.00010701 | 0.00011494 | 0.00011871 | 0.00011361 | 0.00011845 | 0.00013199 | 0.00011807 | 0.00010187 | 0.00014186 | 0.00012361 | 0.00013038 | 0.00013236 | 0.00012649 | 0.00012055 | 0.00011992 | 0.00010841 | 0.00011504 | 0.00010485 | 0.00011494 | 0.00010366 | 0.00011079 | 0.00012128 | 0.00012476 | 0.00010616 | 0.00013376 | 0.00011204 | 0.00012477 | 9.2743e-05 | 0.00014083 | 0.00011547 | 0.00012179 | 0.00013217 | 0.00012644 | 0.00012132 | 0.00012844 | 0.00011682 | 0.00013127 | 0.00011832 | 0.00011698 | 0.00014925 | 0.00013591 | 0.00010851 | 0.00010387 | 0.00011452 | 0.00013259 | 0.00011574 | 0.00012642 | 0.00011523 | 0.00012434 | 0.00011389 | 0.00011071 | 0.00013122 | 0.0001212 | 0.00012355 | 0.00011904 | 0.00011425 | 0.00013128 | 0.00012288 | 0.00011786 | 0.0001161 | 0.00013176 | 0.00012975 | 0.00012119 | 0.00011007 | 0.00012689 | 0.00013037 | 0.0001071 | 0.00014341 | 0.00012237 | 0.00013964 | 0.00012187 | 0.00012226 | 0.00013145 | 0.00011725 | 0.00011588 | 0.00011769 | 0.00010706 | 0.00012211 | 0.00012651 | 0.00013011 | 0.000117 | 0.00010646 | 0.00011321 | 0.00013169 | 0.00011363 | 0.00011229 | 0.00013815 | 0.00012749 | 0.00011797 | 0.00011164 | 0.00014054 | 0.00012946 | 0.00013103 | 0.0001115 | 0.00011571 | 0.00011348 | 0.00011578 | 0.00012341 | 0.00013495 | 0.00011776 | 0.00014097 | 0.00012193 | 0.00012401 | 0.00013466 | 0.00012516 | 0.00013261 | 0.00012064 | 0.00012547 | 0.00011712 | 0.0001234 | 0.00010882 | 0.00012554 | 0.00011328 | 0.00013648 | 0.00013629 | 0.0001252 | 0.00012682 | 0.00012949 | 0.0001014 | 0.00013131 | 0.00014183 | 0.00012211 | 0.00013727 | 0.00011816 | 9.4656e-05 | 0.00010589 | 0.00014034 | 0.00012463 | 0.00011346 | 0.0001293 | 0.00012209 | 0.00012335 | 0.00011784 | 0.00014898 | 0.00011766 | 0.00012922 | 0.0001197 | 0.0001215 | 0.00012621 | 9.9359e-05 | 0.00011156 | 0.00014521 | 0.00012291 | 0.00012901 | 0.0001098 | 0.0001356 | 0.00011258 | 0.00012572 | 0.00012889 | 0.00011127 | 0.00012458 | 0.00013231 | 0.00013587 | 0.00012469 | 0.00012511 | 0.00011665 | 0.00010739 | 0.00012467 | 0.0001199 | 0.00014175 | 0.00011127 | 0.00013857 | 0.00013941 | 0.00012348 | 0.00012339 | 0.00012525 | 0.0001063 | 0.00011642 | 0.00010907 | 0.0001352 | 0.00012862 | 0.00010631 | 0.00014156 | 0.00013399 | 0.00013665 | 0.00011174 | 0.00013699 | 0.00014213 | 0.00012523 | 0.00015117 | 0.00012993 | 0.00012479 | 0.00013303 | 0.00014136 | 0.00013056 | 0.00013173 | 0.000136 | 0.00012158 | 0.00013565 | 0.00012197 | 0.00012632 | 0.00011262 | 0.00013206 | 0.00012435 | 0.00012551 | 0.00011252 | 0.00010623 | 0.00011531 | 0.00012178 | 0.00010725 | 0.0001122 | 0.0001216 | 0.0001333 | 0.00011525 | 0.00011933 | 0.00010872 | 0.00013566 | 0.00014585 | 0.00013842 | 0.0001331 | 0.00012843 | 0.00013218 | 0.00012886 | 0.00011066 | 0.00012391 | 0.00012476 | 0.00013307 | 0.00013401 | 0.00011991 | 0.00013956 | 0.00013838 | 0.00012912 | 0.00013103 | 0.00010268 | 0.00013002 | 0.00012511 | 0.00010862 | 0.00012984 | 0.00011134 | 0.00010055 | 0.00013952 | 0.00011468 | 0.00013452 | 0.00011482 | 0.000125 | 0.00013886 | 0.00012075 | 0.00010318 | 0.0001182 | 0.00013631 | 0.00010658 | 0.00011592 | 0.00011683 | 0.00012669 | 0.00011805 | 0.00010698 | 0.00012776 | 0.00013378 | 0.00012454 | 0.00011828 | 0.00012723 | 0.00010585 | 0.00011582 | 0.00013278 | 0.00012183 | 0.00011309 | 0.00013473 | 0.00013791 | 0.00012598 | 0.00012893 | 0.00013319 | 0.00012901 | 0.00012565 | 0.00012311 | 0.00014023 | 0.00011864 | 0.00013241 | 0.00012997 | 0.0001269 | 0.00013954 | 0.00010828 | 0.00010905 | 0.00010942 | 0.00012488 | 0.00011028 | 0.00011803 | 0.00012148 | 0.00012116 | 0.00011867 | 0.00013672 | 0.00013305 | 0.00010628 | 9.8496e-05 | 0.00011003 | 0.00013416 | 0.0001279 | 0.00012251 | 0.00011798 | 0.00012793 | 0.00012115 | 0.00012005 | 0.00010156 | 0.00013192 | 0.00012895 | 0.00011799 | 0.00012983 | 0.00014923 | 0.000119 | 0.00011878 | 0.00012267 | 0.00012671 | 0.00013118 | 0.00011533 | 0.00010983 | 0.00010333 | 0.00011945 | 0.0001195 | 0.00012629 | 0.00012057 | 0.00010708 | 0.00012434 | 0.00011913 | 0.00013134 | 0.0001141 | 0.00012118 | 0.00010777 | 0.00011623 | 0.00011576 | 0.00012828 | 0.00011548 | 0.00014191 | 0.00010708 | 0.00011379 | 0.00013487 | 0.00012603 | 9.2112e-05 | 0.00010978 | 0.00013778 | 0.00012308 | 0.00011451 | 0.00011626 | 0.00013201 | 0.00013001 | 0.00012186 | 0.00012723 | 0.00011316 | 9.5759e-05 | 0.00012761 | 0.00012104 | 0.00012434 | 0.00011405 | 0.00012879 | 0.00012311 | 0.00014633 | 0.0001015 | 0.0001356 | 0.00012091 | 0.00017102 | 0.00011173 | 0.00011936 | 0.00013371 | 9.5483e-05 | 0.00011188 | 0.00011976 | 0.00013486 | 0.00011652 | 0.00012856 | 0.0001274 | 0.00013847 | 0.00013647 | 0.00012338 | 0.00012608 | 9.4332e-05 | 0.00012604 | 0.00013643 | 0.00013132 | 0.0001304 | 0.00013719 | 0.00010469 | 0.0001165 | 0.00012824 | 0.00014554 | 0.00011392 | 0.00012831 | 0.00012731 | 0.00010285 | 0.00012167 | 0.00010911 | 0.00012327 | 0.00012642 | 0.00010042 | 0.00013379 | 0.00010533 | 0.00013616 | 0.00011298 | 0.00012833 | 0.00010613 | 0.00012593 | 0.00012094 | 0.00012601 | 0.00011068 | 0.00011929 | 0.00013873 | 0.00011197 | 0.0001269 | 0.00011148 | 0.00013434 | 0.000141 | 0.00011835 | 0.00013571 | 0.00011818 | 0.00013052 | 0.00013442 | 0.00011756 | 0.00014246 | 0.00010521 | 0.0001354 | 0.00012133 | 0.00010391 | 0.00010676 | 0.00012936 | 0.00012482 | 0.00012644 | 0.00010532 | 0.00012848 | 0.0001327 | 0.00012557 | 9.6206e-05 | 0.00013259 | 0.00012443 | 0.00013716 | 0.00011807 | 9.9179e-05 | 0.00011343 | 0.00015008 | 0.00013312 | 0.00014139 | 0.00010791 | 0.00011786 | 0.00013883 | 0.00012092 | 0.00013682 | 0.00012688 | 0.00010944 | 0.00011039 | 0.00013979 | 0.00013695 | 0.00011367 | 0.00012515 | 0.00012041 | 0.00013863 | 0.00010597 | 0.00013021 | 9.5284e-05 | 0.00012068 | 0.00012457 | 0.00012593 | 0.00011624 | 0.00011862 | 0.00012426 | 0.00012573 | 0.0001354 | 0.00013825 | 0.00013328 | 0.00013069 | 0.00012297 | 0.00013 | 0.00011891 | 0.00010896 | 0.00012979 | 0.00013207 | 0.00012207 | 0.00011438 | 0.00010816 | 0.00013294 | 9.9132e-05 | 0.00012038 | 9.6678e-05 | 0.00013003 | 0.00013307 | 0.0001348 | 0.0001149 | 0.00012304 | 0.00012925 | 0.00011214 | 0.00012987 | 0.00011236 | 0.00011758 | 0.00011335 | 0.00012212 | 0.00011765 | 0.00010267 | 0.00013738 | 0.00012272 | 0.00010214 | 0.0001264 | 0.00012245 | 0.00012218 | 0.00013577 | 0.00012725 | 0.00012481 | 0.00012661 | 0.00013612 | 0.00011369 | 0.00011983 | 0.00011802 | 0.0001206 | 0.00012331 | 0.00012006 | 0.00013344 | 0.00012995 | 0.00010795 | 0.00013839 | 0.00011171 | 0.00011519 | 0.0001034 | 0.00012043 | 0.00012119 | 0.00012381 | 0.00012897 | 0.00011889 | 0.00011606 | 0.00013256 | 0.00012133 | 0.00013683 | 0.00013749 | 0.00013315 | 0.00011113 | 0.00011692 | 0.00012537 | 0.00014064 | 0.00012575 | 0.00012944 | 0.00011594 | 0.00014149 | 0.00013203 | 0.00012605 | 0.00011994 | 9.4135e-05 | 0.00011809 | 0.00012409 | 0.00010247 | 0.0001116 | 0.00011465 | 0.00013427 | 0.00013483 | 0.00010547 | 0.00012489 | 0.00014369 | 0.00011289 | 0.00011999 | 0.00013993 | 0.00010834 | 0.00014719 | 0.00013739 | 0.00013739 | 0.00013241 | 0.00010647 | 0.00010268 | 0.00012706 | 0.00014798 | 0.0001107 | 0.00012107 | 0.00012778 | 0.00011308 | 9.6096e-05 | 0.00014321 | 0.00012611 | 0.00012799 | 0.00013143 | 0.00012706 | 0.00012679 | 0.00011313 | 0.00011095 | 0.00012174 | 0.00012497 | 0.00013683 | 0.00013374 | 0.00012801 | 0.00015085 | 0.00010893 | 0.00012509 | 0.00011363 | 0.0001041 | 0.00012632 | 0.00013522 | 0.00011541 | 0.00012724 | 0.00011465 | 0.00012361 | 0.00011819 | 0.00014711 | 0.00013816 | 0.00010999 | 0.00011274 | 0.00011669 | 0.00012815 | 0.00012223 | 0.00010575 | 0.00011893 | 0.0001412 | 0.00012313 | 0.00011043 | 0.00011264 | 0.00011933 | 0.00011035 | 0.00012872 | 0.00011717 | 9.7455e-05 | 0.00012221 | 0.00011588 | 0.00011168 | 0.00013084 | 0.0001067 | 0.00011546 | 0.0001258 | 0.00010654 | 0.00010347 | 0.00012233 | 0.00010307 | 0.00011042 | 0.00011948 | 0.000137 | 0.00012683 | 0.00012571 | 0.00011721 | 0.00011494 | 0.00012143 | 0.00012479 | 0.0001212 | 0.00013517 | 0.00013126 | 0.00012261 | 0.00011982 | 0.00012153 | 0.00011966 | 0.00014274 | 0.0001286 | 0.00011919 | 0.00012447 | 0.00012417 | 0.00010837 | 0.00011839 | 0.00011654 | 0.00013159 | 0.00011077 | 0.00011303 | 8.6934e-05 | 0.00012421 | 0.00013144 | 0.00010823 | 0.00010422 | 0.00012698 | 0.0001304 | 0.00011728 | 0.00010977 | 0.00011863 | 0.00010315 | 0.00012051 | 9.8283e-05 | 0.00013258 | 0.00011647 | 0.00012073 | 0.00014511 | 0.00012784 | 0.00011791 | 0.00010233 | 0.00013144 | 0.00012672 | 0.00011269 | 0.00011524 | 0.00013349 | 0.00012613 | 0.00012744 | 0.0001269 | 0.00011892 | 0.00011792 | 0.00011118 | 0.00013902 | 0.00013807 | 0.0001335 | 0.00011406 | 0.00010956 | 0.00013649 | 0.00011936 | 0.00011829 | 0.000125 | 0.00012704 | 0.00010844 | 0.00012913 | 0.00013294 | 0.00010488 | 0.00011856 | 0.0001168 | 0.00012055 | 0.00012932 | 8.9492e-05 | 0.00012489 | 0.00012578 | 0.00012996 | 0.00010034 | 0.00011418 | 0.00012859 | 0.0001241 | 0.0001262 | 0.00012917 | 0.00012588 | 0.00011596 | 0.00011561 | 0.00011998 | 0.00011467 | 0.0001217 | 0.0001008 | 0.00012683 | 0.00013596 | 0.00012658 | 0.00011275 | 0.00013266 | 0.00010465 | 0.00013162 | 0.00010872 | 0.00011192 | 0.00010149 | 0.00014067 | 0.00012983 | 0.00011792 | 0.00011221 | 0.00012454 | 0.00011129 | 0.00011814 | 0.00011951 | 0.0001082 | 0.00013475 | 0.00011401 | 0.00010034 | 0.00013507 | 0.00011643 | 0.00011374 | 0.00012816 | 0.00013328 | 9.8535e-05 | 0.00013865 | 0.00011437 | 0.00011469 | 0.00010893 | 0.00011996 | 0.00012164 | 0.00012411 | 0.00012814 | 0.00010894 | 0.0001233 | 0.0001154 | 0.00011785 | 0.00013101 | 0.00011029 | 9.9319e-05 | 0.00011846 | 0.00014706 | 0.00011712 | 0.00014177 | 0.00014071 | 0.00011899 | 0.00013983 | 0.00011716 | 0.00010501 | 0.00014013 | 0.00011234 | 0.00011819 | 0.00014344 | 0.00012513 | 0.0001343 | 9.2745e-05 | 0.00011662 | 0.00012133 | 0.00012006 | 0.00011564 | 0.00011391 | 0.00014351 | 0.00013239 | 0.00013839 | 0.00012037 | 0.00010511 | 0.00011453 | 0.00012223 | 0.00013887 | 0.00010971 | 0.00011206 | 0.00014132 | 0.00011164 | 0.00013402 | 0.00010513 | 0.00011015 | 0.00013517 | 0.00010022 | 0.00010659 | 0.00014878 | 0.00013382 | 0.00011116 | 0.00010614 | 0.00014475 | 0.00013381 | 0.00014967 | 0.00011312 | 0.00012519 | 0.00011873 | 0.00010625 | 0.0001295 | 0.00012185 | 0.00013109 | 0.00012691 | 0.00012748 | 0.00011075 | 0.00011775 | 0.00013282 | 0.00011726 | 0.00010921 | 0.0001179 | 0.00010471 | 0.00012568 | 0.00011956 | 0.00012552 | 0.00014057 | 0.00011089 | 0.00011768 | 0.00012264 | 0.00012458 | 0.00010966 | 0.000111 | 0.00011279 | 0.00011247 | 0.00013942 | 0.00012529 | 0.00012249 | 0.00012889 | 0.0001263 | 0.0001153 | 9.5175e-05 | 0.0001108 | 0.00011453 | 0.00010577 | 0.00011906 | 0.00014196 | 0.00012605 | 0.00012395 | 0.00011984 | 0.00014627 | 0.00012024 | 0.0001238 | 0.00013135 | 0.00013226 | 0.00012777 | 0.00011882 | 0.00012791 | 0.00013523 | 0.00011893 | 0.00011724 | 0.00011191 | 0.00011856 | 0.0001173 | 0.00012049 | 0.00011883 | 0.00012116 | 9.668e-05 | 0.00011942 | 0.00013774 | 0.00011904 | 0.00010262 | 0.00011073 | 0.00012549 | 0.00010874 | 0.00012953 | 0.00012362 | 0.00011819 | 0.00013012 | 0.0001177 | 0.0001186 | 0.00010929 | 0.00011139 | 8.978e-05 | 0.00012281 | 0.00012755 | 0.0001171 | 8.9519e-05 | 0.00011832 | 0.00013637 | 0.00012203 | 0.00012301 | 8.6697e-05 | 0.00010675 | 0.00012225 | 0.00010212 | 0.00011423 | 0.00011637 | 0.00013337 | 0.00014216 | 0.00012836 | 0.00011705 | 0.00012612 | 0.00012127 | 0.00012072 | 0.00012664 | 0.0001219 | 9.8631e-05 | 0.00013888 | 0.0001357 | 0.00012955 | 0.00010465 | 0.0001317 | 0.00012087 | 0.00011223 | 0.00012725 | 0.0001032 | 0.00011707 | 0.00011234 | 0.00012226 | 9.4325e-05 | 0.00012195 | 0.00012081 | 0.00012808 | 0.0001209 | 0.00011418 | 0.00011778 | 0.0001142 | 0.00011986 | 0.00012096 | 0.00011915 | 0.00013953 | 0.00012151 | 0.00012355 | 0.00011827 | 0.00011972 | 0.00013725 | 0.00012151 | 0.00011265 | 0.00012879 | 0.0001079 | 0.00013469 | 0.00010851 | 0.00012903 | 0.00012459 | 0.00010424 | 0.00012605 | 0.00013303 | 0.00013137 | 0.00012296 | 0.00012597 | 0.00012818 | 0.0001207 | 0.00011214 | 0.00013208 | 0.00012395 | 0.00010587 | 0.00012758 | 0.00012023 | 0.0001355 | 0.0001241 | 0.00013525 | 0.00012905 | 0.00010813 | 0.00011648 | 9.2828e-05 | 0.00010457 | 0.0001208 | 0.00011665 | 0.0001196 | 0.0001083 | 0.00010885 | 0.00012741 | 0.00012139 | 0.00013727 | 0.00012387 | 0.00011868 | 0.00011032 | 0.00013861 | 0.0001283 | 0.00012075 | 0.00011102 | 9.2144e-05 | 0.00013427 | 0.00012502 | 0.00011728 | 0.0001304 | 0.00012223 | 9.9967e-05 | 0.00014121 | 0.00011139 | 0.00011738 | 0.00012032 | 0.00013303 | 0.00011362 | 0.00011936 | 0.00012668 | 0.00012237 | 0.00010614 | 0.0001043 | 0.00012265 | 0.00012278 | 0.00012746 | 0.00013261 | 0.0001266 | 0.0001145 | 0.00012586 | 0.00011656 | 0.00011526 | 0.00013333 | 0.00011591 | 0.0001419 | 0.00012209 | 0.00011683 | 0.00012055 | 0.00011307 | 0.0001207 | 0.00013492 | 0.00011741 | 0.0001187 | 0.00011966 | 0.00013347 | 0.0001353 | 0.00010895 | 0.00012417 | 0.00012624 | 0.00012755 | 0.00011212 | 0.00012211 | 0.00011759 | 0.00012914 | 0.00010296 | 0.00012543 | 0.00010216 | 0.0001012 | 0.00011978 | 9.5089e-05 | 0.00011406 | 0.00010786 | 0.00011293 | 0.000116 | 0.00011549 | 0.00011715 | 0.00012316 | 0.00011469 | 0.00010725 | 0.00012591 | 0.00013032 | 0.00014593 | 0.00011539 | 0.00012092 | 0.00013135 | 0.00012185 | 0.00013163 | 0.00012659 | 0.00012959 | 0.00011836 | 0.00011604 | 0.00010879 | 0.00013018 | 0.00012415 | 0.00011534 | 0.00012466 | 0.00012661 | 0.00011826 | 0.00012097 | 0.00012516 | 0.00013667 | 0.00010579 | 0.00012628 | 9.4472e-05 | 0.00011771 | 0.00012193 | 0.00012693 | 0.00012756 | 0.00011958 | 0.00011632 | 0.00013615 | 0.00011287 | 0.00011353 | 0.00010377 | 0.00010555 | 0.00013268 | 0.00010483 | 0.00012822 | 0.00012695 | 0.00013239 | 0.00011523 | 0.00011242 | 0.00012564 | 0.00011589 | 0.00013389 | 0.0001107 | 0.00012631 | 0.00011809 | 0.00011066 | 9.8509e-05 | 0.00010375 | 0.00010416 | 0.00013865 | 9.6718e-05 | 0.00011372 | 0.00012604 | 0.00011665 | 0.00012839 | 0.00014351 | 0.000106 | 0.00011742 | 0.00012108 | 0.00012591 | 0.00012476 | 0.00011882 | 0.00011756 | 0.00013337 | 0.00011277 | 0.00010992 | 0.00013582 | 0.0001249 | 0.00012442 | 0.00012993 | 0.00012337 | 0.0001044 | 0.00010676 | 0.00012666 | 0.00012201 | 0.00012532 | 0.00011858 | 0.00011202 | 0.00012837 | 0.0001443 | 0.00011475 | 0.00011912 | 0.00011591 | 0.0001246 | 0.00011317 | 0.0001311 | 0.00010954 | 0.00013529 | 0.00014841 | 0.00012331 | 0.00012411 | 0.00011908 | 0.00012234 | 0.00014539 | 0.00011183 | 0.00010937 | 0.00013653 | 0.00010012 | 9.9263e-05 | 0.00013587 | 9.9293e-05 | 0.00012066 | 0.00013668 | 0.00012364 | 0.00012343 | 0.00011694 | 0.00012419 | 0.00012028 | 0.00011302 | 0.00012258 | 9.8511e-05 | 0.00011671 | 0.00010458 | 9.4955e-05 | 0.00013566 | 0.0001323 | 0.0001194 | 0.00012327 | 9.9191e-05 | 0.00010926 | 0.00011833 | 9.5788e-05 | 0.00012916 | 0.00013003 | 0.00012102 | 0.00011075 | 0.00012175 | 0.00013498 | 0.00010305 | 0.00012336 | 0.00012402 | 0.00010636 | 0.00012411 | 0.00012331 | 0.00013929 | 0.0001313 | 0.00011348 | 0.00011515 | 0.00012074 | 0.00014493 | 0.00011775 | 0.00010093 | 0.00013228 | 0.0001061 | 0.00012469 | 0.0001155 | 0.0001178 | 0.00010794 | 0.0001322 | 0.00011446 | 0.00010874 | 0.0001186 | 0.00012466 | 0.00012536 | 0.00011793 | 0.00011967 | 0.00013152 | 0.00010738 | 0.00013131 | 0.00014461 | 0.00011346 | 0.00010543 | 0.00013568 | 0.00011227 | 0.00013367 | 0.00011359 | 0.00014815 | 0.00010734 | 0.00012462 | 0.00012148 | 0.00011145 | 0.00012643 | 0.00012493 | 0.00012338 | 0.00012126 | 0.00011429 | 0.00011191 | 0.00013999 | 0.0001462 | 9.8142e-05 | 0.00011891 | 0.00013673 | 9.9271e-05 | 0.00012838 | 0.00011243 | 0.00012761 | 0.00011467 | 0.00011363 | 0.00013752 | 0.00012069 | 0.00011895 | 0.00012654 | 0.00013343 | 0.00011996 | 0.00011169 | 0.0001207 | 0.00013619 | 0.00012352 | 0.00013583 | 0.00011585 | 0.0001249 | 0.00013893 | 0.00011247 | 0.00011915 | 0.00012874 | 0.00012539 | 0.00011605 | 0.0001347 | 0.00011372 | 0.0001149 | 0.00011297 | 9.8007e-05 | 0.00012184 | 0.00014003 | 0.00011493 | 0.00012775 | 0.00011824 | 0.00013671 | 0.00013075 | 0.00010903 | 0.00011773 | 0.00012855 | 0.00010689 | 0.00010871 | 0.00011352 | 0.00012688 | 0.00012527 | 0.00012611 | 0.00012467 | 0.00011262 | 0.00011491 | 0.00010787 | 0.00011453 | 0.00013355 | 0.00011195 | 9.5674e-05 | 0.00012236 | 0.000131 | 0.00012671 | 0.00014081 | 0.00012368 | 0.00013546 | 0.00012389 | 0.00012372 | 0.00012284 | 0.000123 | 0.00011365 | 0.00011963 | 0.00010125 | 0.00011345 | 0.00011051 | 0.00012853 | 0.00011131 | 0.0001229 | 0.00012868 | 0.00012677 | 0.00012486 | 0.00012424 | 0.00012292 | 0.00010133 | 0.00012191 | 0.00012794 | 0.00011864 | 0.00012363 | 0.00011549 | 0.00013323 | 0.00011491 | 0.00011355 | 0.00011819 | 0.00012721 | 0.00011569 | 0.00011769 | 0.00013017 | 0.00013317 | 9.9175e-05 | 0.00011857 | 0.00010448 | 0.00012607 | 0.00011137 | 0.00011096 | 0.000125 | 0.00011944 | 0.00010681 | 0.00012909 | 0.00014068 | 0.00011713 | 0.00011978 | 0.00010782 | 0.00013388 | 0.00010195 | 0.00011412 | 0.00011829 | 0.00013008 | 0.00012065 | 0.00010536 | 0.00011399 | 0.00011558 | 0.00011597 | 0.0001164 | 0.00012516 | 0.00010811 | 0.00011881 | 0.0001154 | 0.00013938 | 0.00011524 | 0.00012238 | 0.00012907 | 0.00013438 | 0.00012741 | 0.00011406 | 0.00012971 | 0.00013701 | 0.00013138 | 0.00012231 | 0.0001267 | 0.00012676 | 0.00013236 | 0.00012045 | 0.00012281 | 0.00011336 | 0.00013198 | 0.00013561 | 0.0001213 | 0.00011651 | 0.00014202 | 0.00012799 | 0.00012091 | 0.00011959 | 0.00013525 | 0.0001298 | 0.00011658 | 0.00011517 | 0.00011588 | 0.0001114 | 0.00011752 | 0.00011037 | 0.0001454 | 0.00014486 | 0.00011987 | 0.0001354 | 0.00011291 | 0.00011625 | 0.0001122 | 0.00011197 | 0.00012059 | 0.00012394 | 0.00010155 | 0.00011045 | 0.00012794 | 0.00012305 | 0.00011574 | 0.00014073 | 0.00010322 | 0.00012507 | 0.00012275 | 0.00010514 | 0.00013952 | 0.00011617 | 0.00010566 | 0.00014415 | 0.00011779 | 0.00011778 | 0.00010892 | 0.00013632 | 0.00012564 | 0.00011916 | 0.00012846 | 0.00010862 | 0.00012361 | 0.00012922 | 0.00014367 | 0.00011769 | 0.0001223 | 0.00010979 | 9.5994e-05 | 0.00013723 | 0.00012271 | 0.00012037 | 0.00011455 | 0.00010769 | 0.00012185 | 0.0001489 | 0.00012839 | 0.00012835 | 0.00011228 | 0.0001209 | 0.00011717 | 0.00013202 | 0.00012258 | 0.00010042 | 0.00013068 | 0.00012255 | 0.00012605 | 0.00014318 | 0.00010959 | 0.00014165 | 0.00011784 | 0.00012704 | 0.00011667 | 0.00011791 | 0.00012445 | 0.00012941 | 0.00010431 | 0.0001269 | 0.00011843 | 0.00014019 | 0.00010874 | 0.00013784 | 0.00010069 | 0.00010095 | 0.00011369 | 0.0001346 | 0.00010492 | 0.00011519 | 0.0001178 | 0.00012703 | 0.00012168 | 0.00011849 | 0.00012751 | 0.00013944 | 0.00012529 | 0.00010722 | 8.6156e-05 | 0.00012429 | 0.00012003 | 0.00013519 | 0.00010683 | 0.00012684 | 0.00013641 | 0.00011598 | 0.00013648 | 0.00011109 | 0.00012728 | 0.00012947 | 0.00011455 | 0.00012212 | 0.00011623 | 0.0001368 | 0.00012511 | 0.00013144 | 0.00015014 | 0.00013172 | 0.00015114 | 0.00012022 | 0.0001045 | 0.00013229 | 0.00012036 | 0.00011367 | 9.7763e-05 | 0.00012525 | 8.9834e-05 | 0.00010551 | 0.00012441 | 0.00011629 | 0.000126 | 0.00012322 | 0.00012674 | 0.00010822 | 0.00013343 | 0.00011207 | 0.00011136 | 0.00011476 | 0.00011914 | 0.00011776 | 0.00012147 | 0.00012907 | 9.8361e-05 | 0.00011543 | 0.00013574 | 0.00013509 | 0.00014572 | 0.00010067 | 0.00012431 | 0.00010999 | 0.00011897 | 0.0001223 | 0.00013247 | 0.00011407 | 0.00012477 | 0.00013441 | 0.00012641 | 0.00014403 | 0.00012868 | 0.00012171 | 9.7886e-05 | 0.00011522 | 0.00013309 | 0.00012476 | 0.00012806 | 0.00013931 | 9.7543e-05 | 0.00012479 | 0.0001163 | 0.00013205 | 0.00012471 | 0.00011681 | 0.00013611 | 0.00012788 | 0.00014702 | 0.00011198 | 0.00013622 | 0.00010702 | 0.00013641 | 0.00011724 | 0.00015808 | 0.00014146 | 0.0001281 | 0.000121 | 0.00013998 | 0.00012534 | 0.00010944 | 0.0001108 | 0.00011594 | 0.00010703 | 0.00010925 | 0.00013867 | 0.00013271 | 0.00012218 | 0.00013796 | 0.00013079 | 0.0001073 | 0.00012796 | 0.00011769 | 0.00012567 | 0.00013498 | 0.00012083 | 0.00011252 | 0.00011942 | 9.8278e-05 | 0.00011293 | 0.00013418 | 0.00011278 | 0.00014483 | 0.00011844 | 0.0001525 | 0.00012943 | 0.00012741 | 0.00013406 | 0.0001265 | 0.00013125 | 0.00012476 | 0.00011915 | 0.00011285 | 0.00012782 | 0.00013757 | 0.00011223 | 0.00011758 | 0.0001292 | 0.00011179 | 0.00012044 | 0.0001178 | 0.00011076 | 0.00011171 | 0.00010476 | 0.00013258 | 0.00011295 | 0.00010784 | 0.00012391 | 0.00012336 | 0.00012311 | 0.00010321 | 0.00010526 | 0.00011501 | 0.00012163 | 0.00010467 | 0.00013975 | 0.00011711 | 0.000145 | 0.00012038 | 0.00012149 | 0.00011073 | 0.00011603 | 0.00012469 | 0.00012223 | 0.00012333 | 0.00010928 | 0.00012857 | 0.00011792 | 0.00012363 | 0.00012277 | 0.00011958 | 0.00011783 | 0.00011444 | 0.00011425 | 0.00012624 | 0.00014328 | 0.00011824 | 0.00013415 | 0.00012673 | 0.00011997 | 0.00012668 | 0.00010888 | 0.00013073 | 0.00012792 | 0.00011938 | 0.00011119 | 0.00014534 | 0.00014105 | 0.00011226 | 0.00012502 | 0.00013025 | 0.00013757 | 0.00011804 | 0.00013935 | 0.0001198 | 0.00012862 | 0.00013925 | 0.0001441 | 0.00012857 | 0.0001249 | 0.00014139 | 0.00013236 | 0.00012377 | 0.00012631 | 0.00013259 | 0.0001116 | 0.00013005 | 0.00011651 | 0.00011806 | 0.00012996 | 0.00010211 | 0.00010911 | 9.3521e-05 | 0.00010909 | 0.00011741 | 0.00012899 | 0.0001359 | 0.00013524 | 0.00011381 | 0.00011697 | 0.00013849 | 0.00012549 | 0.00013182 | 0.0001134 | 0.00013856 | 0.00012012 | 0.00010985 | 0.00012651 | 0.00012945 | 0.00012605 | 0.00012039 | 9.38e-05 | 0.00010561 | 0.00012801 | 0.0001362 | 0.00012321 | 0.00012134 | 0.00010894 | 0.0001277 | 0.0001356 | 0.00011758 | 0.00012761 | 0.00013323 | 0.00012654 | 0.00011831 | 0.00013122 | 0.00011986 | 0.00011924 | 0.00013754 | 0.00010702 | 0.00010842 | 0.00012342 | 0.00012352 | 0.00010071 | 0.00012356 | 0.00012613 | 0.00011853 | 9.7681e-05 | 0.00014034 | 0.00012191 | 0.00012131 | 0.00013825 | 0.00015147 | 0.00012742 | 0.00012451 | 0.00011958 | 0.00011802 | 0.00011511 | 0.00012858 | 0.00010999 | 0.00011107 | 9.9761e-05 | 0.00012782 | 0.00011704 | 0.000107 | 0.0001249 | 0.00012844 | 0.00011252 | 8.3637e-05 | 0.00010284 | 0.00012475 | 0.00011373 | 0.00010644 | 0.00011367 | 0.00010322 | 0.0001265 | 0.00010365 | 0.00010983 | 0.00012668 | 0.00013652 | 0.0001498 | 0.00013145 | 0.00011551 | 0.00011713 | 0.00012158 | 0.00014698 | 0.00013385 | 0.00010707 | 0.0001184 | 0.00011428 | 0.00011293 | 0.00013567 | 0.00010778 | 0.00013142 | 0.00012183 | 0.00013066 | 0.00013557 | 0.00010556 | 0.0001131 | 0.00011825 | 0.00011571 | 0.00011613 | 0.00012284 | 0.00012483 | 0.000102 | 0.00011705 | 0.00010985 | 0.00010819 | 0.00013066 | 0.00012577 | 0.00010431 | 0.00011823 | 0.00012158 | 0.00012592 | 0.0001562 | 0.00011971 | 0.00013403 | 0.0001216 | 0.00013694 | 0.00014339 | 0.00014363 | 0.00012066 | 0.00010039 | 0.00014209 | 0.00012126 | 0.00010835 | 0.00011284 | 9.9307e-05 | 0.00010514 | 0.00012745 | 0.00010521 | 0.00011801 | 0.00010448 | 0.00013853 | 0.00010781 | 0.00013031 | 0.00012729 | 0.00010562 | 0.00011558 | 9.9888e-05 | 0.00012556 | 0.00012187 | 0.00012016 | 0.0001234 | 0.00013631 | 0.00012267 | 9.6792e-05 | 0.00011747 | 0.00014882 | 0.0001174 | 0.00011104 | 0.00010986 | 0.00012208 | 0.00013342 | 0.00010567 | 0.00013241 | 0.00011036 | 0.00012693 | 0.00011502 | 0.00011194 | 0.00012854 | 0.00012905 | 0.00011807 | 0.00013558 | 0.00011159 | 0.00012686 | 9.848e-05 | 0.00011491 | 0.00012697 | 0.00010325 | 0.00013056 | 0.00012377 | 0.0001246 | 0.00013415 | 0.00012954 | 0.00011116 | 0.00011013 | 0.00010666 | 0.00012481 | 0.00012442 | 0.00010983 | 0.00013457 | 0.00010949 | 0.00013296 | 0.00011081 | 0.00011924 | 0.00010416 | 0.00012897 | 0.00014297 | 0.00012268 | 0.00013247 | 0.00012068 | 9.3764e-05 | 0.00011876 | 0.00013343 | 0.00013639 | 8.7999e-05 | 9.0677e-05 | 0.0001256 | 0.00011058 | 0.00012067 | 0.00012971 | 0.00012755 | 0.00010545 | 0.00012537 | 0.00013479 | 0.00013824 | 0.00010136 | 0.00012894 | 8.8745e-05 | 0.00010445 | 0.00013676 | 0.00010958 | 0.00011079 | 0.00012645 | 0.00011726 | 0.00012368 | 0.00010632 | 0.00010856 | 0.00013416 | 0.0001122 | 0.0001268 | 0.0001232 | 0.00012848 | 8.9033e-05 | 0.00012721 | 0.00013569 | 0.00010179 | 0.00012268 | 0.00010803 | 0.00012169 | 0.00010107 | 0.00012992 | 0.00011532 | 0.00011227 | 0.00012293 | 0.00010656 | 0.00012525 | 0.00014042 | 0.00014421 | 9.7809e-05 | 0.00012644 | 0.00011437 | 0.00013104 | 0.00011098 | 0.00011329 | 0.00012637 | 0.00012414 | 0.00013165 | 0.00012519 | 0.00012164 | 0.00010463 | 0.00012013 | 0.00010208 | 0.00012473 | 0.00012146 | 0.00011073 | 0.00012927 | 0.00013227 | 0.00011901 | 0.00012667 | 0.00013314 | 0.00013193 | 0.00010462 | 9.2732e-05 | 0.00011537 | 0.00012696 | 0.00011136 | 0.00014796 | 0.00014067 | 0.00011795 | 0.00012583 | 0.00011506 | 0.00011931 | 0.00011923 | 0.00012827 | 0.00012592 | 0.0001372 | 9.0923e-05 | 0.00012608 | 0.00013388 | 0.00013345 | 0.00013579 | 0.00010313 | 0.00013558 | 0.00013859 | 0.00012942 | 0.00011906 | 0.00013226 | 0.00012929 | 0.00012386 | 0.00012865 | 0.0001194 | 0.00013849 | 0.00012386 | 0.00011195 | 0.00011507 | 0.0001363 | 0.00012406 | 0.00011082 | 0.00010893 | 0.00010227 | 0.00013146 | 0.0001165 | 0.00012433 | 9.718e-05 | 0.00013326 | 0.00012159 | 0.00010791 | 0.00012309 | 0.00014031 | 0.00012159 | 0.00010814 | 0.00012099 | 0.00010655 | 0.00012495 | 0.00011627 | 0.0001342 | 0.00012033 | 0.00013632 | 0.00010657 | 0.00014357 | 0.00011927 | 0.00013307 | 0.00013528 | 0.00012541 | 0.00011014 | 0.00014404 | 0.00010721 | 0.00010582 | 0.00012149 | 0.00010476 | 0.00013035 | 0.00012783 | 0.00011602 | 0.00011074 | 0.00014026 | 0.00012178 | 0.00011738 | 0.00014527 | 0.00013419 | 0.00012094 | 0.00012435 | 0.00013231 | 0.00011599 | 0.00013094 | 0.0001289 | 0.00013473 | 0.00011663 | 0.0001121 | 0.00012342 | 0.00012515 | 0.00011629 | 0.00011644 | 0.00012902 | 0.00011809 | 0.00015127 | 0.00011717 | 0.00011043 | 0.00011776 | 0.00011457 | 0.00013216 | 0.00011342 | 0.00012053 | 0.00013978 | 0.00011757 | 0.00012093 | 9.979e-05 | 0.00011013 | 0.00013493 | 0.0001106 | 0.00012228 | 8.4003e-05 | 0.00012731 | 0.00012696 | 0.00011194 | 0.00011381 | 0.00012408 | 0.00012156 | 0.00012168 | 0.00015231 | 0.00012325 | 0.00012475 | 0.00010389 | 0.00013475 | 0.0001199 | 0.00010477 | 0.0001178 | 0.00012962 | 0.00012051 | 0.00013993 | 0.00012795 | 0.00011565 | 0.00010959 | 0.0001449 | 0.00011011 | 0.00011315 | 0.00011223 | 0.00012543 | 0.00012499 | 0.00011883 | 0.00011875 | 0.00011987 | 0.00010919 | 0.00012572 | 0.00011488 | 0.00011732 | 0.0001156 | 0.00013145 | 0.00014242 | 0.00012433 | 0.00013784 | 0.00012976 | 0.00011894 | 0.00012171 | 0.00012145 | 0.00011949 | 0.00012506 | 0.00012882 | 0.00013432 | 0.00011075 | 0.00011405 | 0.00013376 | 0.00012553 | 0.00011702 | 0.00013475 | 0.0001127 | 0.00013022 | 0.00014786 | 0.00011105 | 0.00012807 | 0.00011313 | 0.00010332 | 0.00013816 | 0.00012142 | 0.00014394 | 0.00011156 | 0.0001466 | 0.00013011 | 0.00012231 | 0.00010823 | 0.00013808 | 0.00011154 | 0.00010417 | 0.00010954 | 0.00012416 | 0.00011338 | 0.00014388 | 0.00011858 | 0.00013591 | 0.0001023 | 0.00012004 | 9.7763e-05 | 0.00011343 | 0.00013318 | 0.00011763 | 0.00012397 | 0.0001269 | 0.00012129 | 0.00013146 | 0.00012595 | 0.00012818 | 0.00013076 | 9.4721e-05 | 0.00012951 | 0.00011777 | 0.00012529 | 0.00010298 | 0.00010171 | 0.00014782 | 0.00013608 | 0.00011088 | 0.00011648 | 0.0001101 | 0.00011038 | 0.00010837 | 0.00012502 | 0.00010065 | 0.00013653 | 0.00010114 | 0.00012411 | 0.00011589 | 0.00010775 | 0.00012551 | 0.00010605 | 0.00011367 | 0.00010784 | 0.00010573 | 0.00012217 | 0.00011447 | 0.00011391 | 0.00012098 | 0.00014004 | 0.0001175 | 0.00012104 | 9.2483e-05 | 0.00013258 | 0.00011649 | 0.00010935 | 0.00011627 | 0.00011295 | 0.00012366 | 0.00011106 | 0.00011299 | 0.00012076 | 0.00013115 | 0.00013153 | 0.00013997 | 0.00013302 | 0.00012191 | 0.00014164 | 0.00013885 | 0.00011287 | 0.00012369 | 0.0001408 | 0.0001038 | 0.0001409 | 0.000117 | 0.00010452 | 0.0001242 | 0.00012304 | 0.00013003 | 0.00012346 | 0.00011059 | 0.00012649 | 0.00010316 | 0.00011113 | 0.00011006 | 0.00012275 | 0.00014517 | 0.00011924 | 0.0001102 | 0.00012359 | 0.0001283 | 0.00014037 | 0.00011691 | 0.00014731 | 0.0001121 | 0.0001187 | 0.00012811 | 0.00012185 | 0.00013678 | 0.00010907 | 0.00015019 | 0.00011716 | 0.00012093 | 0.00012254 | 0.00012313 | 0.00014919 | 0.00011796 | 0.00010691 | 0.00014143 | 0.00012396 | 0.00011122 | 0.00013075 | 0.00011483 | 0.00010832 | 0.00012039 | 0.00010367 | 0.00013567 | 0.00012756 | 0.00011596 | 0.00012943 | 0.00013306 | 0.00010147 | 0.00012094 | 0.00011441 | 0.00010818 | 0.00010788 | 0.00012704 | 0.0001191 | 0.00012053 | 0.00013072 | 0.00012447 | 0.00012947 | 0.00014758 | 0.00010923 | 0.00011315 | 0.00011008 | 0.00012152 | 0.00012897 | 0.00012248 | 0.00013846 | 0.00010411 | 0.00011907 | 0.00012271 | 0.00012268 | 0.00012088 | 0.0001218 | 0.00011944 | 0.00010988 | 0.0001175 | 0.00013274 | 0.00010153 | 0.0001269 | 0.00013791 | 0.00011793 | 0.00012678 | 0.00013052 | 0.00011119 | 0.00011753 | 0.00011705 | 0.00012742 | 0.00012685 | 0.00011718 | 0.00013333 | 0.00012929 | 0.00010921 | 0.0001459 | 0.00010512 | 0.00011035 | 0.0001148 | 0.00013872 | 0.00011598 | 0.00012023 | 0.00010839 | 0.00015038 | 0.00010097 | 0.00013274 | 0.00011989 | 0.00010847 | 0.00011214 | 0.0001014 | 0.00010986 | 0.00012389 | 0.00011566 | 0.00010618 | 0.0001044 | 0.00012311 | 0.00010532 | 0.00012173 | 0.00012912 | 0.00010971 | 0.00011818 | 0.0001315 | 0.00014051 | 0.00012169 | 0.00011841 | 0.00012677 | 0.00011258 | 0.00010236 | 0.00012108 | 0.00010934 | 0.00010164 | 0.00010207 | 0.00010613 | 0.00013176 | 0.00012162 | 0.00011111 | 0.00011461 | 0.00011092 | 0.00012188 | 0.00011384 | 0.00014675 | 0.00011314 | 0.00011141 | 0.00012959 | 0.00013201 | 0.00012101 | 0.00013094 | 0.00010993 | 0.00012022 | 0.00011685 | 0.00011682 | 0.00014873 | 0.00012842 | 0.00011544 | 0.00011881 | 0.00011385 | 0.00011428 | 0.00011744 | 0.00012964 | 9.4509e-05 | 0.00014659 | 0.00013223 | 0.00012729 | 0.00010573 | 0.0001106 | 0.00012896 | 0.00011747 | 0.00016079 | 0.00010931 | 0.00012227 | 0.00012379 | 0.0001345 | 0.00011166 | 9.8948e-05 | 0.00012438 | 0.00011466 | 0.00013126 | 0.00012381 | 0.00013358 | 0.00010895 | 0.00012355 | 0.00013733 | 0.00011975 | 0.00011511 | 0.00013051 | 0.00012444 | 0.0001254 | 0.0001298 | 0.00010373 | 0.00012242 | 0.00013411 | 0.00013104 | 0.00010934 | 0.00012196 | 0.00011165 | 0.00011082 | 0.00014661 | 0.00012883 | 0.0001386 | 0.00011259 | 0.00011555 | 0.00012299 | 0.0001307 | 0.00012774 | 0.00013003 | 0.0001375 | 0.00012199 | 0.00012677 | 0.00010938 | 0.00014331 | 0.00011765 | 0.00012388 | 0.00014489 | 0.00011601 | 0.000139 | 0.00015527 | 0.00012631 | 0.00012322 | 9.6767e-05 | 0.00011907 | 0.00012792 | 0.00013551 | 0.00013262 | 0.00012484 | 0.00012547 | 0.00011384 | 0.00012156 | 0.00011614 | 0.00012629 | 0.00012854 | 0.00010311 | 0.00011898 | 0.00013712 | 0.00014338 | 0.00011025 | 0.00011564 | 0.00012352 | 0.00011183 | 0.0001313 | 0.00010751 | 0.00010897 | 0.00010654 | 0.0001417 | 0.00012552 | 0.00011015 | 9.4751e-05 | 0.00011524 | 0.00012267 | 0.00011593 | 0.00010925 | 0.00011774 | 0.00012283 | 0.00011941 | 0.00013066 | 0.00012298 | 0.00011616 | 8.6204e-05 | 0.00012214 | 0.0001342 | 0.00013288 | 0.00011936 | 0.00012468 | 0.00011539 | 0.00014035 | 0.00012401 | 0.0001305 | 0.00013199 | 0.00012997 | 0.00012497 | 0.00012089 | 0.00012283 | 0.00011102 | 0.00010784 | 0.00010914 | 0.00011136 | 0.00012495 | 0.00012881 | 0.00012437 | 0.00015219 | 0.00013259 | 0.00012287 | 0.00010152 | 0.00012927 | 0.00012617 | 0.00013472 | 0.00012577 | 0.000116 | 0.0001245 | 0.0001301 | 0.00013184 | 0.00010662 | 0.00011955 | 0.00011936 | 0.00012298 | 0.00013452 | 0.0001101 | 0.00010377 | 0.00010378 | 0.00013922 | 0.00010471 | 0.00011765 | 0.00011947 | 0.00014436 | 0.00012466 | 0.00012755 | 0.00012536 | 0.00013524 | 0.00010708 | 0.00012451 | 0.00012117 | 0.00012284 | 0.00010489 | 0.00011384 | 0.00010695 | 9.3651e-05 | 0.00014259 | 9.9971e-05 | 0.00012216 | 0.00011145 | 0.00011241 | 0.00011224 | 0.00014224 | 0.00011408 | 0.00011794 | 0.0001142 | 0.00013527 | 0.00011145 | 0.00013652 | 0.00013482 | 0.00010655 | 0.00011644 | 0.00012436 | 0.00013515 | 0.0001462 | 0.00013401 | 0.00011518 | 0.00012789 | 0.00012993 | 0.00012933 | 0.00011005 | 0.00012624 | 9.651e-05 | 0.00014284 | 0.00012827 | 0.00013112 | 0.00011069 | 0.00012301 | 0.00011327 | 0.00010928 | 0.00011682 | 0.00012366 | 0.00012379 | 0.00012557 | 0.00012754 | 0.00011441 | 0.0001303 | 0.00013136 | 0.00013035 | 0.00013668 | 0.00011734 | 0.0001333 | 0.00011901 | 0.0001309 | 0.00010579 | 0.00014491 | 0.00012538 | 0.00010958 | 0.00013379 | 0.00011955 | 9.5529e-05 | 0.00012149 | 0.0001203 | 0.00013675 | 0.00011679 | 0.00011993 | 0.00011106 | 0.00015337 | 0.00010668 | 0.00012696 | 0.00010422 | 0.0001201 | 9.4657e-05 | 0.00012733 | 0.00015514 | 0.00011693 | 0.00013422 | 0.00013401 | 0.00010601 | 0.00013637 | 0.00011662 | 0.00011592 | 0.00012503 | 0.00010569 | 0.00015218 | 0.0001197 | 0.00012357 | 0.00010732 | 0.00011528 | 0.00012465 | 0.00013456 | 0.00013521 | 0.00011078 | 0.00012458 | 0.00013313 | 0.00012196 | 0.00012439 | 0.00011815 | 0.00011666 | 0.00010955 | 0.00012673 | 0.00013073 | 0.00013158 | 0.00014578 | 9.6614e-05 | 0.00011669 | 0.00010892 | 0.00011429 | 0.00010483 | 0.00010997 | 0.00013377 | 0.00011458 | 0.00014161 | 0.00010783 | 0.00012441 | 0.00010921 | 0.00010262 | 9.8309e-05 | 0.00011633 | 0.00012145 | 0.00010947 | 0.00012294 | 0.00015038 | 0.00013425 | 0.00011816 | 0.00012495 | 0.00011593 | 0.0001258 | 0.00011555 | 0.00013285 | 0.00013866 | 0.00012688 | 0.00012222 | 9.6342e-05 | 0.00012178 | 9.9727e-05 | 0.0001408 | 0.00012406 | 0.00013068 | 0.00013111 | 0.00011961 | 0.00010514 | 0.00011951 | 0.00012286 | 0.00013174 | 0.00012737 | 0.00011689 | 0.00013705 | 0.00014677 | 0.0001255 | 0.00010695 | 0.00012802 | 0.00012468 | 0.00010546 | 0.00013893 | 0.00012618 | 0.00011591 | 0.00012949 | 0.00011804 | 0.00011578 | 0.00012306 | 0.0001209 | 0.00012776 | 8.2829e-05 | 0.00012663 | 0.00013212 | 0.00013238 | 9.7212e-05 | 0.00011162 | 0.00013148 | 0.00011738 | 0.00011043 | 0.00012798 | 0.00013578 | 0.00011465 | 0.00012188 | 0.00011159 | 0.00014545 | 0.00013266 | 0.00012675 | 0.00012534 | 0.00012231 | 9.4354e-05 | 0.00012102 | 0.00010191 | 0.00013567 | 0.00015134 | 0.00012392 | 0.00013777 | 0.00013316 | 0.00013717 | 0.00012474 | 0.00011922 | 0.00012804 | 0.0001265 | 0.00010367 | 0.00012644 | 0.00010971 | 0.00011734 | 0.00012631 | 0.00010701 | 0.00011325 | 0.00011502 | 0.00011203 | 0.00011944 | 0.00012699 | 0.00010984 | 0.00012368 | 0.0001231 | 0.00012901 | 0.00014734 | 0.00012583 | 0.00014094 | 0.0001316 | 0.00014147 | 0.00012908 | 0.00012657 | 0.00012836 | 0.00013419 | 0.00011998 | 0.00012247 | 0.00013411 | 0.00012216 | 0.00012147 | 0.00012526 | 0.00010516 | 9.6826e-05 | 0.00011511 | 0.00010682 | 0.00011873 | 0.00013878 | 0.00013347 | 0.00011162 | 0.0001239 | 0.00014253 | 0.00012573 | 0.00011374 | 0.00012892 | 0.00011959 | 0.00012149 | 0.00010883 | 0.0001162 | 9.004e-05 | 0.00012397 | 0.00011898 | 0.00011923 | 0.0001282 | 0.00012724 | 0.00011457 | 0.00013037 | 0.0001318 | 0.00012938 | 0.00014353 | 0.000136 | 0.00013027 | 0.00013438 | 0.00012318 | 9.601e-05 | 0.00012494 | 0.00012176 | 0.00014394 | 0.00013287 | 0.00011905 | 0.0001167 | 0.00010496 | 0.00010323 | 0.00014614 | 0.00012033 | 0.0001223 | 0.000112 | 0.00010612 | 0.00010165 | 0.00010303 | 0.00012363 | 0.00010675 | 0.00010887 | 0.00012774 | 0.00011811 | 9.7469e-05 | 0.00011824 | 0.00012419 | 0.00010907 | 0.00014205 | 0.00013094 | 0.00014136 | 0.00013457 | 0.00016192 | 0.00012369 | 0.00011653 | 0.00012231 | 0.00010205 | 0.00011528 | 0.0001493 | 9.9756e-05 | 0.00010848 | 0.00012796 | 0.00013487 | 0.000107 | 0.00011985 | 0.00010417 | 0.00013846 | 0.00012704 | 0.00011746 | 0.00012079 | 0.00012145 | 0.00011164 | 0.00011097 | 0.00010808 | 0.00013243 | 0.00011189 | 0.00012606 | 0.00013057 | 0.00010583 | 0.00012667 | 0.00012485 | 0.00012262 | 0.000113 | 0.00013072 | 0.00011357 | 0.00014782 | 0.00011747 | 0.00012285 | 0.000118 | 0.00011087 | 0.00011793 | 0.00011819 | 0.00014476 | 0.0001264 | 0.00012649 | 0.00012155 | 0.00013227 | 0.0001265 | 0.00010482 | 0.0001391 | 0.00010572 | 0.00013726 | 0.00012976 | 0.00012961 | 0.00011609 | 0.00012171 | 0.00011252 | 0.00012257 | 0.00012689 | 0.0001285 | 0.00012864 | 0.00012649 | 0.00011753 | 0.00010567 | 0.0001293 | 0.00012986 | 0.00011591 | 0.00013665 | 0.00013679 | 0.00011541 | 0.0001169 | 0.00011984 | 0.00013402 | 0.00013423 | 0.00013053 | 0.00014901 | 0.00013349 | 0.0001097 | 0.00012153 | 0.00010176 | 0.00012754 | 0.00011912 | 0.00012255 | 0.00013601 | 0.00011748 | 0.00011885 | 9.118e-05 | 0.00011391 | 0.00013256 | 0.00013272 | 0.00012597 | 0.00012027 | 0.00011638 | 0.00011121 | 0.00011548 | 0.00011454 | 0.00012373 | 0.00013243 | 0.00011993 | 0.00013437 | 0.00012302 | 0.00011559 | 0.00010968 | 0.0001395 | 0.0001254 | 0.00013291 | 0.00012023 | 0.000139 | 0.00011321 | 0.00012311 | 0.00012616 | 0.00011964 | 0.00012842 | 0.00012925 | 0.00014302 | 0.00012015 | 0.0001138 | 0.00010791 | 0.00013085 | 0.00012587 | 0.00010888 | 0.00011244 | 0.00012151 | 0.00010607 | 0.00013203 | 0.00014146 | 0.00012615 | 0.00012125 | 0.00013816 | 0.00011047 | 0.00013751 | 0.00011995 | 0.00012104 | 0.00011688 | 0.00011505 | 0.00014134 | 0.00012587 | 0.00011792 | 9.6386e-05 | 0.00012672 | 0.00011945 | 0.00012367 | 0.00013432 | 9.7787e-05 | 0.00010207 | 0.0001084 | 0.00011667 | 0.00010971 | 0.0001266 | 9.9663e-05 | 0.00012941 | 0.00013141 | 0.00012561 | 0.0001112 | 0.0001186 | 0.00013807 | 0.00010844 | 0.00011124 | 0.00010087 | 0.00012503 | 0.00012618 | 0.0001231 | 0.00011644 | 0.00011577 | 0.00010291 | 0.00013063 | 0.00011 | 0.00013704 | 0.00011446 | 0.00011609 | 0.00011789 | 0.00012907 | 0.00013326 | 0.00011748 | 0.00010332 | 0.00014489 | 0.00010349 | 0.00012933 | 0.00012621 | 0.00012946 | 0.00013054 | 0.00013601 | 0.00012761 | 0.00010088 | 0.00011907 | 0.00013133 | 0.00010532 | 9.7292e-05 | 0.00011243 | 0.00013851 | 0.00010769 | 0.00011702 | 0.00011924 | 0.00012614 | 0.00010647 | 0.00010244 | 0.00011996 | 0.0001277 | 0.00010435 | 0.00014797 | 0.00013406 | 0.00011743 | 0.00013048 | 0.00012512 | 0.00010769 | 0.00012228 | 0.00012035 | 0.00010318 | 0.00010774 | 9.7885e-05 | 0.00013322 | 0.00013262 | 0.00010724 | 0.00013145 | 9.4977e-05 | 0.00011125 | 0.00011192 | 0.00013829 | 0.00011753 | 0.00012234 | 0.00012966 | 0.00011773 | 0.000109 | 0.00012601 | 0.00012553 | 0.00012618 | 0.00011773 | 0.00012089 | 0.00012334 | 0.00013507 | 0.00010923 | 0.0001317 | 0.00011537 | 0.00010234 | 0.00010859 | 0.00014781 | 0.00012847 | 0.00012507 | 0.0001273 | 0.00014708 | 0.00012152 | 0.00010634 | 0.00013333 | 0.00011572 | 0.00012495 | 0.00011149 | 0.00012802 | 0.00011111 | 0.0001216 | 0.00013445 | 0.00012409 | 0.00011483 | 0.00010573 | 0.00013609 | 0.00012023 | 0.00012453 | 0.00013726 | 0.00011475 | 0.00011723 | 9.9201e-05 | 0.00013194 | 0.00014628 | 0.00012088 | 9.9584e-05 | 0.00012766 | 0.00011811 | 0.00012676 | 0.00012159 | 0.00012882 | 0.00012041 | 0.0001114 | 9.8398e-05 | 0.0001157 | 0.00012689 | 0.00011405 | 0.00013375 | 0.00011782 | 0.00012324 | 8.7521e-05 | 0.00013396 | 0.0001439 | 0.00012732 | 0.00011848 | 0.0001428 | 0.00012293 | 0.00012788 | 0.00010571 | 0.00012403 | 0.00014459 | 0.00011462 | 0.00013743 | 0.00010613 | 0.00012338 | 0.00014606 | 0.00011162 | 0.00011211 | 0.00011984 | 0.00010601 | 0.00011857 | 0.00013858 | 0.00011947 | 0.00013433 | 0.00012219 | 0.00011524 | 0.00010372 | 0.00013521 | 0.0001081 | 0.00012496 | 0.00012785 | 0.00012532 | 0.0001202 | 0.00012552 | 0.00012803 | 0.00013623 | 0.00012776 | 0.00013001 | 0.00011478 | 0.00011643 | 0.00012493 | 0.00012662 | 0.0001164 | 0.00011858 | 0.00012869 | 0.00011516 | 0.00012673 | 9.5124e-05 | 0.00011945 | 0.00012205 | 0.00011857 | 9.8312e-05 | 0.00011779 | 0.00011054 | 0.0001484 | 0.00012081 | 0.00012657 | 0.00011596 | 0.00011614 | 0.00012587 | 0.00012135 | 0.0001157 | 0.00014359 | 0.00011722 | 0.00010981 | 0.00010819 | 0.00010912 | 0.00013128 | 0.00013952 | 0.00012436 | 0.00011502 | 0.00011062 | 0.00012245 | 0.00012228 | 0.00012022 | 0.00011177 | 0.00012026 | 0.00012848 | 0.00012148 | 0.0001273 | 0.00012147 | 0.00010499 | 0.00010827 | 0.00013157 | 0.00013524 | 0.0001104 | 0.00011292 | 0.00010688 | 0.00010644 | 0.00010894 | 0.00012586 | 0.00014091 | 0.00011993 | 0.00014673 | 0.00012979 | 0.00011838 | 0.00012687 | 0.00012343 | 0.00014378 | 0.00010491 | 0.000136 | 0.00014439 | 0.00013875 | 0.00013671 | 0.00013127 | 0.0001241 | 0.00011709 | 0.00011926 | 0.00011336 | 0.00013241 | 0.00013931 | 0.00011179 | 0.0001178 | 0.00011154 | 0.00012308 | 0.00013218 | 0.00011884 | 0.00011011 | 0.00013228 | 0.00011645 | 0.00010476 | 0.00012429 | 0.00011532 | 0.00014795 | 9.6197e-05 | 0.00010494 | 0.00010059 | 0.00011084 | 0.00012702 | 0.0001226 | 0.00012869 | 0.00013223 | 0.00012497 | 0.00011774 | 0.00014153 | 0.00013844 | 0.00011519 | 0.00010698 | 0.00011565 | 0.00015286 | 0.0001099 | 0.00010365 | 0.0001114 | 0.00010511 | 0.00012579 | 0.00011426 | 0.00012104 | 0.00013115 | 0.00011741 | 9.9608e-05 | 0.00011264 | 0.00013369 | 0.00011564 | 0.00012441 | 0.00011155 | 0.00011866 | 0.00014931 | 0.00013345 | 0.00013562 | 0.00012551 | 0.00012537 | 0.00011981 | 0.00011609 | 0.00011944 | 0.00011971 | 0.00012016 | 0.00011798 | 0.00011737 | 0.00011861 | 0.00011165 | 0.00010535 | 0.00013681 | 0.00014851 | 0.00011179 | 0.0001021 | 0.00014136 | 0.00011194 | 0.00012027 | 0.00013301 | 0.00010747 | 0.00013815 | 0.00012466 | 0.00011023 | 0.00012842 | 0.00013044 | 0.00010197 | 0.00013126 | 0.00012803 | 0.00012592 | 0.00011829 | 0.00013283 | 0.00011387 | 9.5695e-05 | 0.00015214 | 0.0001005 | 0.00013785 | 0.0001097 | 0.00010644 | 0.00012239 | 0.00013191 | 0.00011604 | 0.00013176 | 0.00012254 | 0.00014058 | 0.00014287 | 0.00012682 | 0.0001239 | 0.00012963 | 0.00014868 | 0.00013237 | 0.000116 | 0.00010938 | 0.00012013 | 9.6982e-05 | 0.00012853 | 0.00012591 | 0.00010872 | 0.00010741 | 0.00010407 | 0.00012698 | 0.00010583 | 9e-05 | 0.00010472 | 0.00011627 | 0.00012242 | 0.00012893 | 0.00010934 | 0.00013129 | 0.00011617 | 0.00010941 | 0.00012689 | 0.0001361 | 0.00012473 | 0.00011367 | 0.00013518 | 0.00011504 | 0.0001221 | 0.0001193 | 0.00011994 | 0.00011249 | 0.00011352 | 0.00011043 | 0.00011417 | 0.00011154 | 0.00010882 | 0.00012573 | 0.00012411 | 0.00013002 | 0.0001318 | 0.00012278 | 9.3689e-05 | 0.0001023 | 9.7173e-05 | 9.9666e-05 | 0.0001322 | 0.00011996 | 0.00010575 | 0.00012482 | 9.7817e-05 | 0.00013765 | 0.00011022 | 0.00013384 | 0.00012205 | 0.00012836 | 0.00012251 | 0.00012376 | 0.00011815 | 0.0001334 | 0.0001112 | 0.00011426 | 0.00013436 | 0.0001377 | 0.00011069 | 0.00013585 | 0.0001284 | 0.00012187 | 0.00012427 | 0.00012203 | 0.00012445 | 0.00012993 | 0.00011442 | 0.0001174 | 0.00012346 | 0.00012079 | 0.00012666 | 0.00010206 | 0.00011507 | 0.0001499 | 0.00012662 | 0.0001104 | 0.00012741 | 0.00011917 | 0.00013225 | 0.00012363 | 0.00012107 | 0.00010469 | 0.00011649 | 0.00012302 | 0.00014238 | 0.0001089 | 0.00011881 | 0.00012936 | 0.00011232 | 0.00014104 | 0.00012439 | 0.00012354 | 0.00011439 | 0.00012323 | 0.00011012 | 0.00013544 | 0.00012174 | 0.00013332 | 0.00010828 | 0.00013102 | 0.00011244 | 9.4483e-05 | 0.00012578 | 0.0001197 | 0.0001283 | 0.00011474 | 0.00014102 | 0.00010976 | 0.00012866 | 0.00010031 | 0.0001065 | 0.00012289 | 0.0001315 | 0.000136 | 0.00011596 | 0.00013366 | 0.00012737 | 0.0001143 | 0.00011094 | 0.00011186 | 0.00011244 | 0.00011953 | 0.00013215 | 0.00012393 | 0.00013544 | 0.00011255 | 0.00013511 | 0.00013335 | 0.00013722 | 0.00012435 | 0.00014726 | 0.00013092 | 0.00012457 | 0.00012715 | 0.00010577 | 0.00010657 | 0.00013461 | 0.00010865 | 0.00012437 | 0.00011487 | 0.00012473 | 0.0001153 | 0.00012717 | 0.00012053 | 0.00013658 | 0.00012627 | 0.00011661 | 0.00013682 | 0.00012239 | 0.00013061 | 0.00012812 | 0.00010433 | 0.00011801 | 0.00013892 | 0.00014092 | 0.00015418 | 0.00013781 | 0.00011654 | 0.00012597 | 0.00013276 | 0.0001217 | 0.00011041 | 0.0001132 | 0.00012471 | 0.00011984 | 0.00011509 | 0.00012161 | 0.00011735 | 0.00010751 | 0.00012707 | 0.00011786 | 0.00014521 | 0.00010534 | 0.00010693 | 0.00011795 | 0.00011504 | 0.00012258 | 0.00011862 | 0.00010659 | 0.00011015 | 0.00012031 | 0.00012408 | 0.00012096 | 0.0001132 | 0.00010582 | 0.00012045 | 0.00010464 | 0.0001274 | 0.00011331 | 0.00013489 | 0.0001296 | 0.00011014 | 0.00012636 | 0.00012067 | 0.00013227 | 0.00011575 | 0.00012067 | 0.00013752 | 0.00011736 | 0.00011986 | 0.00012094 | 0.00014806 | 0.00012065 | 0.00012912 | 0.00014533 | 0.00014806 | 0.00012726 | 0.00012261 | 0.00012481 | 0.00012029 | 0.00011325 | 0.00014206 | 0.00012502 | 0.00011894 | 0.00011612 | 0.00012279 | 0.0001289 | 0.00012356 | 0.00013402 | 0.00011892 | 0.00013404 | 0.00011269 | 0.00010827 | 0.00012206 | 0.00011087 | 0.00011716 | 0.00010699 | 0.00011555 | 0.00010923 | 0.00012575 | 0.00013239 | 0.00012897 | 0.00010328 | 0.00010938 | 0.00012457 | 0.00013273 | 0.00010196 | 0.0001344 | 0.00010819 | 0.00010251 | 0.0001119 | 0.00013291 | 0.00012391 | 8.9773e-05 | 0.00011515 | 0.00012178 | 0.00012631 | 0.00012122 | 0.00010685 | 0.00012885 | 0.00010734 | 0.00011083 | 0.00012595 | 0.00013136 | 0.00010768 | 0.00012796 | 0.00012633 | 0.00010793 | 0.0001179 | 9.6543e-05 | 0.00010627 | 0.00011436 | 0.00011615 | 0.00011788 | 0.00011406 | 0.00012536 | 0.00010917 | 0.00012122 | 0.00013033 | 0.00011554 | 0.00013113 | 0.00010147 | 0.0001394 | 0.00013739 | 0.00013166 | 0.00010701 | 0.00011965 | 0.00011316 | 0.00011985 | 0.00013248 | 8.8634e-05 | 0.00013347 | 0.00011738 | 0.00011797 | 0.00013258 | 0.00013572 | 0.00012891 | 0.00010825 | 0.0001177 | 0.00013164 | 0.00010947 | 0.00013066 | 0.00011732 | 0.0001307 | 0.00011964 | 0.00011244 | 0.00010631 | 0.00012943 | 0.00011714 | 0.00012105 | 0.00012512 | 0.0001428 | 0.00013662 | 0.0001292 | 0.00012434 | 0.00010749 | 0.00012991 | 0.00012885 | 0.00011931 | 0.0001117 | 0.00012992 | 0.00012483 | 0.00013446 | 0.00013339 | 0.00010726 | 9.6404e-05 | 0.00011141 | 0.00014839 | 0.00012329 | 0.00011512 | 0.00013748 | 0.00011478 | 0.00011183 | 0.00012335 | 0.00012762 | 0.00010118 | 0.00013655 | 0.00011615 | 0.0001228 | 0.00010283 | 9.7848e-05 | 0.00011153 | 0.00013211 | 0.00012417 | 0.00011546 | 0.00013289 | 0.00013253 | 0.00011973 | 0.00011193 | 0.00011499 | 0.00011146 | 0.00011588 | 0.00012749 | 0.00010746 | 0.00012268 | 0.00010261 | 9.6126e-05 | 0.00011984 | 0.00011316 | 0.00014809 | 0.00012113 | 0.00010867 | 0.00010258 | 0.00011186 | 0.00011379 | 0.00011222 | 0.00011552 | 0.00011948 | 0.00013744 | 0.00015261 | 0.00013352 | 0.00012739 | 0.0001467 | 0.00011746 | 0.00012539 | 0.00011581 | 0.00012207 | 0.00011992 | 0.00014215 | 0.00011473 | 0.00013707 | 0.00014089 | 0.00010507 | 0.00012745 | 0.00014168 | 0.00013339 | 0.00012557 | 0.00010938 | 0.00011806 | 0.00010196 | 0.00012836 | 0.00015625 | 0.00012684 | 0.00012625 | 0.00010539 | 0.00013242 | 0.00012378 | 0.00013827 | 0.00012538 | 0.00012026 | 0.00011053 | 0.00010479 | 0.00010739 | 0.00011976 | 9.9457e-05 | 0.00011287 | 0.0001161 | 0.00010489 | 0.00013222 | 0.00013034 | 0.0001344 | 0.00012094 | 0.00011628 | 0.00011592 | 0.0001164 | 0.00011178 | 0.00011137 | 0.00010271 | 0.00011135 | 0.00013263 | 0.00010892 | 0.00010698 | 0.00010716 | 0.00012902 | 0.00011006 | 0.00011355 | 0.00011207 | 0.00013041 | 0.00011392 | 0.00012333 | 0.00013749 | 0.00013743 | 0.00011326 | 9.7201e-05 | 0.00012415 | 0.00011605 | 0.00014176 | 8.6969e-05 | 0.00011688 | 0.00013525 | 0.00010594 | 0.00012406 | 0.00012904 | 0.00013127 | 0.00012875 | 0.00013286 | 0.00011566 | 0.00010935 | 0.00011363 | 0.00010965 | 0.00011403 | 0.00012874 | 0.00011963 | 0.00011184 | 0.00011648 | 0.00013761 | 0.00012095 | 0.00012525 | 0.00013168 | 0.00011262 | 0.00010946 | 0.00010813 | 0.00011818 | 0.00012539 | 0.00011176 | 0.0001453 | 0.00011842 | 0.00012226 | 0.00011408 | 0.00010697 | 0.00013755 | 0.00010929 | 0.00011426 | 0.00011299 | 0.00014211 | 0.00015802 | 0.00014202 | 0.00012926 | 0.00013292 | 0.00011301 | 0.00013258 | 0.00012549 | 0.00012448 | 0.00012499 | 0.0001199 | 0.00014063 | 0.00012098 | 0.00011742 | 0.00012001 | 0.00011656 | 0.00014365 | 0.00014189 | 0.00014204 | 0.00013397 | 0.00013941 | 0.00010915 | 0.00010306 | 0.00012774 | 0.0001281 | 0.00013615 | 0.00012315 | 0.00012531 | 0.00011499 | 0.00013317 | 0.00011913 | 0.00011241 | 0.00012015 | 0.00013434 | 0.00010827 | 0.00011806 | 0.0001066 | 0.0001266 | 0.00011893 | 0.00014063 | 0.00012139 | 0.00011402 | 0.00012972 | 0.00012085 | 0.00011004 | 0.00011728 | 8.5614e-05 | 0.00011746 | 0.00010138 | 0.00012634 | 0.00012208 | 0.00011238 | 0.00010963 | 0.00012165 | 0.00011575 | 0.00011302 | 0.00012009 | 0.00011632 | 0.00011766 | 0.00012102 | 0.00011853 | 0.00012609 | 0.00011627 | 0.00013014 | 0.00013017 | 0.00012999 | 0.0001317 | 0.00011852 | 0.0001091 | 0.00011687 | 0.00010416 | 9.9553e-05 | 0.00014809 | 9.1338e-05 | 0.00012475 | 0.00011163 | 0.00010536 | 0.00012739 | 0.00011434 | 0.00012326 | 0.00011634 | 0.00013795 | 0.00011234 | 0.0001104 | 0.00011475 | 0.00011446 | 0.00013926 | 0.00010541 | 0.00014528 | 0.00010171 | 0.000136 | 0.00012193 | 0.00011918 | 0.00013103 | 0.00012184 | 0.00012584 | 0.00012526 | 0.00012158 | 9.3411e-05 | 0.00011721 | 0.00012696 | 0.00011186 | 0.00010913 | 0.00012548 | 0.00011007 | 0.00012801 | 0.00012801 | 0.0001567 | 0.00011524 | 0.00012636 | 0.00011134 | 0.00012493 | 0.00011627 | 0.00010141 | 0.00013846 | 0.00011909 | 9.9684e-05 | 0.00012309 | 0.0001214 | 9.1014e-05 | 0.00011733 | 0.00013715 | 0.00011024 | 0.00012162 | 0.00015947 | 0.00010897 | 0.00011295 | 0.00011253 | 0.0001319 | 0.0001042 | 0.00012059 | 0.00012636 | 0.00012438 | 0.00010749 | 0.00013294 | 0.00011623 | 0.00011034 | 0.00011382 | 0.00011698 | 0.00010268 | 0.00011205 | 0.00011474 | 0.00011304 | 0.00013337 | 0.00010947 | 0.00011977 | 0.00012448 | 0.00012457 | 0.00011587 | 0.00014045 | 0.00011531 | 0.00010192 | 0.00011183 | 0.00012801 | 0.00011252 | 0.00012479 | 0.00011886 | 0.00010735 | 0.00013126 | 0.00012711 | 0.00013136 | 0.00011814 | 0.00010923 | 0.00012958 | 0.00012261 | 0.00014054 | 0.00012528 | 0.00013333 | 0.00011815 | 0.00012387 | 0.00014844 | 0.00012251 | 0.00011004 | 9.4051e-05 | 0.00012419 | 0.00011891 | 0.00011221 | 0.00010208 | 0.00011092 | 0.00011742 | 0.00012018 | 0.0001314 | 0.00011515 | 0.000104 | 0.0001231 | 0.00010065 | 0.00011987 | 0.00011631 | 0.00011661 | 0.00014326 | 0.00010249 | 0.00014067 | 0.0001176 | 0.00011357 | 0.00010908 | 0.00011248 | 0.00011841 | 0.00013691 | 0.00012788 | 0.00015443 | 0.00013219 | 0.00014033 | 0.00013605 | 0.00012413 | 0.00013197 | 0.00010878 | 0.00012793 | 0.00012926 | 0.00013898 | 0.00011206 | 0.0001105 | 0.00011823 | 0.00011847 | 0.00011781 | 0.00010112 | 0.00013742 | 0.00012597 | 0.00010828 | 0.00010226 | 0.00012716 | 0.0001409 | 0.00013176 | 0.0001157 | 0.00012658 | 0.00010819 | 0.00011499 | 0.00014591 | 0.00011967 | 0.00011419 | 0.00011037 | 0.00011948 | 0.00014854 | 0.00012222 | 0.00012521 | 0.00010258 | 0.00012656 | 0.00011513 | 0.00011864 | 0.00011855 | 0.0001263 | 0.00010825 | 0.00012399 | 0.00013049 | 0.00015156 | 0.00012113 | 0.00013673 | 9.9333e-05 | 0.00013426 | 9.6017e-05 | 0.00011897 | 0.00014455 | 0.00011178 | 0.00012912 | 0.00012458 | 0.00014319 | 0.00011101 | 0.00011737 | 0.00012518 | 0.00010978 | 0.000143 | 0.00010441 | 0.00013168 | 0.0001038 | 0.00010803 | 0.00010241 | 0.00012909 | 0.00014724 | 0.00014731 | 0.00014171 | 0.00011181 | 0.00013576 | 0.00011819 | 0.00013697 | 0.00012311 | 0.00011439 | 0.00012081 | 0.00014319 | 0.00011673 | 0.00012002 | 0.00012384 | 0.00013094 | 0.00013147 | 0.00011385 | 0.00013308 | 0.00011607 | 0.00012752 | 0.00013163 | 0.00011662 | 0.00011673 | 0.00013049 | 0.00013656 | 0.00010266 | 0.00014042 | 0.00010459 | 0.00011088 | 0.00012769 | 0.00012048 | 0.00013836 | 0.00011789 | 0.00012097 | 0.00010093 | 0.00013853 | 0.00012343 | 0.00012277 | 0.0001015 | 0.00013261 | 0.00012381 | 0.00010578 | 0.00011015 | 0.00014446 | 0.00011724 | 0.00012383 | 0.00012816 | 0.00012644 | 0.00012851 | 0.00013689 | 0.00012768 | 0.0001199 | 0.00011709 | 0.00012225 | 0.00010699 | 0.00013082 | 0.00011917 | 0.00012512 | 0.00012264 | 0.00012897 | 0.00010972 | 0.00014292 | 0.00011128 | 0.00012775 | 0.00010951 | 0.00013324 | 0.00011691 | 0.00010374 | 9.7671e-05 | 0.00011543 | 0.00011286 | 0.00012104 | 0.0001181 | 0.00010554 | 0.00013015 | 0.00012423 | 0.00011245 | 0.00013705 | 0.0001307 | 0.00011076 | 0.00014113 | 0.00011424 | 0.00013417 | 0.00012262 | 0.00011098 | 9.9472e-05 | 0.00013402 | 0.00012087 | 0.00010131 | 0.00014025 | 0.00013543 | 0.00010027 | 0.0001269 | 0.0001214 | 0.0001211 | 0.00013652 | 0.00013143 | 0.00010337 | 0.00013841 | 0.00010416 | 0.00013419 | 0.00012739 | 0.00012864 | 0.000108 | 0.00011758 | 0.00012465 | 0.00012825 | 0.00013122 | 0.00012077 | 0.00014489 | 0.00012722 | 8.5341e-05 | 0.00011622 | 0.00013294 | 0.0001239 | 0.00011492 | 0.00011109 | 0.00011425 | 0.00013772 | 0.00012283 | 0.00013111 | 0.00011973 | 0.00013518 | 0.00010854 | 0.00013628 | 0.00013128 | 0.00012613 | 0.00013705 | 0.00010766 | 0.00011954 | 0.00011258 | 0.00010029 | 0.00011087 | 0.00011936 | 0.00012801 | 0.00013779 | 9.2807e-05 | 0.00012588 | 0.00012115 | 0.00011889 | 0.00011959 | 0.00011903 | 0.00013378 | 0.00011914 | 0.00010898 | 0.0001284 | 0.00012399 | 0.00012079 | 0.00010353 | 0.00013275 | 0.00011344 | 0.00012149 | 0.00013506 | 0.00013634 | 0.00011203 | 0.00013347 | 0.000119 | 0.00012057 | 0.00012903 | 0.00012971 | 0.00012736 | 0.00010959 | 0.00012058 | 0.00011955 | 0.00010783 | 0.00012874 | 0.00012464 | 0.000126 | 0.00011581 | 0.00012529 | 0.00012428 | 0.00011157 | 0.00013241 | 0.0001105 | 0.00011318 | 0.00012952 | 0.0001316 | 0.00011649 | 9.29e-05 | 0.00013106 | 0.00012351 | 0.00011734 | 0.0001274 | 0.00011043 | 0.00010986 | 0.00011958 | 0.00012003 | 0.00014644 | 0.00013133 | 0.00012245 | 0.00010925 | 0.00012136 | 0.00011306 | 0.00013155 | 0.00012558 | 0.00012092 | 0.00012379 | 0.00011906 | 0.00012928 | 0.00012981 | 0.00011585 | 0.00012187 | 0.0001188 | 0.00012869 | 0.00011029 | 0.00011965 | 0.00011998 | 0.00012009 | 0.00013695 | 8.7073e-05 | 0.00012308 | 0.00011653 | 0.00012765 | 0.0001086 | 0.00012537 | 0.00011051 | 0.00011746 | 0.00010133 | 0.0001242 | 0.0001495 | 0.00011662 | 0.00012198 | 0.00013266 | 0.00013858 | 0.00013103 | 0.00012356 | 0.00013263 | 0.00010026 | 0.00011042 | 9.32e-05 | 0.00012745 | 0.00011914 | 0.00011418 | 0.00010999 | 0.00011401 | 0.00011413 | 0.00011993 | 0.00014074 | 0.0001155 | 0.00011829 | 0.00012021 | 9.9487e-05 | 0.00012645 | 0.00010749 | 0.00011495 | 0.00010332 | 0.00011735 | 0.00011249 | 0.00013014 | 0.00012017 | 0.00011059 | 0.00013303 | 0.00011447 | 0.00011458 | 0.00012577 | 0.00011772 | 0.00011578 | 0.00013248 | 0.00010684 | 0.00012567 | 0.00013563 | 0.00012991 | 0.00012291 | 0.00011621 | 0.00012292 | 0.00013288 | 0.00011293 | 0.00012495 | 0.00011267 | 0.00011043 | 0.00012356 | 0.00010662 | 0.00011371 | 0.00011437 | 0.00010932 | 0.00012759 | 0.00011824 | 0.00012936 | 0.00013367 | 0.00011377 | 0.00011796 | 0.0001133 | 0.00011158 | 0.00014543 | 0.00012995 | 0.00010151 | 0.00011978 | 0.0001075 | 0.00012932 | 0.00013749 | 0.00012448 | 0.00012039 | 0.00010932 | 9.5275e-05 | 0.00012402 | 0.00011375 | 0.00012676 | 0.00013338 | 0.00012204 | 0.00013714 | 0.00012741 | 0.00014044 | 0.00012651 | 0.00010532 | 0.00012781 | 0.00013601 | 0.00012372 | 0.00011767 | 0.00011991 | 0.00012576 | 9.6287e-05 | 0.00012715 | 0.00011806 | 0.00012331 | 0.000101 | 0.00011593 | 0.00010124 | 0.00012668 | 0.00011099 | 0.00012915 | 0.0001312 | 0.00010947 | 0.00015516 | 0.00011984 | 0.00011647 | 0.00012795 | 0.00011589 | 0.00010584 | 0.00011286 | 0.00011714 | 0.00010464 | 0.00012143 | 0.0001139 | 0.00012743 | 9.2557e-05 | 0.00014746 | 0.00013099 | 0.00010021 | 0.00012506 | 0.00012826 | 0.00013063 | 0.00014141 | 0.00012155 | 0.00010003 | 0.000121 | 0.00014163 | 0.00012956 | 0.00010794 | 0.00013406 | 0.00013095 | 0.00013868 | 0.00012427 | 0.00013701 | 0.00011257 | 0.00012191 | 0.00013121 | 0.0001389 | 0.00011083 | 0.00012315 | 0.00011799 | 0.00013052 | 0.00010047 | 0.00012388 | 0.00011372 | 0.00010218 | 0.0001124 | 0.00013412 | 0.00013933 | 0.00011322 | 0.00011757 | 0.00011471 | 0.00011772 | 0.00012941 | 0.00010751 | 0.00012656 | 0.00012458 | 0.00011961 | 0.00013536 | 0.00012663 | 0.00012523 | 0.00011945 | 0.00012836 | 0.00011998 | 0.00012788 | 0.0001268 | 0.00011629 | 0.00012449 | 0.00011774 | 0.00012281 | 0.00014178 | 0.00013358 | 0.0001117 | 0.0001058 | 0.00011759 | 0.00011938 | 0.00012667 | 0.00012119 | 0.00012257 | 0.0001255 | 0.00014104 | 0.00012628 | 0.00014669 | 0.0001222 | 0.0001202 | 0.00010142 | 0.0001268 | 0.00012207 | 0.00012757 | 0.00013601 | 0.00013072 | 0.00012835 | 0.00012008 | 0.00010938 | 0.00012779 | 0.00011081 | 0.0001395 | 0.00011508 | 0.0001331 | 0.00012877 | 0.00011457 | 0.00012774 | 0.00013145 | 0.00010988 | 0.00011987 | 0.00011738 | 0.00011935 | 0.00010922 | 0.00012066 | 0.00013317 | 0.00013015 | 0.0001246 | 0.00011636 | 0.00010495 | 0.00012406 | 0.00011479 | 0.00011703 | 0.00013298 | 0.00011748 | 0.00010651 | 0.0001272 | 0.00015584 | 0.00011704 | 0.00011988 | 0.00014086 | 0.00011835 | 0.00012377 | 0.00011971 | 0.00012416 | 0.00011432 | 0.00014076 | 0.00013335 | 0.00011416 | 0.00013059 | 0.00012252 | 0.0001349 | 0.00013234 | 0.00011344 | 0.00011634 | 0.000121 | 0.00013675 | 0.00011916 | 0.00011343 | 0.00013359 | 0.00015072 | 0.00011934 | 0.00012548 | 0.00013239 | 0.00011335 | 0.00010822 | 0.00013628 | 0.00011544 | 0.00011949 | 0.00011118 | 0.00012592 | 0.00011735 | 9.9814e-05 | 0.00013153 | 0.00011863 | 0.00011386 | 0.0001171 | 9.7276e-05 | 0.00012131 | 0.00010613 | 9.475e-05 | 0.00011943 | 0.00012841 | 0.00011993 | 0.00013148 | 0.00012586 | 0.00012092 | 0.00012535 | 0.00013903 | 0.00012228 | 0.00012583 | 0.00011441 | 0.00012474 | 0.00011145 | 0.00010971 | 0.00013944 | 9.7897e-05 | 0.00011248 | 0.00011839 | 0.00012644 | 0.00014131 | 0.00013606 | 0.00013429 | 0.00013517 | 0.0001267 | 0.00014614 | 0.00013542 | 0.00013293 | 0.00012983 | 9.6303e-05 | 0.0001144 | 0.00011121 | 0.00012019 | 0.00011911 | 0.00012469 | 0.0001157 | 0.0001121 | 0.00013414 | 0.00012768 | 0.00011364 | 0.00013203 | 0.00016073 | 0.00013152 | 0.00010511 | 0.00011529 | 0.0001049 | 0.00012333 | 0.00010726 | 0.00010212 | 0.00011151 | 0.00012104 | 0.00011607 | 0.00012533 | 0.00011899 | 0.0001262 | 0.00011474 | 0.00010733 | 0.00010581 | 0.00012876 | 0.00010728 | 0.00012195 | 0.00012303 | 0.00011281 | 0.00011439 | 0.00011719 | 0.00010812 | 0.00012489 | 0.00011454 | 0.0001209 | 0.00013182 | 0.00012397 | 9.7845e-05 | 0.00013271 | 0.00010983 | 0.00012889 | 0.00012552 | 0.00011494 | 0.00011468 | 8.6917e-05 | 0.00011783 | 0.00012298 | 0.00013063 | 0.00011921 | 0.00011997 | 9.8612e-05 | 0.00013333 | 0.00013246 | 0.00011017 | 0.00012713 | 0.0001219 | 0.00011718 | 0.00012539 | 0.0001056 | 0.00011141 | 0.00010067 | 0.00011871 | 0.00011623 | 0.00014229 | 0.00012761 | 0.0001224 | 0.00011536 | 0.00012167 | 0.00012168 | 0.00012201 | 0.00012064 | 0.00013445 | 0.00012084 | 0.00012638 | 0.0001152 | 0.00011228 | 0.00013064 | 0.0001383 | 0.00013142 | 0.0001388 | 0.00010863 | 0.00014081 | 0.00013538 | 0.0001308 | 0.0001373 | 0.00014048 | 0.00011728 | 0.00011216 | 0.00011476 | 0.00015526 | 0.000107 | 0.00012236 | 0.00013767 | 0.00013848 | 0.00012219 | 0.00010659 | 0.00011009 | 0.00013799 | 0.00012465 | 0.00013616 | 0.00013395 | 0.00013184 | 0.00010238 | 0.00012143 | 0.00013627 | 0.0001183 | 0.00011624 | 0.00010914 | 0.00012141 | 0.00011934 | 0.0001182 | 0.00011478 | 0.00012061 | 0.00011767 | 0.00011189 | 0.00013412 | 0.00012395 | 0.00011923 | 0.00011443 | 0.00012802 | 0.00012785 | 0.00013919 | 0.00011979 | 0.00012704 | 0.00012302 | 0.00014588 | 0.00010848 | 0.00013888 | 0.00012497 | 0.00012486 | 0.00011641 | 0.00012917 | 0.00012054 | 0.00011399 | 0.00012855 | 9.8598e-05 | 0.00012249 | 0.00016611 | 9.4214e-05 | 0.00011569 | 0.00011556 | 0.00012546 | 0.00013492 | 0.00014282 | 0.00012923 | 0.00012855 | 0.00013842 | 0.00012142 | 9.9956e-05 | 0.00010329 | 0.00014294 | 0.00013678 | 0.00013512 | 0.0001194 | 0.00013098 | 0.00014371 | 0.00011681 | 0.00011847 | 0.00013446 | 0.00011096 | 0.00010948 | 0.00012775 | 0.0001068 | 0.00012125 | 0.00011548 | 0.00012937 | 0.0001111 | 0.00013636 | 0.00013575 | 0.00012523 | 0.00013828 | 0.00012188 | 0.00013997 | 0.00013085 | 0.00012308 | 0.00012037 | 0.00012752 | 0.00013983 | 0.00011271 | 0.00011737 | 0.00010246 | 0.00012188 | 0.00011287 | 0.00013919 | 9.7803e-05 | 0.00011925 | 0.000123 | 0.00012034 | 0.00011451 | 0.00012237 | 0.00012377 | 0.00010573 | 0.00013649 | 0.00014136 | 0.00012249 | 0.0001057 | 0.00012942 | 0.00012632 | 0.00012009 | 0.00015363 | 0.00012899 | 0.00015204 | 0.00011815 | 0.00010052 | 0.00013767 | 0.00011141 | 0.00010712 | 0.00012622 | 0.00013152 | 0.00011644 | 0.00014743 | 0.00011381 | 0.00013232 | 0.0001451 | 0.00012459 | 0.00013266 | 0.0001206 | 0.00013226 | 0.0001314 | 0.00012773 | 0.00012548 | 0.00011982 | 0.00011446 | 0.00013052 | 0.0001235 | 0.00012046 | 0.00011823 | 0.00012548 | 0.00013025 | 0.00013565 | 0.00012632 | 0.0001015 | 0.00010881 | 0.00012071 | 0.0001541 | 0.00010204 | 0.00011656 | 0.00012296 | 0.00013381 | 0.00012304 | 0.0001078 | 0.00012969 | 0.00012914 | 0.00013893 | 0.00011957 | 0.00013398 | 0.00010849 | 0.00014022 | 0.00011496 | 0.0001061 | 0.00012657 | 0.00013512 | 0.00012214 | 0.00012184 | 0.00013459 | 0.00011653 | 0.00014251 | 0.00014538 | 0.0001239 | 0.00010419 | 0.00012307 | 0.00010279 | 0.00012526 | 0.00013795 | 0.00011569 | 0.00012867 | 0.00012335 | 0.00011912 | 0.00010833 | 0.00010976 | 0.00012494 | 0.00011204 | 9.7706e-05 | 0.00012059 | 0.00010485 | 0.00013289 | 0.00012991 | 0.00011654 | 0.00011048 | 0.00012227 | 0.00013895 | 0.00011914 | 0.00010541 | 0.00013222 | 0.00012777 | 0.00015643 | 0.00010038 | 9.7984e-05 | 0.00011323 | 0.00014092 | 0.00014026 | 0.00011478 | 0.00011278 | 0.00012824 | 0.00010903 | 9.6394e-05 | 0.00012297 | 0.0001208 | 0.00013297 | 0.0001204 | 0.00011595 | 0.00010009 | 0.000128 | 0.00013137 | 0.00014513 | 0.00013995 | 0.00012442 | 0.00010638 | 0.00012361 | 0.00012105 | 0.00013338 | 9.8116e-05 | 8.1331e-05 | 0.00010148 | 0.00012437 | 0.00012901 | 0.00011925 | 0.00012774 | 0.00012351 | 0.00012008 | 9.8084e-05 | 0.00011804 | 0.0001279 | 9.3922e-05 | 0.00014072 | 0.00013222 | 0.00013342 | 0.00014285 | 0.00010369 | 0.00011654 | 0.00011162 | 0.00012133 | 0.00012965 | 0.00010206 | 0.00010172 | 0.00013015 | 0.00014301 | 0.00012241 | 0.00011558 | 0.00011346 | 0.0001315 | 0.00014078 | 0.00011616 | 0.00011878 | 0.00011421 | 9.6157e-05 | 0.00011009 | 0.00013382 | 0.00012468 | 0.0001081 | 0.00011375 | 0.00011842 | 9.7136e-05 | 0.00012239 | 0.00014563 | 0.00011035 | 0.00011238 | 0.00013874 | 0.0001256 | 0.0001218 | 0.00014225 | 0.00010874 | 0.00013565 | 0.0001363 | 0.00011768 | 0.00012574 | 0.00013354 | 0.00011253 | 0.00011225 | 0.00010855 | 0.00012892 | 0.00013057 | 0.00011199 | 0.00012113 | 9.8564e-05 | 0.00011489 | 0.00010951 | 0.00011624 | 0.00011162 | 0.00011928 | 0.0001149 | 0.00012413 | 0.00010395 | 0.00013696 | 0.00013212 | 0.00012987 | 0.00013195 | 0.00011285 | 0.0001225 | 0.00011255 | 0.00011596 | 0.00010072 | 9.1551e-05 | 0.00012901 | 0.00012426 | 0.00013986 | 0.00014756 | 0.00014198 | 0.00013451 | 0.00012253 | 0.00014759 | 0.00011086 | 0.00011493 | 0.00010952 | 0.00014095 | 0.00014084 | 0.00011568 | 0.00013464 | 0.00011821 | 0.00011705 | 0.00012294 | 0.00010872 | 0.00015047 | 0.00011819 | 0.00013927 | 0.00012292 | 0.00013013 | 0.00011173 | 0.00013255 | 0.0001258 | 9.8928e-05 | 0.00012064 | 0.0001161 | 0.00011803 | 0.00011265 | 0.00011055 | 0.00011301 | 0.00012157 | 0.00014072 | 0.00013174 | 0.00013984 | 0.00012813 | 8.7819e-05 | 0.00014142 | 0.00011422 | 0.00013054 | 0.00013573 | 0.00015406 | 0.00010233 | 0.00011618 | 9.7603e-05 | 0.00012915 | 0.00012016 | 0.00012861 | 0.00010964 | 0.00012557 | 0.00010601 | 0.00014204 | 0.0001328 | 0.00012985 | 0.00012297 | 0.00011004 | 0.00012415 | 0.00012265 | 0.00011725 | 0.00014349 | 0.00010987 | 0.00011368 | 0.0001342 | 0.00013517 | 0.00014553 | 0.00011198 | 0.00013029 | 0.00013663 | 0.0001257 | 0.00012437 | 0.00013084 | 0.00012287 | 0.00010261 | 0.00011679 | 0.00010158 | 0.0001144 | 0.00013188 | 0.00011489 | 0.00011255 | 0.00013212 | 0.00011455 | 0.00013099 | 0.00013174 | 0.00012737 | 0.00013907 | 0.00012503 | 0.00014983 | 0.00012275 | 0.00012285 | 0.00010789 | 0.00012649 | 0.0001276 | 0.00014601 | 0.00010529 | 0.00013024 | 0.00012974 | 0.00010666 | 0.00011995 | 0.00014752 | 0.00012613 | 0.0001274 | 0.00010715 | 0.00011977 | 0.00013008 | 0.00012351 | 0.00012483 | 0.00013673 | 0.00012185 | 0.00010933 | 0.00013513 | 0.00010896 | 0.00010929 | 0.0001082 | 0.00015626 | 0.00012135 | 0.00010839 | 0.00010962 | 0.00010929 | 0.00011395 | 0.00013061 | 0.00013181 | 0.00013485 | 0.00010852 | 0.00012979 | 0.00011281 | 0.00011378 | 0.00013824 | 0.00011245 | 0.00011296 | 0.00012134 | 0.00013099 | 0.0001258 | 0.00012485 | 0.00010457 | 0.00011957 | 0.00014126 | 0.00010498 | 0.00011453 | 0.00012496 | 9.6879e-05 | 0.00010637 | 0.00010063 | 0.00010935 | 0.00010761 | 0.00011162 | 0.00014074 | 0.00010428 | 0.00014157 | 0.00012568 | 0.00012875 | 0.0001124 | 0.00011473 | 0.00011975 | 0.00011367 | 0.00013183 | 0.00013298 | 0.00011979 | 0.0001164 | 0.00012253 | 0.00013862 | 0.00010989 | 0.00010011 | 0.00012488 | 0.00011538 | 0.00013768 | 0.00012548 | 0.00012577 | 0.00010093 | 0.00012075 | 0.00011771 | 0.00013482 | 0.00012583 | 0.0001169 | 0.00012717 | 0.00010429 | 0.00011459 | 0.00011722 | 0.00011922 | 0.00011229 | 0.00012362 | 0.00013375 | 0.00012366 | 0.00013257 | 0.00011326 | 0.00011814 | 0.00010297 | 0.00012324 | 0.00011069 | 0.00015713 | 0.00012859 | 0.00012982 | 0.0001165 | 9.8853e-05 | 0.0001202 | 0.00012479 | 0.00012186 | 0.00013195 | 0.00012842 | 0.00012551 | 0.00014688 | 0.00012824 | 0.00011446 | 0.00010247 | 0.00013027 | 0.00012577 | 0.00011739 | 0.00015067 | 0.00012008 | 0.00012858 | 0.00012388 | 0.0001134 | 0.00010873 | 0.00012683 | 0.00013514 | 0.00011939 | 0.00012148 | 0.0001076 | 0.00011429 | 0.00011944 | 0.00011415 | 0.00012614 | 0.00011463 | 0.00012155 | 0.00011312 | 0.00012514 | 0.00011473 | 0.00011978 | 0.0001225 | 0.00015947 | 0.00012565 | 0.00010974 | 0.00015547 | 0.00012494 | 0.0001467 | 0.00011203 | 0.00011619 | 0.0001142 | 0.00010621 | 0.00010248 | 0.00010951 | 0.00013408 | 0.00011641 | 0.00014211 | 0.00013386 | 0.00012446 | 0.00010952 | 0.00011221 | 0.00012522 | 0.00010578 | 0.00014335 | 0.00010062 | 0.00011297 | 0.00010165 | 0.00012754 | 0.00013088 | 0.00013052 | 0.00013237 | 0.0001008 | 0.0001191 | 0.00011029 | 0.00010914 | 0.00012614 | 0.00012655 | 0.00011387 | 0.00013659 | 0.00011095 | 0.00013161 | 0.0001164 | 0.00011388 | 0.00010328 | 0.00013356 | 0.00012569 | 0.00011949 | 0.00013121 | 0.00012955 | 0.00011823 | 0.00011067 | 0.00011847 | 0.00012464 | 0.00012085 | 0.00012626 | 0.00012822 | 0.00011652 | 0.00013175 | 0.00012854 | 0.00011808 | 0.00011375 | 0.00012315 | 0.00012158 | 0.00011844 | 0.00012494 | 0.00013429 | 0.00011504 | 0.00012271 | 0.00013512 | 0.00012253 | 0.00010169 | 0.00011904 | 0.00012835 | 0.00014345 | 0.00011881 | 0.00014123 | 0.00012485 | 0.00010616 | 0.00013169 | 0.00012873 | 0.00013289 | 0.00012467 | 0.00013762 | 0.0001363 | 0.00013594 | 0.00013159 | 0.0001294 | 0.00013496 | 0.00012264 | 0.00013877 | 0.00013553 | 0.00010553 | 0.00012487 | 0.00013033 | 0.0001148 | 9.4194e-05 | 0.0001328 | 0.00012991 | 0.00012555 | 0.00013233 | 0.00013891 | 0.00012886 | 0.00013849 | 0.00012592 | 0.00011847 | 0.0001116 | 0.00012596 | 0.00010874 | 0.00011478 | 0.00012993 | 0.00010459 | 0.00011726 | 0.00011065 | 0.00011323 | 0.00012592 | 0.00011551 | 0.00011166 | 0.0001085 | 0.00012861 | 0.00011909 | 0.00012461 | 9.5059e-05 | 0.00012308 | 0.00016795 | 0.00013045 | 0.00011147 | 0.00012321 | 0.00011204 | 0.00012276 | 9.7434e-05 | 0.00013206 | 0.00012278 | 0.00011077 | 0.00012082 | 0.00013988 | 0.00011679 | 0.00011537 | 0.00010615 | 0.00012985 | 0.00012224 | 0.00010803 | 0.00011559 | 0.00010872 | 0.00011748 | 0.00010524 | 0.00010325 | 0.00011464 | 0.00011237 | 0.00012697 | 0.00010349 | 0.00012538 | 0.00014044 | 0.00010877 | 0.0001126 | 0.00013276 | 0.00010956 | 0.00010094 | 0.00013453 | 0.00012456 | 0.00014203 | 0.00011526 | 0.00012071 | 0.00012799 | 0.00012958 | 0.00011579 | 0.00011738 | 0.00013226 | 0.00013487 | 0.00013503 | 0.00011507 | 0.00012252 | 0.00013159 | 0.0001099 | 0.00012749 | 0.00011751 | 0.00012902 | 0.00012648 | 0.00011969 | 0.00012517 | 0.00014069 | 0.00013402 | 0.00012557 | 0.00011339 | 0.00012686 | 0.00010468 | 0.00011453 | 0.00012745 | 0.00010672 | 0.00013038 | 0.00012217 | 0.00012885 | 0.00012395 | 0.00013294 | 0.0001333 | 0.00011042 | 0.0001132 | 0.00012161 | 0.00012787 | 0.00013916 | 8.5591e-05 | 0.00011176 | 0.00012708 | 0.00013371 | 0.0001097 | 0.00011644 | 0.00013109 | 0.00012665 | 0.00012032 | 0.0001179 | 0.00012778 | 0.00011468 | 0.00014483 | 0.00012141 | 0.00013413 | 0.00011734 | 0.00013446 | 0.00013964 | 0.00011171 | 0.0001178 | 0.00010114 | 0.00011587 | 0.00011631 | 0.00011453 | 0.00013621 | 0.00014237 | 0.00013016 | 0.00012214 | 0.00012967 | 0.00013406 | 8.7126e-05 | 0.00012667 | 0.00011619 | 0.00012467 | 0.00013701 | 0.00012073 | 0.00010989 | 0.00011954 | 0.00013767 | 0.00012873 | 0.00013978 | 0.00012292 | 0.0001272 | 0.00011345 | 0.00011318 | 0.00012834 | 0.00012611 | 0.00011693 | 0.00010338 | 0.00012791 | 0.00011998 | 0.00012963 | 0.00013192 | 0.00013474 | 0.00013637 | 0.00012996 | 0.00014078 | 0.00011869 | 0.00012639 | 0.00013519 | 0.00011487 | 0.00012418 | 0.00013355 | 0.00011914 | 0.00011697 | 0.00014148 | 0.00012139 | 0.00011626 | 0.00010416 | 0.00010757 | 9.4663e-05 | 0.00011866 | 0.00012219 | 0.00013187 | 0.00011523 | 0.00014761 | 0.00012824 | 0.00011691 | 0.00012267 | 0.00012875 | 0.000113 | 0.00012449 | 0.00010361 | 0.00011732 | 0.00010893 | 0.00011965 | 0.00012655 | 0.00010942 | 0.0001322 | 0.00013716 | 0.0001155 | 0.00012522 | 0.00012976 | 0.00012776 | 0.00011634 | 0.00012356 | 0.00012075 | 0.00010666 | 0.00012108 | 0.00012728 | 0.00012647 | 0.0001117 | 0.0001143 | 0.00012151 | 0.00012563 | 0.00012048 | 0.00012463 | 0.00012337 | 0.00013013 | 0.00011345 | 0.00011851 | 0.00012794 | 0.00012708 | 0.00013016 | 0.00011953 | 0.00012225 | 0.00014099 | 0.00013116 | 0.00013081 | 0.00012577 | 9.6119e-05 | 0.00011901 | 0.00011476 | 0.00011802 | 0.00011384 | 0.00011854 | 0.00012132 | 9.515e-05 | 0.00011246 | 0.00011073 | 0.00011738 | 0.00012277 | 0.00012188 | 0.00013398 | 0.00013427 | 0.00012795 | 0.00013164 | 0.00012864 | 0.00013445 | 0.00013048 | 0.00011109 | 0.0001276 | 0.00012127 | 0.00012982 | 0.00011796 | 0.00011774 | 0.0001394 | 9.8745e-05 | 0.00011593 | 0.00014015 | 9.534e-05 | 0.00011746 | 0.00012432 | 0.00012719 | 0.0001169 | 0.00013194 | 0.00012632 | 9.0517e-05 | 0.00011837 | 0.00012996 | 0.000124 | 0.00013033 | 0.0001196 | 0.00014107 | 0.00011086 | 0.00011858 | 0.00010733 | 0.00012651 | 0.00012383 | 0.00011137 | 0.00011893 | 0.00012482 | 0.00010908 | 0.00012263 | 0.00013135 | 0.00012462 | 0.00010423 | 0.00012513 | 0.0001058 | 0.00011393 | 0.00014389 | 0.00010924 | 0.00011601 | 0.00010262 | 0.00013387 | 0.00010643 | 0.00013486 | 0.00011962 | 0.00012114 | 0.00015428 | 0.0001109 | 9.9844e-05 | 0.0001057 | 0.00010926 | 0.00013314 | 0.00011749 | 0.00013871 | 0.00012168 | 0.00013719 | 0.00010596 | 0.00010677 | 0.00012111 | 0.00010802 | 0.00013991 | 0.00010999 | 0.00012957 | 0.00012842 | 0.0001245 | 0.00011812 | 0.0001272 | 0.00011386 | 0.00014721 | 0.00011005 | 0.00010985 | 0.00015209 | 0.00013049 | 0.00010784 | 0.00012598 | 0.00014259 | 0.00012193 | 0.00012735 | 0.00012797 | 0.00012424 | 0.00012352 | 0.0001171 | 0.0001257 | 0.00010218 | 0.00011609 | 0.00011512 | 0.00011782 | 9.5264e-05 | 0.00013713 | 0.00014292 | 0.00013594 | 0.00014483 | 0.00012729 | 0.00011527 | 0.00011835 | 0.00013108 | 0.00011046 | 0.00010162 | 0.0001465 | 0.00011328 | 0.00013322 | 0.00010905 | 0.00010632 | 0.00012973 | 0.00012767 | 0.00011546 | 0.00013669 | 0.00011738 | 0.00010957 | 0.00011742 | 0.00011443 | 0.00011392 | 0.00010778 | 0.00011324 | 0.00012552 | 0.00012828 | 0.00010363 | 0.00013119 | 0.00010526 | 0.00011347 | 0.00012358 | 0.00013005 | 0.0001207 | 0.00013428 | 0.00015294 | 0.00010544 | 0.00013623 | 0.00013429 | 0.00012413 | 0.00010812 | 0.00010387 | 0.00010396 | 0.00015233 | 0.00011377 | 0.00012541 | 0.00012615 | 0.00013442 | 0.00013681 | 0.00011255 | 0.00012751 | 0.00012636 | 0.00012047 | 0.00013253 | 0.00012187 | 0.00012729 | 0.00012584 | 0.00011238 | 0.00010634 | 0.00012759 | 0.00011915 | 0.00013166 | 0.00011822 | 0.00012359 | 0.0001274 | 0.00012617 | 0.00012483 | 0.00011409 | 0.00013102 | 0.00012199 | 0.0001311 | 0.00011766 | 0.00011587 | 0.0001103 | 0.00012799 | 0.0001213 | 0.00011188 | 0.00011871 | 0.00010309 | 0.00011343 | 0.00012055 | 0.0001078 | 0.00012169 | 0.00012333 | 0.00012448 | 0.00011812 | 0.0001065 | 0.00010588 | 9.4034e-05 | 0.00011953 | 0.00011247 | 0.00012852 | 0.00011935 | 0.00012786 | 0.00011777 | 0.00011525 | 0.00010966 | 0.00012218 | 0.00013388 | 0.00013243 | 0.0001194 | 0.00011775 | 0.00011682 | 0.00012369 | 0.0001167 | 0.00013473 | 0.00012145 | 0.00011623 | 0.00011851 | 0.00012567 | 0.00011827 | 0.00011181 | 0.00011389 | 0.00012256 | 0.00011475 | 0.00011872 | 0.00013694 | 0.00011303 | 0.00011749 | 0.00014238 | 0.00012324 | 0.00011899 | 0.00012246 | 0.00012697 | 0.00012991 | 0.00011618 | 0.00010423 | 0.00011363 | 0.00011091 | 9.7558e-05 | 0.00012745 | 0.00012105 | 0.00012363 | 0.00012125 | 0.00013189 | 0.00012991 | 0.00011503 | 0.00010886 | 0.00011843 | 0.00013181 | 0.00012941 | 9.8165e-05 | 0.00011896 | 0.00010536 | 0.00011683 | 0.00011639 | 0.00012176 | 0.00011193 | 0.000109 | 0.00013094 | 0.0001172 | 0.00011079 | 0.00013857 | 0.00011009 | 0.00012208 | 0.00012543 | 0.00012057 | 0.00012601 | 0.00014562 | 0.00011591 | 0.00012218 | 0.0001473 | 0.00012887 | 0.00013689 | 0.0001257 | 0.0001191 | 9.8691e-05 | 0.00010734 | 0.0001389 | 0.00013449 | 0.00013521 | 0.00014887 | 0.0001168 | 0.00013506 | 0.00011832 | 8.0979e-05 | 0.00011393 | 0.00013784 | 0.00012301 | 0.00012043 | 0.00012428 | 0.00011343 | 0.00011409 | 0.00012727 | 0.00010142 | 0.00012166 | 0.00014198 | 0.00012161 | 0.00013028 | 0.00011288 | 0.00011049 | 0.00012243 | 9.6764e-05 | 0.00013425 | 0.00010363 | 0.00012939 | 0.00011572 | 0.00011534 | 0.00011416 | 0.00012488 | 0.00013249 | 9.6281e-05 | 0.00012301 | 0.00012419 | 0.00011865 | 0.00013229 | 0.0001363 | 0.00013048 | 0.00011682 | 0.00011186 | 0.00011934 | 0.00012296 | 0.00012012 | 0.00012726 | 0.00014174 | 0.00014706 | 0.00012784 | 9.9762e-05 | 0.00014343 | 0.00014429 | 0.00014605 | 0.00012387 | 0.00012624 | 0.00012344 | 0.00011557 | 9.9504e-05 | 0.0001319 | 0.00013328 | 0.00013505 | 0.00013005 | 0.00010115 | 0.00011833 | 0.00012546 | 0.00012089 | 0.00014088 | 0.00010714 | 0.00013125 | 0.00013745 | 0.00010444 | 0.00011607 | 0.0001211 | 0.00011623 | 0.00012889 | 0.00011843 | 0.00015013 | 0.00013282 | 0.00012994 | 0.00011282 | 0.00011382 | 0.00010601 | 0.00011788 | 0.00011688 | 0.00013873 | 0.00013275 | 0.00011335 | 0.00012006 | 0.00010634 | 0.00013061 | 0.00013227 | 0.00010919 | 0.00012074 | 0.00011654 | 0.00013145 | 0.00012145 | 0.00013622 | 0.0001245 | 0.00011911 | 0.00012866 | 0.0001261 | 0.000127 | 0.00011789 | 0.00011804 | 0.00012643 | 0.00012837 | 0.00012389 | 9.9616e-05 | 0.00011779 | 8.9461e-05 | 0.0001185 | 0.00014539 | 0.00011246 | 0.00011075 | 0.00011061 | 0.00012491 | 0.00012345 | 8.5448e-05 | 0.00010491 | 0.00010154 | 0.00012094 | 0.00011651 | 0.00011605 | 0.00010992 | 0.00011542 | 0.00014096 | 0.00012781 | 0.0001272 | 0.00012636 | 0.00013027 | 0.000105 | 0.00012327 | 0.00013031 | 0.00014152 | 0.00010981 | 0.00012732 | 0.0001249 | 0.00010141 | 0.00011314 | 0.00010632 | 0.00011511 | 0.00010884 | 0.00013373 | 0.00011891 | 0.0001169 | 0.00012185 | 0.00013452 | 0.00011333 | 0.00013055 | 0.00012222 | 0.00011698 | 0.00011106 | 0.00010363 | 0.00012832 | 0.00013929 | 0.00011521 | 0.00011425 | 0.0001373 | 0.00013619 | 0.00011091 | 0.00011056 | 0.00013821 | 0.0001182 | 0.0001369 | 0.0001137 | 0.00012855 | 0.00012197 | 0.00010591 | 0.00013553 | 0.00012095 | 9.6085e-05 | 0.00014639 | 0.00011319 | 0.00010509 | 0.00012857 | 0.00013853 | 0.00013541 | 0.00010412 | 0.00010846 | 0.00010365 | 0.00012904 | 0.00012839 | 0.00011601 | 0.00011983 | 0.00012299 | 0.00013777 | 0.00011823 | 0.0001088 | 0.00012534 | 0.00012724 | 0.00013256 | 0.00013798 | 0.00012143 | 0.00011778 | 0.00011346 | 0.00014219 | 0.00013836 | 0.00011536 | 0.00013136 | 0.00011392 | 0.00013702 | 0.00013667 | 0.00012181 | 0.00010916 | 0.00012003 | 0.00013311 | 0.00012707 | 0.00010257 | 0.00010526 | 0.00012546 | 0.00012944 | 0.00011098 | 0.00011278 | 0.00012037 | 0.00013289 | 0.00010999 | 0.0001079 | 0.00014594 | 0.00013619 | 0.0001236 | 0.00015359 | 0.00012065 | 0.00014541 | 0.00012442 | 0.00013217 | 0.00012731 | 0.00012743 | 0.00013489 | 0.0001241 | 0.00011133 | 0.00010365 | 0.00012557 | 0.00011657 | 0.00011837 | 0.00013386 | 0.00010166 | 0.00011034 | 0.00011937 | 0.0001337 | 0.00013848 | 0.00013106 | 0.00011621 | 0.00010288 | 0.00011277 | 0.00011062 | 0.00012053 | 0.0001294 | 0.0001411 | 0.00013258 | 0.00013299 | 0.00012814 | 0.00012639 | 0.00012485 | 0.00011552 | 0.0001296 | 0.00010342 | 0.0001303 | 0.00010644 | 0.00010588 | 0.00013346 | 0.000121 | 0.00011691 | 0.00014211 | 0.00013045 | 0.00012344 | 0.00013699 | 0.00012063 | 0.00013676 | 0.00012536 | 0.00012961 | 0.00010689 | 0.00010821 | 0.00011595 | 0.00012871 | 0.0001203 | 0.00010594 | 0.00012836 | 0.00013451 | 0.00011803 | 0.00011312 | 0.00011844 | 0.00011577 | 0.00012669 | 0.00011581 | 0.00011761 | 0.00013812 | 0.00011785 | 0.00011762 | 0.00011891 | 0.00011634 | 0.00012828 | 0.00011937 | 0.00013501 | 0.00010879 | 0.00011573 | 0.00010889 | 0.00010663 | 0.00012678 | 0.00012203 | 9.6888e-05 | 0.00011834 | 0.00012476 | 9.8183e-05 | 0.0001278 | 0.00011627 | 0.00010731 | 0.00012923 | 0.00011925 | 0.00013685 | 0.00010436 | 0.00014705 | 0.00012727 | 0.00011595 | 0.00012178 | 0.00012918 | 0.00012183 | 0.00011817 | 0.00012595 | 0.00012626 | 0.00011193 | 0.0001273 | 0.00011574 | 0.00014632 | 0.00012565 | 0.00012741 | 0.00012993 | 9.6333e-05 | 0.00010955 | 0.00011517 | 0.00011697 | 0.0001408 | 0.00012242 | 0.00010116 | 0.00012448 | 0.00013465 | 0.00011869 | 0.00013393 | 0.00012241 | 0.00011616 | 0.00011961 | 0.00014824 | 0.00012865 | 0.00012018 | 0.00010947 | 0.00010683 | 0.00011272 | 0.00011482 | 0.00012157 | 0.00012739 | 0.00010434 | 0.00012392 | 0.00012432 | 0.00010705 | 0.00014136 | 0.00011766 | 0.00011717 | 0.0001393 | 0.00013806 | 0.00012374 | 0.00011708 | 0.00013253 | 0.00012164 | 0.00011501 | 0.00013126 | 0.00010715 | 0.0001278 | 0.00010943 | 0.00010575 | 0.00012079 | 0.00010877 | 0.00012238 | 0.00011001 | 0.00012017 | 0.00013143 | 0.00010956 | 0.00012613 | 0.00010769 | 0.00013759 | 0.00011544 | 0.00010607 | 0.00012522 | 0.00011594 | 0.00012503 | 0.00011218 | 0.00011566 | 0.00013684 | 0.00012211 | 0.00010753 | 0.00012002 | 0.00012097 | 0.00013569 | 0.00010924 | 0.00014795 | 0.00010578 | 9.6818e-05 | 0.00013361 | 0.00011586 | 0.00011788 | 0.00013042 | 0.00012909 | 0.00014434 | 0.00014588 | 0.0001374 | 0.00013475 | 0.00013029 | 0.00010846 | 0.00013706 | 0.00012052 | 0.00013283 | 0.00013187 | 0.00010541 | 0.00011182 | 0.00011283 | 9.564e-05 | 0.00012696 | 0.00014106 | 0.00014645 | 0.0001239 | 0.00012578 | 0.00011278 | 0.00011358 | 0.00011918 | 0.00010683 | 0.00011957 | 0.00012304 | 0.00012194 | 0.00011477 | 0.0001119 | 0.00013201 | 0.00010441 | 0.00013384 | 0.00013484 | 0.00010478 | 0.00013586 | 0.00013414 | 0.00012035 | 0.00012749 | 0.00010882 | 0.0001332 | 0.00010633 | 0.0001213 | 0.00012537 | 0.00014227 | 0.00011967 | 0.00011182 | 9.7059e-05 | 0.00012664 | 0.00011273 | 0.00014518 | 0.0001371 | 0.0001348 | 0.00011965 | 0.00010531 | 0.00011001 | 0.00010602 | 0.00013396 | 0.00013633 | 0.00010799 | 0.00013189 | 0.00013366 | 0.00012478 | 0.00013193 | 0.00011812 | 0.00012548 | 0.00014377 | 0.00012448 | 9.7399e-05 | 0.00011544 | 9.9517e-05 | 0.00013535 | 0.00014646 | 0.00012202 | 9.2557e-05 | 9.7172e-05 | 0.00011751 | 0.00012823 | 0.00013117 | 9.8849e-05 | 0.00011544 | 0.00014806 | 0.00014018 | 0.0001513 | 0.00013633 | 0.0001119 | 0.00011629 | 0.0001346 | 0.00010803 | 0.00012227 | 0.00012582 | 0.00011556 | 0.00011109 | 0.00011554 | 0.00011981 | 0.00011576 | 0.00010453 | 0.0001071 | 0.00011928 | 0.00012879 | 0.00011319 | 0.00011903 | 0.00014035 | 0.00011837 | 0.00013519 | 0.00012061 | 0.00013792 | 0.00011524 | 0.00012606 | 0.00010433 | 8.9418e-05 | 0.00012698 | 0.00011383 | 0.0001068 | 0.00012068 | 0.00013327 | 0.00013597 | 0.00012946 | 0.00012649 | 0.00011219 | 0.00011538 | 9.4695e-05 | 0.00011551 | 0.00013882 | 0.00013596 | 0.00011929 | 0.00011413 | 0.00012814 | 0.00012236 | 0.00011008 | 0.00010468 | 0.0001286 | 0.00013009 | 0.00013448 | 0.00012379 | 0.00013568 | 0.00011555 | 0.00011746 | 9.6482e-05 | 0.00012319 | 0.0001398 | 0.00014109 | 9.8122e-05 | 0.00012469 | 0.00012871 | 0.00014366 | 0.00012881 | 0.00011002 | 0.00012295 | 9.9733e-05 | 0.00011979 | 0.00012601 | 0.00012458 | 0.0001062 | 0.00011407 | 0.00012404 | 0.00012236 | 0.00011276 | 0.00011997 | 0.00014057 | 0.00012463 | 0.00011924 | 0.00012991 | 0.00011522 | 0.00013927 | 0.0001178 | 0.0001296 | 0.00013423 | 0.0001348 | 0.00010866 | 0.0001079 | 0.00012264 | 9.39e-05 | 0.00010835 | 0.00011018 | 0.00010149 | 0.00011552 | 0.00013124 | 0.00011383 | 0.0001049 | 9.8301e-05 | 0.00011339 | 0.00014424 | 0.00013152 | 0.00010911 | 0.00012637 | 0.00013194 | 0.00013264 | 0.00011787 | 0.00013396 | 0.00010826 | 0.00011486 | 0.00012445 | 0.00010195 | 0.00012354 | 0.0001258 | 0.0001079 | 0.00010818 | 0.00012191 | 0.00011623 | 0.00013181 | 9.2006e-05 | 0.00012222 | 0.00011306 | 0.00013046 | 0.00012748 | 0.00011017 | 0.00011536 | 0.00013352 | 0.000117 | 0.00014129 | 0.00013617 | 0.00012351 | 0.00011737 | 8.6877e-05 | 0.00011986 | 0.00011695 | 0.00010973 | 0.00014236 | 0.00012522 | 0.00012647 | 0.00010218 | 0.0001238 | 0.0001222 | 0.00010609 | 0.00011369 | 0.00014653 | 9.1984e-05 | 0.00011715 | 0.0001299 | 0.0001261 | 0.000112 | 0.00011647 | 0.00012795 | 0.00011638 | 0.0001239 | 0.00011347 | 0.00012661 | 0.00013853 | 0.00012088 | 0.0001082 | 0.00011026 | 0.00014101 | 0.0001227 | 0.00012265 | 0.00013679 | 0.00012309 | 0.00011959 | 0.00010405 | 0.00012912 | 0.00012218 | 0.00012195 | 0.00010449 | 0.00014372 | 0.00013961 | 0.00013136 | 0.00012207 | 0.00014183 | 0.00012384 | 0.0001022 | 0.00011929 | 0.0001314 | 0.00011999 | 0.00012435 | 0.00012953 | 0.00012528 | 0.00010827 | 0.00013129 | 0.00010101 | 0.00011787 | 0.0001174 | 0.00011685 | 0.00011998 | 0.00010275 | 0.00010834 | 0.0001142 | 0.00011001 | 0.00010912 | 0.00011881 | 0.00011822 | 0.00013861 | 0.00011434 | 0.00012024 | 0.00013841 | 9.2345e-05 | 0.00012533 | 0.00012634 | 0.00012373 | 0.00013806 | 0.00012442 | 0.0001218 | 0.00013291 | 0.00011889 | 0.00011606 | 0.00010776 | 0.00014392 | 0.00013701 | 0.00012308 | 0.00013142 | 0.00012112 | 0.00012831 | 0.00014241 | 0.00010391 | 0.00012456 | 0.00012351 | 9.9894e-05 | 0.00011614 | 0.00013826 | 0.00011714 | 0.00011626 | 0.00013323 | 0.00012382 | 0.00011132 | 0.00011127 | 0.00010451 | 0.00012278 | 0.00014617 | 0.00012444 | 0.00014478 | 0.00011684 | 0.00010476 | 0.00013201 | 0.00012971 | 0.00011349 | 0.00014115 | 0.0001252 | 0.00014008 | 0.00010297 | 0.00015174 | 0.00013662 | 0.00010253 | 0.0001342 | 0.00011248 | 0.00014254 | 0.00010404 | 0.00014598 | 0.00012153 | 0.00011478 | 0.00011665 | 0.00014732 | 0.00010806 | 0.00011734 | 0.00014385 | 0.00012339 | 0.00010818 | 0.000125 | 0.00011535 | 0.00011272 | 0.0001197 | 0.00012614 | 0.00010552 | 0.00012389 | 0.00011357 | 0.00010559 | 0.00012492 | 0.00012443 | 0.00010008 | 0.00011365 | 0.00012457 | 0.00012138 | 0.00012201 | 0.00012535 | 0.0001214 | 0.00012691 | 0.00011564 | 0.00010811 | 0.00013097 | 0.00013627 | 0.00011937 | 0.00011385 | 0.0001188 | 0.0001289 | 0.00010972 | 0.00010248 | 0.00011841 | 0.00010847 | 0.0001253 | 0.00010232 | 0.00012026 | 0.00013183 | 0.00010839 | 0.00011545 | 0.00012418 | 0.00011232 | 0.00013876 | 0.00012066 | 0.00011791 | 0.00013743 | 0.00010045 | 0.00012732 | 0.00012741 | 0.00013578 | 0.00011992 | 0.00012939 | 0.00010858 | 0.0001374 | 0.00011551 | 0.00012749 | 0.00010244 | 0.00013205 | 0.00013039 | 0.00011838 | 0.00011858 | 0.00012036 | 0.00011958 | 0.00013689 | 0.0001078 | 0.00012687 | 0.00012239 | 0.00012112 | 0.00012227 | 0.00012286 | 0.00012482 | 0.00011409 | 0.00011236 | 0.00011462 | 0.00012116 | 0.00014734 | 0.00013505 | 0.0001062 | 0.00012755 | 0.00012078 | 0.00013959 | 0.00012699 | 0.00012684 | 0.00011517 | 0.00011477 | 0.00013771 | 0.0001251 | 0.00013492 | 0.00011658 | 0.00011227 | 0.00011985 | 0.00010537 | 0.00011704 | 8.6309e-05 | 0.00010886 | 0.0001155 | 0.00013873 | 0.00012103 | 0.00012671 | 0.00013676 | 0.00010301 | 0.00013143 | 0.00013019 | 0.00012577 | 0.00012343 | 0.00011812 | 0.00012216 | 0.00013198 | 0.0001165 | 0.00011848 | 0.00012718 | 0.00010756 | 0.00014708 | 0.00013194 | 0.00011148 | 0.00011796 | 0.000127 | 0.00010361 | 0.00010939 | 0.00012354 | 0.00014235
Concentration of aerosols in exhaled air | C_drop | normal | 154000 | 15400 | droplets/m3 | derived from Morawska et al. (2009); see Jones et al. (2021) for details | C_drop | 154243.9663 | 191275.6906 | 156456.018 | 164628.5216 | 137488.921 | 153672.5362 | 115283.6646 | 150020.665 | 162412.4765 | 145359.5962 | 186883.4824 | 170912.4614 | 158594.2031 | 173358.1745 | 161450.433 | 136957.242 | 151070.3718 | 179186.7661 | 143613.8857 | 170183.5708 | 164713.7822 | 157337.0448 | 163840.9369 | 149945.5236 | 161037.3502 | 136553.6992 | 137434.4293 | 148592.0326 | 138404.4855 | 131971.7001 | 145796.708 | 165042.5699 | 140921.0153 | 128952.2535 | 169121.6641 | 162681.7051 | 153982.063 | 169390.9771 | 155615.5031 | 146691.6394 | 145131.4893 | 190793.3563 | 150042.6903 | 119414.1423 | 167265.7598 | 157639.2726 | 161044.1998 | 141802.2324 | 183544.4894 | 169375.3363 | 172019.2591 | 156092.7201 | 169024.3634 | 135347.3392 | 172434.9035 | 130641.696 | 174749.2104 | 152671.3169 | 168944.4775 | 143076.4133 | 148575.4637 | 157191.7756 | 154729.5484 | 169277.5459 | 158449.2996 | 200189.2586 | 134009.57 | 135551.2876 | 138962.8766 | 153450.2521 | 151320.4275 | 138094.6896 | 131416.3086 | 178063.5978 | 158536.1144 | 147694.2358 | 156433.2497 | 174369.1224 | 165156.7999 | 156364.4872 | 185101.0423 | 152415.3853 | 160743.3516 | 158538.1561 | 148757.5268 | 158293.6253 | 135749.8915 | 169935.414 | 160160.3395 | 137823.6263 | 163772.6421 | 124193.1425 | 162106.2319 | 173087.1428 | 122692.5575 | 172205.3172 | 151262.7828 | 159288.2201 | 156723.1623 | 154916.7259 | 163949.0662 | 156042.3176 | 176336.2639 | 159229.5053 | 180509.7532 | 154391.8597 | 116421.6072 | 137554.6595 | 141488.4648 | 171561.8218 | 150736.0274 | 151639.2242 | 161633.9124 | 187230.838 | 121879.7771 | 164001.0904 | 149996.4851 | 157927.7049 | 168376.9937 | 139375.4567 | 142945.178 | 154849.4912 | 154335.9262 | 148357.584 | 161712.0714 | 135857.991 | 162422.5675 | 168788.5642 | 165315.9814 | 160841.9093 | 173248.4185 | 152086.3543 | 141520.1403 | 163331.4574 | 142796.0754 | 166082.1442 | 142115.8037 | 152221.6611 | 148138.3924 | 152507.2183 | 155777.5171 | 184095.4825 | 167286.1305 | 106719.3247 | 164781.6587 | 174895.1494 | 123470.8717 | 149576.6281 | 163219.7989 | 152482.6016 | 142631.7015 | 150670.2528 | 185325.5219 | 158252.8835 | 154956.2043 | 171103.5446 | 174422.1981 | 154858.5134 | 132878.605 | 121725.6857 | 144115.0947 | 101436.8994 | 153543.625 | 143612.3701 | 167446.059 | 162214.0973 | 140569.7073 | 159169.8076 | 167135.183 | 155319.3414 | 133606.1151 | 160409.1131 | 150203.1253 | 179037.7576 | 155117.9745 | 189027.6181 | 139935.769 | 132871.8014 | 128027.3254 | 149716.878 | 185232.9816 | 161550.8998 | 150819.1466 | 144784.1276 | 198113.7939 | 127945.9855 | 142186.3602 | 148393.2854 | 171068.7138 | 161021.3792 | 166498.5212 | 159669.9552 | 125351.4208 | 167716.0278 | 133979.596 | 138891.4521 | 161082.6628 | 176504.6578 | 155729.3713 | 163507.9249 | 149404.0709 | 179936.6739 | 155031.4495 | 157804.3564 | 136816.7349 | 174402.7606 | 150130.4354 | 175864.0245 | 152129.6173 | 156022.5729 | 169012.4667 | 141365.8825 | 193141.373 | 148074.8892 | 128351.1209 | 168244.1931 | 144948.6022 | 164385.4409 | 140686.2442 | 154415.0371 | 150341.4709 | 154876.7043 | 169797.9405 | 143714.2196 | 169616.9606 | 148961.6985 | 150546.6156 | 157314.9681 | 139513.9446 | 124953.6601 | 169942.492 | 156450.0158 | 164072.4361 | 164967.5128 | 162569.7636 | 157139.8761 | 152951.3667 | 152651.2557 | 123621.1666 | 168214.208 | 151896.8617 | 155325.5441 | 164417.2315 | 160640.7901 | 164043.8049 | 167526.6821 | 147939.8241 | 137420.4202 | 161091.0141 | 156649.2223 | 124753.2769 | 163813.6842 | 137981.4999 | 164630.9375 | 157927.3923 | 160121.7701 | 120150.3822 | 156725.1236 | 155051.0032 | 150729.9645 | 145609.681 | 149864.7183 | 160195.9461 | 141591.4334 | 123967.4538 | 148648.9871 | 119238.4977 | 165999.873 | 159957.4633 | 140595.8463 | 151915.982 | 173699.2747 | 177295.1791 | 150403.2127 | 140187.4273 | 128159.9217 | 127563.3069 | 168853.2884 | 153602.813 | 180155.5524 | 181513.6035 | 126781.3719 | 131453.6034 | 116539.2685 | 156139.4381 | 152751.984 | 140856.0971 | 162226.5727 | 144371.6456 | 174086.2165 | 150078.3843 | 145677.2129 | 154753.9766 | 149257.73 | 184189.0695 | 144037.1232 | 141055.6003 | 159392.406 | 147534.5844 | 147996.059 | 142898.4817 | 148683.8243 | 131937.2368 | 150839.2153 | 149714.8608 | 158859.3479 | 167152.2353 | 168529.9975 | 133085.1981 | 176517.2981 | 131160.0743 | 144522.0609 | 180926.7413 | 186575.2183 | 147630.8431 | 151367.3668 | 158654.1507 | 125812.1086 | 147462.5821 | 168953.1382 | 149095.2726 | 133090.9263 | 156532.9464 | 154530.9014 | 155946.8075 | 162869.8678 | 157942.2206 | 156643.1408 | 147836.6814 | 161181.2425 | 161373.1418 | 181411.4773 | 118736.4738 | 155818.3161 | 159190.4011 | 155435.3623 | 169370.5991 | 142378.8419 | 163256.9762 | 169809.9359 | 154659.3734 | 145638.9117 | 148131.5927 | 130717.2849 | 163370.6146 | 136384.7618 | 147123.0535 | 151017.9704 | 201695.5246 | 170374.1157 | 164150.9618 | 165227.2224 | 145427.1501 | 131477.4363 | 159689.0035 | 161762.9463 | 168902.1941 | 160716.3565 | 160661.7479 | 148130.2274 | 165721.596 | 133029.6011 | 171265.0868 | 146474.0285 | 168003.5171 | 147539.0734 | 175976.7908 | 149761.4856 | 129948.3114 | 138947.7888 | 177440.8242 | 174854.5862 | 142732.351 | 148539.112 | 158167.7258 | 153810.7083 | 163414.6284 | 136610.3866 | 183986.8599 | 163552.1482 | 142942.6587 | 169263.3304 | 159935.5822 | 145205.958 | 153688.8783 | 170547.1334 | 172647.3501 | 116268.9289 | 153211.5048 | 168144.7917 | 160880.2075 | 139198.3284 | 151994.822 | 164654.1026 | 164170.2263 | 153411.253 | 171669.9796 | 141313.2573 | 157428.9729 | 172587.415 | 172829.7668 | 166024.5954 | 160264.83 | 163194.3427 | 163035.3763 | 156009.2194 | 124473.5688 | 195475.5427 | 153266.0414 | 134577.9583 | 157472.804 | 146585.8698 | 153474.7178 | 135248.9676 | 135839.6741 | 139104.5008 | 157544.9513 | 181178.7204 | 145496.0289 | 162203.8446 | 155804.2074 | 157884.4683 | 149804.3502 | 151617.8164 | 148098.047 | 161771.9416 | 171590.1328 | 155420.8034 | 181567.4789 | 125035.6338 | 156707.6678 | 163147.6074 | 166175.2416 | 159707.1548 | 141384.6114 | 173530.4193 | 182933.7081 | 149867.3568 | 134391.8585 | 160802.6335 | 171627.1694 | 156227.9972 | 174914.7769 | 142268.569 | 150294.6994 | 146118.189 | 159043.2152 | 128127.8651 | 120129.5187 | 168532.0341 | 159832.9102 | 177869.7821 | 152725.9626 | 155385.5125 | 164549.0615 | 137797.8613 | 171494.0876 | 141795.3644 | 177730.216 | 159826.0365 | 148074.8266 | 173445.0002 | 152965.0773 | 189080.1608 | 153611.8858 | 166503.9383 | 146669.9364 | 172027.2338 | 137756.6366 | 163939.5012 | 160950.1061 | 148078.3026 | 140184.1804 | 166721.6969 | 161463.0997 | 142224.8724 | 165375.2344 | 106787.2589 | 161495.6477 | 146862.1918 | 161482.8521 | 170829.2581 | 150221.0751 | 170346.2974 | 157504.838 | 144936.6625 | 153261.944 | 135699.4038 | 162316.2182 | 164914.3559 | 146831.3544 | 150386.736 | 154111.4425 | 171998.5124 | 163937.4649 | 133360.4029 | 177481.7931 | 165093.6089 | 171074.1914 | 139224.311 | 160621.2952 | 134086.3625 | 114941.7048 | 153195.9966 | 165603.0337 | 144667.4035 | 143980.6133 | 171231.3339 | 176421.8361 | 159229.8666 | 182111.9203 | 173409.9876 | 149656.1075 | 148102.6703 | 136958.7348 | 144186.7509 | 173525.7424 | 124391.0864 | 157957.1083 | 129888.7276 | 153758.1194 | 149992.5057 | 160430.1042 | 153343.4828 | 145477.5503 | 148364.1833 | 141653.7627 | 125071.574 | 139764.7361 | 174054.7962 | 150179.1569 | 170943.8943 | 176846.5877 | 171511.3499 | 184389.0089 | 154398.2216 | 164278.9198 | 147346.6926 | 145472.1453 | 142686.9163 | 142918.4697 | 141984.6278 | 139027.7259 | 150302.3425 | 154861.1477 | 143985.9831 | 158383.5092 | 152414.5762 | 132021.6272 | 165002.4544 | 155331.414 | 139320.617 | 147185.4154 | 159234.2701 | 176922.2585 | 180943.0343 | 166404.6293 | 177600.457 | 157212.1876 | 126302.0624 | 157848.5343 | 166913.361 | 165164.3719 | 150458.4759 | 172929.87 | 155587.0378 | 170190.0686 | 128552.7946 | 144033.6724 | 146094.493 | 141214.5374 | 156679.6884 | 166828.4425 | 151261.5606 | 170464.0307 | 142428.5755 | 133978.9608 | 146323.3719 | 156474.6894 | 136630.4315 | 181905.8887 | 130946.2731 | 162883.6418 | 168075.9828 | 156445.7695 | 133581.1428 | 158280.7427 | 142529.804 | 182923.9332 | 170426.4885 | 153975.4165 | 141643.2938 | 160202.0442 | 147315.0539 | 177615.7569 | 158981.6038 | 131101.5998 | 150140.734 | 157004.8892 | 176747.9352 | 145609.9603 | 163109.5205 | 139650.6953 | 148934.9312 | 162070.8091 | 130436.6523 | 183135.0101 | 152144.7165 | 137742.2985 | 155862.6363 | 155863.2223 | 149005.212 | 158069.7058 | 179174.4119 | 158310.1598 | 119024.7326 | 162759.9509 | 130939.642 | 117169.9473 | 145062.3862 | 150565.9219 | 177124.556 | 149226.0255 | 141924.0784 | 192871.787 | 161887.8262 | 170588.6408 | 170510.162 | 155141.8551 | 202655.9257 | 172581.7389 | 157445.2803 | 166392.8001 | 175477.5722 | 133430.5547 | 153493.3931 | 170089.1499 | 141325.4628 | 152507.4022 | 112456.0026 | 172281.1941 | 128545.8286 | 179674.6016 | 149793.4196 | 155624.658 | 149646.6938 | 183173.3161 | 139588.1665 | 150854.2756 | 166000.5624 | 147924.3782 | 142860.115 | 162463.9079 | 141348.8601 | 140621.4455 | 112009.2779 | 157186.9994 | 157284.7203 | 146161.8374 | 141643.2186 | 165752.6389 | 178511.2536 | 193026.2451 | 135476.9876 | 139213.3974 | 148809.7321 | 169412.9489 | 157655.6528 | 119687.4573 | 134982.7361 | 149938.0072 | 152353.9721 | 141231.2333 | 133041.5959 | 163442.0258 | 133167.2774 | 167131.2016 | 149781.9751 | 147171.5768 | 152017.393 | 175159.6341 | 172621.4434 | 146074.427 | 155014.565 | 170540.6578 | 143805.2219 | 154198.8608 | 165797.3797 | 184756.8525 | 141347.2453 | 181782.5892 | 113513.849 | 178063.3966 | 147588.8473 | 170994.4714 | 146200.628 | 167154.8565 | 125267.1771 | 155486.0602 | 148386.9583 | 146711.8626 | 163482.2118 | 133218.4298 | 155504.3093 | 150311.5608 | 178838.1048 | 142392.496 | 133787.4216 | 180994.3618 | 134683.3376 | 147227.0287 | 169254.6385 | 136141.5128 | 178075.9343 | 144734.5633 | 143684.7598 | 155916.3073 | 154448.1682 | 153975.0439 | 143919.4065 | 157882.331 | 146060.4114 | 146168.2034 | 154102.5375 | 139160.4557 | 140783.668 | 167230.5941 | 132460.162 | 139820.0041 | 148977.9992 | 165113.9718 | 182711.8508 | 144942.8343 | 147519.9934 | 140457.4822 | 145794.0988 | 157008.0524 | 181842.0604 | 129592.1682 | 128810.616 | 149625.7024 | 121489.4031 | 192975.2892 | 156450.4427 | 161167.5192 | 150445.4697 | 132628.8314 | 156156.9756 | 174631.6682 | 165507.8104 | 146608.065 | 164443.0927 | 148669.6794 | 153276.8166 | 133034.1832 | 137351.3659 | 139097.4638 | 180048.0912 | 171840.2491 | 150283.3095 | 163403.5905 | 163212.0856 | 154250.4784 | 133569.0485 | 163697.2178 | 141770.3495 | 177655.311 | 166624.2412 | 135974.3672 | 156222.6122 | 144911.4759 | 152554.6005 | 159975.1886 | 162450.9695 | 144214.0834 | 181426.7461 | 179513.7135 | 145640.5694 | 143860.3719 | 131908.2608 | 144480.3131 | 174000.686 | 168143.282 | 172299.2177 | 147075.2082 | 153849.231 | 144688.2858 | 157304.7899 | 168236.5945 | 167852.6495 | 125470.776 | 180821.4583 | 156843.5453 | 161475.1378 | 136402.7661 | 157966.4661 | 157722.318 | 140825.9611 | 169984.8492 | 133861.8729 | 149176.3808 | 159531.5096 | 142525.5227 | 183920.1044 | 168930.6634 | 144605.0544 | 158082.5231 | 180469.6577 | 148808.4615 | 156770.8322 | 154671.9 | 139150.3171 | 154050.6194 | 178326.1562 | 138400.3714 | 145604.8279 | 134017.9269 | 197280.3911 | 125978.1663 | 162373.0145 | 153544.6796 | 170648.8625 | 133069.442 | 169218.7714 | 174070.2511 | 173280.7344 | 172663.0941 | 145313.8133 | 131193.1106 | 152008.9289 | 169823.4643 | 155511.8873 | 172526.9469 | 174065.8484 | 129014.1112 | 158868.1564 | 183155.3296 | 156925.2063 | 156891.7594 | 167291.6628 | 157123.9893 | 146876.5631 | 162500.1565 | 148075.04 | 136367.8975 | 168957.9959 | 155107.3595 | 147294.6328 | 156724.8028 | 152065.739 | 160522.1573 | 148578.9617 | 139665.1681 | 133557.5041 | 156946.0453 | 137557.158 | 170312.4206 | 166428.2151 | 149322.5687 | 147014.9452 | 137750.0185 | 136826.8214 | 171783.6618 | 150859.1536 | 180968.9979 | 158367.5249 | 152718.7151 | 137580.9946 | 137300.1816 | 163224.9845 | 148487.4998 | 142904.6995 | 158876.1267 | 126189.9662 | 166313.0876 | 172307.0683 | 129506.4984 | 146121.513 | 165565.7762 | 136970.5439 | 177920.3868 | 136373.3193 | 148167.8054 | 179540.8361 | 159185.83 | 144008.3139 | 165500.4805 | 174987.3394 | 160110.0168 | 177480.4202 | 166298.9109 | 145279.7635 | 173829.1923 | 153039.9616 | 158299.4696 | 149057.3888 | 142480.2981 | 143075.1958 | 142110.4185 | 166309.6856 | 150720.7284 | 167949.8363 | 146141.8155 | 151000.6853 | 158569.6898 | 175476.8405 | 150614.6733 | 166723.0626 | 160948.4344 | 166487.4097 | 147879.2184 | 185139.711 | 158003.1874 | 168051.4412 | 154067.1308 | 148795.7388 | 160837.3389 | 131851.6335 | 173901.6861 | 169096.3694 | 180656.7834 | 155813.0084 | 152892.6541 | 157460.4684 | 155192.8716 | 172926.9519 | 156733.9961 | 141798.2833 | 155620.3611 | 145802.6715 | 159433.1205 | 140222.8281 | 120708.8276 | 135036.9939 | 145202.8184 | 171605.9724 | 179178.8695 | 137068.3216 | 157605.3388 | 168452.5522 | 132797.7556 | 135900.1835 | 187494.2736 | 171814.2197 | 138207.4298 | 143974.9628 | 126794.8926 | 171382.1542 | 181360.5153 | 162167.779 | 159274.1252 | 150292.1278 | 153182.4008 | 143073.3255 | 151025.9856 | 178386.6368 | 147035.6375 | 149784.0319 | 149112.4932 | 158050.3428 | 142020.0589 | 156454.1813 | 148735.8143 | 162546.7416 | 144547.6519 | 156498.2999 | 152316.0236 | 179590.7262 | 140868.199 | 157758.384 | 170399.911 | 157401.265 | 160504.3204 | 138333.351 | 152454.6097 | 152752.2583 | 168215.0637 | 150131.9319 | 142446.0526 | 170678.0862 | 137144.5488 | 118653.8641 | 164131.5615 | 147490.5197 | 165403.5511 | 162451.9607 | 136043.4315 | 176593.9991 | 163573.1234 | 180645.5222 | 145634.8583 | 180947.3786 | 159388.9913 | 134154.3924 | 153182.3486 | 124323.5678 | 166990.5581 | 143567.8586 | 157274.5191 | 155988.0021 | 165296.1619 | 167543.0996 | 151417.6684 | 166073.2765 | 206456.8511 | 159889.2712 | 152716.8425 | 170619.9372 | 135004.8999 | 130924.5727 | 174134.2963 | 151251.4607 | 147726.5291 | 146257.6319 | 170008.4401 | 162016.7511 | 128374.8566 | 139557.736 | 162330.226 | 152294.3032 | 148765.0543 | 144293.4953 | 144245.1139 | 139557.5053 | 172834.8155 | 142874.7297 | 145933.0233 | 136201.5576 | 152078.108 | 135659.6313 | 187424.1696 | 132686.1137 | 142169.3307 | 111803.9397 | 176524.6473 | 141526.7402 | 176146.2468 | 157503.0451 | 130605.1933 | 166100.1364 | 163636.2718 | 132926.5009 | 136438.8377 | 154139.6176 | 164311.2753 | 180777.8359 | 139404.0734 | 189554.3478 | 146251.9736 | 171516.594 | 141599.3656 | 190053.8797 | 129809.0895 | 141922.1647 | 166708.5133 | 168412.8993 | 149353.9487 | 157665.1973 | 174855.6166 | 133116.3757 | 174741.0549 | 148489.2378 | 173190.1379 | 182590.9794 | 158566.2828 | 131208.4047 | 153916.721 | 178319.3847 | 161854.9404 | 123798.2854 | 148014.2428 | 142866.7422 | 148857.905 | 142775.3187 | 155192.9212 | 147865.4108 | 148095.505 | 147881.0109 | 144080.3804 | 138237.7268 | 139857.0712 | 158727.2009 | 155914.7352 | 163356.5266 | 149183.425 | 158399.4061 | 161025.2273 | 179192.3925 | 148210.4956 | 164676.362 | 175804.8481 | 157706.7045 | 164152.2999 | 151500.7405 | 162602.3705 | 146613.0107 | 157472.4347 | 118233.8705 | 150555.6848 | 164350.5568 | 154931.8668 | 148758.6896 | 171107.62 | 159080.6533 | 142672.9429 | 154296.6058 | 143261.8126 | 151249.6383 | 146262.8889 | 142674.2237 | 169649.8752 | 142278.3844 | 150374.9643 | 150114.1761 | 161604.1053 | 151280.9371 | 159369.1983 | 143574.7586 | 172484.8578 | 123730.97 | 186921.638 | 151288.8012 | 166544.3814 | 163492.8592 | 143536.925 | 144615.5799 | 160587.099 | 198170.7051 | 187671.1014 | 151660.6632 | 164141.3119 | 153114.1486 | 122505.8927 | 167503.4363 | 158027.6595 | 154094.7031 | 163278.8931 | 187812.0656 | 170253.0822 | 140267.2733 | 149898.3407 | 174001.2516 | 172895.8021 | 144281.3529 | 134452.2905 | 142068.8988 | 146457.0016 | 151460.4574 | 170921.6167 | 148675.8284 | 175303.2206 | 149981.9274 | 150565.362 | 157699.2088 | 160088.8887 | 167499.3661 | 191481.9739 | 151060.4435 | 153867.7054 | 147251.155 | 160817.8376 | 172430.9288 | 166758.1906 | 168650.4092 | 175969.4032 | 122372.1409 | 169787.7852 | 147950.2175 | 156910.6597 | 122921.4922 | 165278.1193 | 178445.7788 | 165967.3663 | 132763.414 | 131703.7509 | 165293.3595 | 154273.3853 | 160222.3996 | 150023.2726 | 168739.6125 | 163406.6744 | 168856.4472 | 148055.1022 | 142625.043 | 141290.0499 | 137768.8954 | 131196.4279 | 174633.3914 | 144900.457 | 162601.4852 | 171262.5035 | 165148.2057 | 171448.2374 | 160887.1233 | 170754.8878 | 143268.3044 | 155214.3196 | 155367.3105 | 192480.622 | 145541.7183 | 146144.1122 | 143109.6804 | 121781.4489 | 164891.3992 | 158258.2017 | 145539.8648 | 127022.8767 | 127764.1491 | 163464.9156 | 157492.6392 | 152091.885 | 150297.5819 | 142878.0167 | 164685.723 | 133254.4259 | 173675.962 | 159222.1444 | 157142.8385 | 138280.6962 | 155343.2862 | 156819.8502 | 189555.2241 | 152113.6138 | 182744.1507 | 147220.4552 | 153995.5445 | 145689.5666 | 155744.4056 | 173573.731 | 176204.3928 | 193034.4448 | 139538.7211 | 160969.9658 | 148554.7154 | 138619.8508 | 132177.4376 | 140875.2852 | 141564.5666 | 138834.6481 | 158579.8642 | 152694.1979 | 163058.3639 | 144516.6517 | 165029.4012 | 143534.335 | 151374.0577 | 182458.4438 | 146588.5324 | 163283.3398 | 168647.2562 | 159942.6705 | 155324.7568 | 160455.7715 | 170378.7092 | 146737.6361 | 158510.7814 | 155827.9876 | 128719.7623 | 157599.75 | 180079.287 | 138016.4167 | 185797.3182 | 123372.8734 | 119122.7346 | 187838.8076 | 149421.9305 | 158109.961 | 145988.8021 | 145414.0812 | 104523.7704 | 154925.6974 | 177001.6201 | 145187.4675 | 161272.6524 | 159342.095 | 129748.5392 | 168060.7673 | 169044.9412 | 155823.5874 | 153633.1909 | 146543.0033 | 127789.9202 | 154310.508 | 137871.792 | 136407.58 | 161981.4464 | 172194.6595 | 135906.6875 | 174133.4028 | 120416.178 | 154686.9113 | 163244.5562 | 150219.521 | 150463.771 | 155682.3031 | 141020.6987 | 167299.0299 | 154082.2868 | 157485.8521 | 138017.3207 | 169188.6522 | 142628.8053 | 147281.2393 | 162077.1972 | 147188.0327 | 140571.5576 | 145513.1822 | 128189.6642 | 172507.0799 | 124017.3918 | 139953.1428 | 152336.979 | 147689.6109 | 155365.1819 | 147122.5065 | 141134.9968 | 156138.3508 | 138118.3666 | 154868.5411 | 148763.2548 | 142943.6494 | 150846.341 | 169402.5178 | 153146.2414 | 147922.9534 | 142015.4796 | 138729.0751 | 171261.7438 | 179534.2565 | 155752.0245 | 171664.4709 | 153198.7353 | 140475.7317 | 161233.6514 | 155495.1725 | 144499.5378 | 161691.3888 | 156579.4923 | 134568.5438 | 160903.8418 | 179409.9075 | 155200.9065 | 161743.7434 | 148598.5081 | 176475.6583 | 163658.4366 | 144011.1497 | 155400.4359 | 168078.0843 | 144015.1347 | 133060.2652 | 175456.9989 | 154423.7969 | 169897.0973 | 166555.7772 | 138704.3143 | 158119.0593 | 153933.2752 | 161684.5191 | 133484.4939 | 147702.8694 | 138868.3833 | 141548.3418 | 125040.2807 | 169307.9906 | 157598.7477 | 152168.8918 | 171201.1423 | 162955.0313 | 141016.2708 | 157842.8679 | 151108.0707 | 150994.3242 | 171253.0957 | 148317.8257 | 182828.7737 | 168905.4309 | 142774.5641 | 168847.7855 | 146663.7473 | 144523.1066 | 124579.4725 | 172195.4702 | 152163.6157 | 169943.6605 | 159756.647 | 154296.0264 | 142672.7674 | 154087.076 | 171068.7559 | 145991.5305 | 166542.5202 | 145000.5022 | 158917.5868 | 140290.8507 | 154357.8107 | 187358.4815 | 134617.0108 | 187409.8481 | 136189.048 | 172088.2599 | 163109.127 | 159281.888 | 165364.039 | 186131.9592 | 159541.4299 | 143883.5248 | 126596.0849 | 136586.655 | 128614.2596 | 151559.6301 | 162148.3944 | 158436.985 | 155456.1387 | 150598.8364 | 186146.0329 | 156390.2679 | 171410.7605 | 154406.135 | 139147.2423 | 138440.3741 | 187605.9578 | 167838.4039 | 181507.5395 | 139110.2846 | 125723.1548 | 125122.3889 | 172550.9956 | 147175.1627 | 162175.6729 | 154389.065 | 161537.3809 | 158235.4108 | 160960.2641 | 121535.7222 | 161651.0629 | 157314.8819 | 143453.1939 | 187669.6396 | 150021.0393 | 152973.6208 | 167960.4192 | 156141.2177 | 152609.0529 | 122515.1528 | 139960.8053 | 128731.0808 | 166142.872 | 166894.9719 | 152092.3595 | 171143.3739 | 161218.8559 | 145359.6198 | 119158.6462 | 171728.9602 | 160851.2009 | 153267.9257 | 128908.6158 | 146404.6806 | 153793.8417 | 161942.4052 | 140970.4496 | 152813.6791 | 157440.1688 | 131150.8877 | 159730.2634 | 158796.759 | 164175.9897 | 147310.2342 | 131928.2422 | 156159.2509 | 147198.9057 | 156622.5195 | 160207.8275 | 129289.266 | 148142.7697 | 161918.6551 | 149626.5976 | 143832.338 | 137586.1258 | 153001.7458 | 130796.6159 | 152777.503 | 141819.438 | 187657.1247 | 146774.4366 | 118254.9328 | 163331.2929 | 173968.2929 | 153905.8266 | 156275.3416 | 137025.3711 | 159797.8808 | 152161.855 | 154284.7335 | 162344.9748 | 130114.5411 | 164296.1898 | 132460.7929 | 142253.6162 | 145596.1121 | 130916.2107 | 143518.2134 | 148131.2051 | 130530.9789 | 153325.3672 | 153697.564 | 143511.4429 | 130083.4935 | 150973.5417 | 154426.1565 | 152740.8688 | 151341.9821 | 171654.641 | 167277.3963 | 160141.7753 | 154160.4455 | 159777.86 | 124842.883 | 158612.6489 | 151316.961 | 160109.1348 | 173325.6633 | 149529.7989 | 160654.7477 | 156395.4856 | 161250.2516 | 154005.0727 | 141210.8804 | 159787.0547 | 172993.4501 | 172701.7807 | 145416.0615 | 138359.3369 | 155161.7966 | 161175.559 | 147550.083 | 150785.6269 | 150403.4127 | 126281.9227 | 168178.7413 | 176805.9302 | 140405.9701 | 141732.3427 | 143714.8295 | 144587.4779 | 164077.7526 | 171073.9093 | 155691.2848 | 172929.434 | 146611.0509 | 180711.523 | 182878.7195 | 145217.1142 | 187268.138 | 183435.4072 | 192303.169 | 138097.4204 | 152772.474 | 171609.03 | 145834.9372 | 155043.8194 | 128559.7189 | 161139.0035 | 123355.7254 | 171610.9668 | 144815.2368 | 145607.2548 | 159730.8769 | 165474.6554 | 147782.8249 | 155843.8576 | 135884.8852 | 171589.0141 | 167044.659 | 165470.8878 | 166965.0738 | 150957.2219 | 170591.1896 | 174228.9094 | 163980.6544 | 155478.4816 | 140248.9704 | 152992.1243 | 165501.9334 | 143300.5449 | 162693.8723 | 145135.9945 | 138370.7218 | 161646.9916 | 156843.4997 | 155499.599 | 155345.618 | 164841.5578 | 161471.8461 | 140819.0666 | 156578.4263 | 160682.6414 | 151017.1974 | 141542.7482 | 159526.1402 | 180429.0617 | 175552.0549 | 162469.9817 | 144662.9034 | 169620.0268 | 165407.4158 | 118030.3158 | 168828.8638 | 142773.4387 | 144189.9526 | 181363.1638 | 130676.7241 | 131092.7311 | 129048.0272 | 158708.0183 | 139471.0787 | 149584.9229 | 119810.4396 | 125621.68 | 152240.6619 | 151766.5667 | 153991.7717 | 154759.8118 | 163798.2348 | 147447.209 | 168321.116 | 154202.515 | 150778.2295 | 157915.3876 | 156390.3101 | 133839.9503 | 149384.0076 | 177574.1323 | 148943.2203 | 162100.4273 | 144298.7816 | 130590.8881 | 139903.8141 | 144168.5472 | 152844.9629 | 163200.6079 | 158679.33 | 173743.4038 | 179315.5441 | 154822.3612 | 156123.7381 | 156955.1592 | 143437.3922 | 130976.5471 | 156682.4572 | 157598.4849 | 138812.4573 | 128838.8646 | 152427.3478 | 155895.3186 | 167649.7593 | 131529.356 | 137785.6427 | 157410.5273 | 174292.4029 | 156845.7202 | 152684.9412 | 139724.8406 | 155947.9236 | 145468.8832 | 137277.013 | 146817.6782 | 170596.7411 | 147921.196 | 176560.5904 | 152877.4112 | 148019.735 | 130992.74 | 147581.4276 | 155150.963 | 154503.4192 | 167125.8856 | 142247.4182 | 188013.846 | 164703.2743 | 128274.6788 | 166727.8848 | 165331.0675 | 141863.2975 | 182423.9129 | 172740.7405 | 159493.8231 | 161589.1294 | 161999.0842 | 134522.1267 | 166854.1657 | 177573.5977 | 152823.6695 | 180514.5582 | 156757.7618 | 132208.0042 | 151939.4826 | 171488.9586 | 152755.7782 | 155965.2053 | 162003.9365 | 170716.6189 | 178499.9032 | 155530.0004 | 159654.2602 | 143716.9915 | 127833.3342 | 141517.999 | 173238.1591 | 133824.4576 | 140845.7825 | 136567.6688 | 157531.1679 | 153835.1304 | 153586.379 | 150119.3344 | 147717.5912 | 155869.9122 | 152380.6136 | 119913.8527 | 163210.9094 | 143274.0762 | 157928.5419 | 135962.6564 | 145009.5269 | 128905.5894 | 155295.3308 | 146623.4699 | 162100.1145 | 158409.5314 | 176842.1126 | 151244.7725 | 159234.7714 | 153718.4479 | 175401.8875 | 157173.4619 | 152226.9693 | 150274.9525 | 134455.3429 | 158406.5932 | 173029.7087 | 137161.6553 | 167836.1331 | 165591.8258 | 174981.8927 | 147721.5518 | 144864.7424 | 165069.9834 | 149668.9215 | 138086.1585 | 152440.7222 | 139373.5715 | 178537.7851 | 147857.6775 | 148255.7961 | 143604.0417 | 181311.0108 | 168978.2175 | 147378.1406 | 169950.7595 | 155611.2536 | 139383.7203 | 139423.2795 | 186408.3845 | 169270.6212 | 165240.8226 | 118778.0183 | 145860.4633 | 144107.5212 | 148627.8903 | 145740.6481 | 134932.363 | 169817.3629 | 135286.3271 | 154972.0438 | 160217.3924 | 154106.1468 | 168269.7973 | 158526.4507 | 172698.3183 | 157174.8702 | 152627.7927 | 185177.2426 | 163082.763 | 181829.9003 | 146150.9083 | 143022.4575 | 179171.3023 | 140011.2743 | 132971.2467 | 146252.3542 | 164960.2184 | 127145.0198 | 149838.8321 | 134870.8511 | 161939.0192 | 168255.8058 | 164734.964 | 139789.0991 | 168268.0835 | 173677.3457 | 157524.246 | 155883.6713 | 152274.0652 | 193192.9206 | 137344.4916 | 157461.3687 | 162657.7806 | 152120.6352 | 157944.5972 | 170071.1495 | 144465.6861 | 144474.709 | 175894.0958 | 158909.5039 | 178785.9367 | 153566.3014 | 165454.2733 | 161005.758 | 127356.3389 | 148409.4531 | 170996.1192 | 150209.7165 | 139071.8183 | 130449.9833 | 135201.1773 | 135859.8008 | 175082.3643 | 165648.4611 | 157861.5911 | 159112.0696 | 149773.9058 | 136191.3746 | 147408.9215 | 154250.9784 | 138812.7157 | 160757.1628 | 177079.3296 | 180856.3272 | 139613.0821 | 191512.0212 | 156983.5274 | 124652.7566 | 143820.9201 | 135358.0245 | 171220.6121 | 146769.395 | 155967.0099 | 147241.9509 | 171126.6176 | 137897.0215 | 157873.8666 | 159492.4269 | 158601.0755 | 156733.6081 | 136795.8692 | 157668.7272 | 135714.7651 | 153599.2286 | 156963.1994 | 154768.0162 | 140734.2309 | 160643.8985 | 169551.7828 | 141513.9741 | 170444.9144 | 157597.2197 | 169987.8424 | 180250.6695 | 127769.4144 | 165383.6281 | 173641.9253 | 163575.3385 | 110860.3675 | 149729.5558 | 152287.881 | 172963.0552 | 156886.2124 | 193194.374 | 148606.9745 | 158825.7703 | 150992.1101 | 173230.4578 | 153331.9352 | 163757.9937 | 151168.7601 | 150794.8761 | 130964.4543 | 138132.3641 | 175140.1934 | 168492.1097 | 155369.7749 | 150632.7015 | 177058.3771 | 139753.3248 | 166739.3977 | 160315.7109 | 167718.6439 | 151220.6115 | 146370.187 | 133449.8121 | 161230.0091 | 182580.6169 | 171677.1566 | 170059.0755 | 165030.8867 | 157522.8485 | 147819.2491 | 159559.4115 | 165165.1792 | 133431.5952 | 165879.9542 | 155500.9867 | 177537.0471 | 161807.8608 | 146117.5445 | 138192.854 | 141961.2825 | 134421.27 | 148891.7617 | 162456.9416 | 137061.7301 | 180032.9173 | 147575.8046 | 171754.6077 | 162441.9263 | 149724.2908 | 184201.2236 | 160171.8725 | 132778.7883 | 165245.811 | 162305.7629 | 150734.6602 | 143190.6084 | 160392.9918 | 159651.9392 | 165000.7758 | 138892.3066 | 154097.0743 | 157353.0972 | 132402.3899 | 170352.4631 | 149014.9891 | 131639.5904 | 172504.9035 | 172260.2829 | 156731.6122 | 117416.0268 | 153068.7729 | 159585.5665 | 161597.2147 | 138021.1098 | 147368.9325 | 161571.8243 | 143289.1512 | 143644.4663 | 175662.3727 | 154859.4149 | 159680.0133 | 158026.8861 | 152329.04 | 160750.2425 | 153900.5819 | 140498.1737 | 155599.7573 | 152317.8696 | 171650.8479 | 133953.2852 | 170897.2393 | 176740.9514 | 143151.3387 | 165714.4636 | 139369.5509 | 170031.0671 | 165035.5408 | 156391.7897 | 151387.3687 | 161919.9239 | 198844.6555 | 154892.1759 | 171445.5043 | 116005.8873 | 155183.5133 | 144774.3604 | 149206.5739 | 138309.7701 | 152141.5543 | 179627.647 | 155561.4975 | 131314.7588 | 172333.869 | 166803.1299 | 171832.6415 | 149319.933 | 158130.9972 | 183107.3371 | 159572.972 | 156773.6961 | 180686.7439 | 166287.6256 | 140144.319 | 153051.692 | 124311.1722 | 171461.6196 | 194004.8845 | 143889.1951 | 162024.3914 | 154936.1493 | 152825.6146 | 178259.9433 | 171750.4923 | 124918.5119 | 142582.9017 | 156469.7273 | 146523.7833 | 121811.3818 | 135922.166 | 148158.3089 | 161669.4313 | 162213.1391 | 121454.9987 | 167906.7391 | 155858.272 | 158692.994 | 132918.6716 | 140780.2396 | 133382.3122 | 145329.1685 | 151412.9215 | 134906.2835 | 133272.4321 | 160847.7092 | 158648.9013 | 171023.2599 | 167951.0901 | 121648.4162 | 147952.1774 | 135709.3429 | 157895.1121 | 136422.1884 | 137660.1855 | 141407.0662 | 138240.3543 | 161460.8581 | 165937.15 | 180997.3497 | 172613.9246 | 140602.3044 | 160697.5632 | 151339.5917 | 144079.2357 | 170868.6846 | 163870.7805 | 160054.1667 | 177798.6462 | 136353.6151 | 143157.7837 | 181577.4922 | 140173.3603 | 167602.7178 | 142760.8621 | 153253.2709 | 128858.9152 | 152537.2022 | 172496.5545 | 164742.3104 | 155715.2519 | 153713.8334 | 148916.0388 | 149616.1499 | 163383.6063 | 151586.1117 | 169850.3331 | 161812.3072 | 157321.0639 | 177854.7144 | 167331.5812 | 167985.9023 | 170745.3695 | 156886.196 | 159299.7961 | 151905.6097 | 155124.031 | 157330.2721 | 168109.1595 | 147163.7279 | 123263.1822 | 159771.0196 | 125249.2469 | 170487.1316 | 138692.4186 | 153793.6706 | 151632.2079 | 126923.0966 | 169090.6575 | 152758.3228 | 123762.0923 | 169910.1623 | 181507.6212 | 144031.8671 | 140695.8811 | 161618.1893 | 160045.9154 | 139611.9811 | 138683.3718 | 146107.6462 | 162062.2589 | 180367.5606 | 151646.4772 | 136348.9545 | 171925.564 | 166301.1077 | 150422.8969 | 128888.4402 | 180018.204 | 132468.3116 | 136095.9901 | 158042.8518 | 161678.9266 | 162063.6571 | 154992.671 | 163134.0322 | 146965.7665 | 177922.1937 | 150934.6004 | 158640.6662 | 122783.0872 | 154909.7193 | 161980.9189 | 178021.6804 | 188288.2928 | 161208.0766 | 143856.119 | 143693.5409 | 154792.7031 | 158451.6691 | 164145.3508 | 164799.5933 | 132286.5965 | 178521.705 | 149155.8296 | 163858.9864 | 171661.7233 | 129094.5319 | 145532.3122 | 146639.551 | 141445.2955 | 133979.7622 | 165460.4085 | 151221.9551 | 159937.242 | 143962.8931 | 143650.3237 | 183971.2353 | 168888.3852 | 139346.8075 | 133884.7203 | 151594.0029 | 142507.7103 | 141030.4691 | 158564.2699 | 156515.5084 | 162007.8865 | 159842.6179 | 163181.1087 | 133386.2624 | 133371.9059 | 146630.4715 | 152435.9134 | 152219.0229 | 164225.3043 | 159671.2742 | 168235.8653 | 161188.219 | 162564.2551 | 159020.707 | 158482.3106 | 132769.629 | 146305.6912 | 159296.6182 | 157580.199 | 147393.0236 | 149749.4979 | 152528.986 | 139492.6451 | 164287.2908 | 142392.1913 | 148689.246 | 156689.4469 | 149356.0741 | 172580.3737 | 133727.681 | 134125.6294 | 161488.291 | 144462.0934 | 156440.5661 | 160667.7503 | 132326.2055 | 140166.7641 | 145272.9829 | 152049.4318 | 147147.7597 | 146179.4315 | 131641.3454 | 128731.0957 | 160163.3164 | 170053.7692 | 186430.8658 | 148951.9785 | 161772.2669 | 161266.0173 | 173290.4315 | 172538.0437 | 150395.9625 | 191939.0253 | 151201.6528 | 143431.5554 | 149549.958 | 178807.7604 | 159770.9308 | 153903.9497 | 157291.3192 | 169335.9356 | 172330.1167 | 147521.0267 | 145211.2994 | 157857.1191 | 164489.2805 | 135220.6347 | 159576.8421 | 178144.8696 | 163768.8624 | 176983.1577 | 146822.2503 | 171351.6208 | 153310.8312 | 180463.5959 | 162179.2339 | 153279.0108 | 175308.9742 | 145937.5866 | 145297.7437 | 140426.9797 | 173426.6022 | 157174.0666 | 144945.6705 | 135111.7141 | 168245.653 | 133693.2954 | 155548.0754 | 156184.4617 | 172085.1849 | 182317.8263 | 155515.4941 | 143432.0808 | 165459.5044 | 160009.2757 | 168983.8796 | 157698.7837 | 162208.4983 | 151764.2548 | 163168.6263 | 166031.4727 | 127576.8129 | 130918.8408 | 172283.4391 | 160335.1634 | 144811.8992 | 154572.6843 | 168938.4555 | 129904.6102 | 151527.5755 | 189619.2741 | 138322.2004 | 172760.7013 | 147976.595 | 185463.1264 | 152578.1919 | 145297.6511 | 136384.1831 | 155053.7162 | 160454.0926 | 151071.0335 | 147568.9412 | 145992.2953 | 165981.276 | 161143.3485 | 154614.0319 | 146501.4002 | 143451.9129 | 138935.6045 | 140554.2672 | 157219.3586 | 135355.4164 | 166493.819 | 164467.4172 | 141281.4943 | 146706.2648 | 136985.286 | 165474.7926 | 159839.1431 | 164511.3546 | 155986.6258 | 146014.6333 | 171070.694 | 150073.0744 | 155502.8431 | 148787.3297 | 180016.7 | 143485.4668 | 134964.4226 | 154452.4307 | 148338.39 | 188764.4485 | 153943.8069 | 158457.3237 | 193347.1092 | 138417.197 | 136079.942 | 171159.7382 | 146840.275 | 153366.9814 | 142745.5676 | 141751.1154 | 158045.7128 | 174503.1584 | 174374.41 | 138788.3385 | 157531.5595 | 162281.7222 | 119707.4006 | 143457.237 | 171235.6944 | 162760.3359 | 176864.9151 | 146988.1038 | 144161.0637 | 134333.0053 | 152917.0758 | 179883.6973 | 169835.086 | 154250.7821 | 152784.9164 | 148649.8827 | 167273.6819 | 166458.2164 | 159959.5931 | 135811.4833 | 161575.3277 | 156566.0567 | 138136.7097 | 144387.639 | 184170.5199 | 136328.6192 | 164379.8497 | 147390.8326 | 141432.0631 | 157668.4506 | 148194.8436 | 124649.9199 | 161887.659 | 152198.7287 | 150978.3099 | 153697.2708 | 153534.3516 | 155208.8936 | 138911.6208 | 131071.4047 | 163581.3205 | 155384.112 | 145754.0616 | 144870.0549 | 128078.9253 | 140702.1262 | 140338.5329 | 150727.3454 | 157820.8702 | 146622.6965 | 151320.953 | 161844.2004 | 171608.2194 | 163496.2644 | 178913.4077 | 174484.8322 | 174272.1815 | 144330.0411 | 158355.1778 | 153248.4751 | 134881.8807 | 125703.5778 | 177488.096 | 164919.4564 | 144853.6766 | 173161.5808 | 170418.8079 | 149189.9019 | 167390.0618 | 157150.6084 | 136927.4715 | 157817.8369 | 149597.5319 | 138488.0651 | 157941.0915 | 188719.8486 | 124120.4619 | 163620.6297 | 161441.3516 | 151298.2656 | 164429.868 | 174169.0594 | 150054.0403 | 146078.5562 | 146044.5702 | 164591.4477 | 132035.1218 | 145721.2091 | 155412.2175 | 155649.2065 | 162942.2488 | 166643.9125 | 184477.8128 | 156488.7529 | 140065.9194 | 163113.71 | 169632.9803 | 164928.159 | 144058.3071 | 154853.6454 | 129266.5796 | 136721.4916 | 140519.3195 | 139289.0482 | 145148.7897 | 121505.0346 | 140061.1786 | 135299.1463 | 158572.4157 | 142945.2199 | 139948.7509 | 149539.3972 | 133461.0371 | 138395.6552 | 144217.4379 | 145890.2995 | 128438.6824 | 143221.6815 | 153949.9755 | 128483.8662 | 146940.0347 | 167019.2771 | 128934.093 | 141598.7186 | 135927.3515 | 160934.7528 | 168661.9097 | 153921.2384 | 155663.4827 | 188757.0621 | 143924.7888 | 131615.987 | 148212.8031 | 147549.7736 | 144012.0196 | 165606.1564 | 167748.5345 | 138576.389 | 142527.7259 | 149852.1853 | 160477.148 | 143749.3628 | 146753.2506 | 109821.2757 | 149475.5774 | 159525.7452 | 157511.9292 | 144701.2134 | 159288.5616 | 153670.9059 | 139622.9956 | 143855.0625 | 165414.2805 | 180857.7053 | 162595.6763 | 146849.2492 | 132899.9383 | 134744.1675 | 155465.3269 | 146065.7831 | 162638.2489 | 165420.2688 | 143757.7617 | 145006.3456 | 190789.1523 | 183617.9555 | 156725.439 | 143460.595 | 159783.3094 | 150684.2143 | 159112.1381 | 149849.5503 | 159457.8572 | 146238.9493 | 142653.6256 | 153664.5841 | 154574.5706 | 137196.0575 | 143515.0781 | 186852.1276 | 133312.2359 | 151504.5373 | 131388.5663 | 150265.0331 | 170471.0955 | 135097.4177 | 154741.2292 | 159685.4245 | 152052.0271 | 140956.2477 | 151879.2518 | 141953.6115 | 182140.1158 | 126955.6442 | 161074.1295 | 133147.5529 | 155122.8218 | 147892.3885 | 138118.0414 | 137437.9787 | 134417.0833 | 137346.0618 | 156060.7277 | 141595.0753 | 150641.7835 | 158487.1329 | 132810.7705 | 149365.2636 | 155397.3642 | 175589.3769 | 169586.2033 | 192361.5914 | 142914.1117 | 158975.2116 | 156732.9357 | 143186.2872 | 156799.4496 | 164777.8222 | 141990.2222 | 147832.4418 | 122074.5692 | 148318.6242 | 168263.7239 | 169587.2417 | 169860.0936 | 135524.5317 | 151428.6296 | 171363.6165 | 163823.607 | 146943.3054 | 147921.1972 | 139010.4665 | 170255.1204 | 162021.2422 | 146754.7457 | 160466.4324 | 142108.4613 | 158340.504 | 129870.2856 | 174656.3864 | 143955.0125 | 152252.6343 | 128898.158 | 141788.138 | 162650.4274 | 161322.2682 | 171782.3825 | 170853.8317 | 166343.3423 | 175522.9921 | 173431.6316 | 165114.7352 | 149645.2245 | 155998.8872 | 144618.1557 | 148481.9237 | 139376.678 | 180509.058 | 151615.545 | 175488.7653 | 137565.6625 | 161027.1602 | 132833.1293 | 154139.0248 | 147731.9906 | 129606.274 | 152715.1113 | 169727.7718 | 139333.191 | 161251.3001 | 149283.0373 | 188544.1328 | 175671.722 | 171743.3739 | 134846.3335 | 143532.219 | 134767.3018 | 162164.0545 | 172959.0833 | 168234.2358 | 142675.9576 | 161695.3859 | 150200.455 | 175719.3143 | 181752.0337 | 170929.434 | 155891.4983 | 153183.1934 | 156868.1337 | 137625.944 | 146390.3633 | 170699.7164 | 159956.9668 | 150173.7572 | 142149.4496 | 142236.4864 | 141253.7482 | 170555.4371 | 190862.8426 | 149950.8364 | 159339.4712 | 173201.1051 | 146760.0674 | 165792.548 | 164045.525 | 132415.7811 | 140991.7048 | 130950.7545 | 148350.8543 | 145374.7265 | 163429.0059 | 152608.8639 | 161462.5667 | 169662.8496 | 140722.004 | 116508.1974 | 167395.1583 | 172941.5824 | 138031.1085 | 172190.9882 | 135004.6191 | 175571.5514 | 145223.986 | 149136.7564 | 147081.8636 | 159184.3001 | 150567.3073 | 149827.0523 | 158756.4193 | 170276.0762 | 150746.6597 | 179496.3273 | 153231.8866 | 162611.6442 | 150698.1204 | 119106.8942 | 147422.4486 | 166958.3049 | 171448.081 | 129365.3471 | 170765.8391 | 162202.5624 | 163628.1615 | 181510.0837 | 120522.6719 | 152055.4409 | 176360.3678 | 124334.9031 | 136510.4077 | 144585.1735 | 163451.4593 | 141125.9552 | 178179.8876 | 174076.9845 | 153816.9241 | 160591.2376 | 148755.6974 | 146716.7953 | 178496.8873 | 166774.4475 | 150407.9347 | 157127.2846 | 117375.537 | 157633.3565 | 106214.3006 | 145250.3678 | 133112.815 | 122675.059 | 170917.2225 | 159086.1383 | 119905.3127 | 163872.7453 | 140363.4628 | 167967.9516 | 182898.2583 | 145440.9342 | 179086.5546 | 176506.2401 | 146223.1897 | 128661.5558 | 151736.1733 | 141120.0718 | 153880.3681 | 129185.9026 | 170644.9391 | 130653.6681 | 133429.9337 | 163293.4988 | 154175.246 | 161838.2702 | 167280.5467 | 154816.1054 | 153879.4113 | 147794.2369 | 152921.4185 | 144321.8181 | 154043.2495 | 165994.9684 | 122593.1539 | 172767.5248 | 152870.289 | 127698.0341 | 163131.8899 | 151715.2465 | 160019.5691 | 150021.1241 | 162117.2907 | 128641.6606 | 146589.5974 | 139946.6391 | 164001.9881 | 166874.1473 | 125659.9024 | 130819.1532 | 160244.2537 | 139111.4872 | 137620.4969 | 131165.0145 | 146322.1351 | 166075.6988 | 144705.3126 | 128210.6703 | 136964.6125 | 141305.8859 | 139439.1895 | 150482.3454 | 159982.5686 | 154474.0913 | 152734.0453 | 167391.2232 | 137793.9135 | 171948.1283 | 154339.1416 | 131084.9809 | 155109.5124 | 157439.865 | 166686.0685 | 156490.3757 | 151326.1809 | 164178.0249 | 158762.7031 | 165805.7744 | 159696.7334 | 158774.3874 | 161176.4586 | 153884.7792 | 144707.3334 | 137579.0555 | 154469.707 | 176422.487 | 174206.8118 | 145073.5391 | 174067.2881 | 155730.337 | 135118.9192 | 154082.5144 | 110198.7088 | 154958.328 | 150458.4181 | 155795.7207 | 128636.5546 | 157529.2834 | 135802.0657 | 149320.2226 | 164105.8665 | 157387.4253 | 173450.6244 | 150033.3285 | 129748.9648 | 158166.0997 | 163742.6446 | 147670.148 | 177046.4665 | 137460.5285 | 131077.7828 | 159363.3679 | 141040.0979 | 146066.9227 | 144443.3539 | 159568.9618 | 153781.7847 | 145602.7443 | 150146.3252 | 178823.773 | 147323.8142 | 157765.4853 | 127518.9638 | 152254.8573 | 148060.1834 | 169969.6975 | 140183.5198 | 146762.1908 | 141377.4796 | 190992.1728 | 137883.9792 | 141659.2921 | 151765.5315 | 145956.1646 | 179538.8795 | 166483.5079 | 154672.0156 | 144838.6206 | 161740.8674 | 150276.657 | 141590.5413 | 172520.1322 | 133719.4979 | 160350.5765 | 147963.8062 | 144194.7205 | 168941.4715 | 183037.4527 | 147643.2475 | 167746.1601 | 113847.3313 | 145757.4907 | 168981.0972 | 159572.2398 | 157206.0592 | 145534.728 | 141302.2102 | 136794.7601 | 143089.1185 | 173066.7134 | 128421.2274 | 161424.1397 | 165137.7289 | 153031.7469 | 172247.4733 | 156524.0173 | 129926.8354 | 150026.5655 | 160716.1212 | 140146.898 | 129001.3126 | 132549.2563 | 171284.5104 | 152972.8669 | 138545.9984 | 124812.2024 | 140798.1779 | 129671.3322 | 149193.2999 | 143313.817 | 138516.7629 | 156338.7898 | 142539.2011 | 148607.3971 | 157614.6775 | 138844.7654 | 144130.1609 | 154402.8901 | 152057.9088 | 141197.2294 | 155039.4443 | 133748.8993 | 130389.836 | 136185.5013 | 166552.9736 | 147735.7043 | 152406.0632 | 160758.1691 | 150452.2337 | 171959.1964 | 163154.8689 | 145205.6677 | 142498.9 | 155226.0975 | 156514.2948 | 154564.7794 | 141025.381 | 135406.0231 | 148047.7657 | 180046.9311 | 152262.1478 | 143248.8339 | 153350.3218 | 127068.8377 | 144505.4029 | 152222.6913 | 155326.8574 | 134396.3556 | 151397.9872 | 167102.2097 | 167448.2825 | 165578.0149 | 125220.4143 | 163574.3007 | 154258.5579 | 156979.9156 | 133486.5903 | 152506.8476 | 133735.3921 | 174242.4498 | 139330.591 | 127583.6305 | 116869.4056 | 153235.9839 | 138420.6671 | 135142.2003 | 156778.5383 | 163954.1258 | 133941.2661 | 156006.7739 | 194574.0626 | 182612.0037 | 154234.3716 | 146186.8443 | 158342.7472 | 172120.7122 | 147609.5419 | 186530.6442 | 153849.8262 | 141133.8078 | 177604.2705 | 170045.0605 | 129999.5281 | 170077.1386 | 158198.2357 | 141529.9754 | 136486.7011 | 153059.5262 | 154063.6576 | 165461.3489 | 159377.6759 | 175096.6521 | 187027.6569 | 129401.1625 | 159159.3827 | 179536.362 | 154200.8768 | 187520.2215 | 152530.1985 | 165798.7062 | 158239.1391 | 174862.7509 | 165061.4453 | 144844.4593 | 146767.4542 | 138125.054 | 162084.9601 | 175991.9792 | 145917.6296 | 131858.0066 | 146854.8928 | 160892.5378 | 143416.3078 | 162225.3459 | 175969.2219 | 139384.9687 | 178807.9574 | 128486.2674 | 161542.5938 | 176728.2104 | 143100.1036 | 149778.5301 | 168014.2859 | 151686.4607 | 131702.6608 | 163536.8255 | 157914.951 | 150880.0704 | 190589.8093 | 159237.2519 | 136166.8265 | 204929.2047 | 157711.8916 | 124640.0047 | 126248.7278 | 110908.0234 | 174464.6967 | 195171.4733 | 181952.0228 | 191351.469 | 168383.4024 | 177259.0506 | 158610.4216 | 166596.5202 | 166007.4408 | 154556.5882 | 159878.5915 | 159549.5342 | 150614.899 | 151867.3999 | 137054.2187 | 133299.2422 | 173915.8026 | 151284.9953 | 158763.0003 | 189447.4628 | 162932.9746 | 131404.314 | 116398.0465 | 168579.3043 | 166043.0917 | 175575.2032 | 138676.56 | 157921.0779 | 142734.7235 | 159962.1994 | 177421.8491 | 171242.437 | 171732.5072 | 146550.4917 | 159529.2092 | 166185.2603 | 169326.9368 | 160289.7125 | 155504.4532 | 165675.99 | 147703.6672 | 192759.1256 | 157065.5674 | 179443.6577 | 141936.0033 | 145522.0881 | 116092.4866 | 131663.5141 | 148724.9746 | 168421.3591 | 141924.2647 | 177668.0402 | 144964.3513 | 150583.7252 | 161310.4479 | 135911.4277 | 160622.1973 | 154622.0581 | 162679.2162 | 138391.415 | 155541.1868 | 155392.4078 | 131901.4983 | 165163.9599 | 145221.3739 | 182045.177 | 157611.2357 | 151641.0717 | 149942.3386 | 157472.3286 | 163940.9679 | 163591.5852 | 168677.2108 | 129730.5151 | 138010.142 | 154201.0733 | 151261.7398 | 163097.6167 | 147423.6554 | 148083.7037 | 152887.5882 | 134253.7576 | 121246.6821 | 138953.6674 | 127695.6955 | 163752.0505 | 138420.5059 | 143928.1434 | 139461.0743 | 138310.4525 | 160902.0938 | 139692.9134 | 166538.9454 | 151233.0708 | 166960.4268 | 157564.0622 | 153894.191 | 156648.8477 | 139646.1042 | 175560.7725 | 178127.9864 | 121592.3722 | 148649.5576 | 158327.1462 | 133720.3691 | 145923.5552 | 151594.4354 | 162018.2639 | 160879.6024 | 159495.8347 | 124943.4331 | 153010.4978 | 131036.5173 | 137603.2094 | 140702.2053 | 186828.9011 | 135354.9479 | 153910.1191 | 152821.0919 | 163254.7462 | 151991.5833 | 143786.4024 | 126508.0161 | 138520.3877 | 158149.3628 | 143478.6919 | 146408.498 | 147289.9117 | 153918.5013 | 142498.8904 | 146939.5282 | 164062.4953 | 183047.0349 | 164239.0841 | 137604.6102 | 144691.2691 | 164151.176 | 160256.0613 | 161344.3529 | 163514.5112 | 146573.8264 | 160811.9868 | 150031.8604 | 141598.876 | 154310.2151 | 163658.9705 | 158334.9319 | 122174.0137 | 153878.3193 | 142052.1106 | 172677.7182 | 168990.3909 | 143663.8517 | 136224.9993 | 140698.8701 | 154473.9041 | 162640.7288 | 154488.026 | 150751.2138 | 142042.3823 | 159223.6995 | 163203.1835 | 154202.2224 | 144324.373 | 167486.0778 | 140192.8764 | 157343.9928 | 142635.7767 | 141888.0552 | 175815.9022 | 131391.401 | 130190.7092 | 146646.9538 | 180540.117 | 159970.5542 | 141004.2511 | 146792.7598 | 149669.4079 | 166685.647 | 173939.0617 | 165386.9811 | 170854.1164 | 173074.8747 | 157711.6927 | 150201.0077 | 143255.5788 | 176727.2793 | 152283.2978 | 128025.0013 | 147462.3078 | 185321.4728 | 161787.1536 | 128882.3622 | 179436.0511 | 146000.4736 | 155280.1499 | 174781.4856 | 146520.7571 | 151349.6361 | 165039.1338 | 176417.375 | 152499.8722 | 144714.7396 | 144420.2257 | 167799.0558 | 159040.2939 | 135049.1537 | 152115.8177 | 159419.8923 | 179286.9607 | 150593.7476 | 163088.7513 | 151409.9154 | 172822.5511 | 152084.4424 | 158219.1348 | 122578.111 | 151585.0797 | 161449.373 | 188334.363 | 154739.0732 | 168060.5631 | 157361.6548 | 153084.2208 | 154343.6372 | 157523.5319 | 145436.1634 | 154754.1564 | 161060.4012 | 131097.0037 | 168539.7911 | 155474.0847 | 133095.9111 | 118949.7597 | 166128.6519 | 152471.3416 | 169517.3072 | 145185.151 | 156412.5252 | 127507.9771 | 145837.3515 | 167414.0792 | 147120.0613 | 185702.8484 | 161384.607 | 160250.0588 | 153731.3719 | 134865.6107 | 134952.1114 | 137506.7659 | 140611.5512 | 154163.7935 | 135742.3018 | 151254.3398 | 156481.6965 | 163391.429 | 126244.4493 | 160807.8412 | 179953.1401 | 156103.1839 | 136872.4824 | 153615.2043 | 154560.0126 | 156358.2724 | 137286.1305 | 137911.3262 | 137266.0057 | 159736.5256 | 166053.7081 | 161796.1239 | 133743.6812 | 169119.9377 | 157390.7441 | 192811.6699 | 140480.9634 | 158366.9891 | 128332.539 | 175295.854 | 170387.2645 | 157601.4528 | 165135.7096 | 155723.0975 | 130878.7458 | 174187.1085 | 137297.8557 | 157284.7148 | 172912.1598 | 171684.6417 | 164874.1968 | 150932.0549 | 148804.1155 | 163342.8846 | 143938.6521 | 174880.4605 | 134915.4429 | 146082.1086 | 166834.5465 | 153799.8054 | 149725.7181 | 172443.5248 | 174941.8317 | 156414.0738 | 140956.7822 | 164730.3085 | 152079.6864 | 156471.9242 | 158438.2105 | 141042.7344 | 151814.8556 | 137666.8857 | 168460.2808 | 156307.6682 | 150529.2704 | 144187.5206 | 181238.0371 | 167017.5672 | 156965.5214 | 149217.1184 | 149254.3421 | 149336.368 | 153428.8609 | 145381.7166 | 136692.4371 | 130033.9571 | 143218.3653 | 158575.0522 | 152038.124 | 159172.8168 | 166653.4301 | 152194.1853 | 146630.9825 | 139465.5738 | 161202.1672 | 150994.0485 | 151644.7371 | 142766.5121 | 145994.144 | 164714.021 | 157302.4576 | 180380.4715 | 111895.222 | 169024.4876 | 163917.2959 | 159307.2572 | 145136.4472 | 158654.4335 | 158857.3815 | 149331.4286 | 150944.8434 | 156168.0317 | 174115.7334 | 165811.9329 | 169146.7259 | 180492.574 | 127256.3932 | 138694.6238 | 173650.582 | 178037.0118 | 139363.711 | 144893.6279 | 142062.057 | 155694.5822 | 145405.5591 | 154291.5447 | 157609.9578 | 148481.5717 | 155744.6258 | 143186.9712 | 174463.2602 | 146397.1584 | 157856.3906 | 148455.6535 | 120368.023 | 193091.4263 | 162260.885 | 162717.6289 | 145744.7304 | 168626.6117 | 164253.3419 | 151056.3989 | 173154.0746 | 148086.4809 | 177089.5799 | 145516.7768 | 143209.1884 | 138272.9073 | 150987.3501 | 133148.4781 | 158464.8605 | 149970.9811 | 154488.9861 | 170052.5888 | 154968.5133 | 137709.3395 | 162197.1739 | 146991.7729 | 142839.6438 | 127215.5799 | 127425.4846 | 153317.9358 | 122193.1318 | 167420.7012 | 158525.4883 | 128909.0706 | 164451.6781 | 142565.5789 | 162556.5815 | 113378.693 | 167871.2217 | 159910.1538 | 165416.8068 | 160134.4592 | 156633.1223 | 172161.9206 | 166663.1904 | 158305.7256 | 166657.6382 | 153599.7465 | 139315.9287 | 165861.9425 | 163050.8606 | 140843.9416 | 169516.7479 | 189108.2913 | 156019.6761 | 135348.9583 | 148993.3278 | 127081.3298 | 153919.9891 | 151448.2235 | 140990.2378 | 141201.5131 | 153175.2169 | 166099.7278 | 135294.7179 | 145725.7194 | 137787.8874 | 169697.0067 | 152588.7398 | 139903.6654 | 148615.9661 | 161409.2105 | 139820.7839 | 169820.9117 | 142223.8753 | 185030.6003 | 147253.4795 | 150010.2199 | 145420.062 | 166552.0915 | 153930.941 | 187622.7252 | 143593.4871 | 127368.9868 | 139872.1701 | 149168.4323 | 152701.2505 | 191897.5037 | 167679.6633 | 179887.6289 | 132322.0933 | 134732.644 | 142198.1314 | 131604.7888 | 172882.4009 | 204550.3473 | 164057.9956 | 149957.4105 | 158515.4863 | 197137.2629 | 129046.3972 | 140077.4404 | 148416.6786 | 148328.3317 | 139891.4532 | 139555.6605 | 167570.9549 | 132792.0628 | 151727.0449 | 149723.2831 | 149352.2769 | 160732.8314 | 147478.1644 | 172318.2368 | 176687.8557 | 144524.6241 | 159164.0366 | 160825.7449 | 146265.8063 | 165798.4674 | 184214.568 | 133298.4853 | 133281.6958 | 137351.1779 | 158900.3215 | 188763.5212 | 137212.913 | 173028.8353 | 181745.4509 | 177371.4643 | 163929.8968 | 139957.3421 | 149217.7141 | 162742.9125 | 169865.8466 | 164023.8159 | 185610.2851 | 148509.9215 | 129489.7183 | 136115.8179 | 151894.4133 | 130127.8115 | 167292.8584 | 132781.6147 | 142396.2293 | 179062.3921 | 164226.9588 | 154967.3785 | 169705.3953 | 168579.9627 | 156429.7225 | 174675.1739 | 156307.8504 | 156866.5641 | 154358.3916 | 132820.0612 | 158571.359 | 151345.2485 | 171553.9452 | 156185.4362 | 144950.178 | 166100.1574 | 140096.1383 | 156680.8378 | 151024.5354 | 158700.4875 | 135170.09 | 136596.8767 | 146648.3255 | 134869.2215 | 187953.7371 | 138738.0716 | 179058.2005 | 144000.3629 | 154728.7825 | 178851.6251 | 138386.1267 | 136371.2079 | 147139.9191 | 147667.7971 | 157301.1707 | 147164.5193 | 148640.3989 | 168768.152 | 192572.2413 | 135995.2226 | 140538.1779 | 157819.9497 | 110270.3961 | 143835.1027 | 141849.4826 | 156948.3118 | 141972.907 | 149063.9258 | 154110.7333 | 138825.0228 | 166532.1795 | 146358.22 | 175907.9139 | 178659.9387 | 130097.7612 | 138056.8294 | 176079.9009 | 142340.7998 | 145394.5628 | 160739.0677 | 133650.4759 | 127108.4022 | 172382.6161 | 160384.1727 | 157670.8007 | 180969.0977 | 165314.7949 | 149010.6813 | 146291.197 | 162811.4695 | 147859.7825 | 132343.083 | 147258.6219 | 123082.5784 | 163863.7321 | 182727.9399 | 171634.667 | 147078.5596 | 138840.5763 | 159196.0427 | 170377.9949 | 132459.082 | 159668.4899 | 169075.6828 | 152100.4469 | 156098.5509 | 115302.7892 | 165680.2515 | 165117.2615 | 134309.9536 | 125104.8049 | 178170.6591 | 168228.6342 | 153446.5886 | 136989.6828 | 137267.9648 | 151358.3581 | 209054.3947 | 134476.2396 | 167241.8262 | 153170.4027 | 148143.5587 | 165075.148 | 167055.992 | 140636.0175 | 166066.0385 | 124260.3585 | 160444.2746 | 139195.1813 | 148693.1551 | 132907.5209 | 156378.9316 | 162686.619 | 140066.8128 | 165906.822 | 119643.4071 | 161704.7215 | 161108.1063 | 123370.9709 | 155034.087 | 140513.7414 | 162065.126 | 165986.1419 | 178399.574 | 183308.7984 | 168258.8547 | 135226.3045 | 151968.9147 | 140327.6295 | 149483.8631 | 170821.3156 | 148783.1881 | 143971.8841 | 156919.6189 | 170854.9272 | 140744.9768 | 120870.8543 | 139633.4536 | 167304.3115 | 162708.3019 | 149826.8606 | 170393.3975 | 152415.2433 | 145581.2712 | 173106.7327 | 174036.0564 | 166657.372 | 157420.2479 | 160667.5301 | 182197.8437 | 136561.0343 | 136713.476 | 158412.0279 | 163660.6843 | 167718.2255 | 154594.6392 | 169726.3712 | 134507.1006 | 142986.4613 | 138265.414 | 151279.4335 | 161218.2315 | 176376.5189 | 148193.562 | 149160.4183 | 153892.262 | 173947.7888 | 137494.6529 | 132209.4393 | 187754.4586 | 138191.064 | 156921.5901 | 176397.0349 | 158210.8036 | 198300.1658 | 169801.248 | 150740.0025 | 154363.369 | 156975.5556 | 141925.3504 | 175568.4888 | 153759.4985 | 157356.0519 | 199921.3634 | 150321.9764 | 192753.849 | 127406.4326 | 154292.4365 | 154404.3953 | 153632.5316 | 152608.6289 | 128866.6906 | 155754.1677 | 183711.6414 | 135719.8612 | 152099.8111 | 190514.0362 | 145462.4564 | 171060.044 | 136386.9796 | 163481.877 | 156567.5885 | 152890.0446 | 160236.6349 | 148866.3699 | 152759.3809 | 158025.2763 | 169844.9176 | 169578.3316 | 157734.0261 | 182012.0279 | 152446.2326 | 141167.6097 | 137813.5727 | 160620.0903 | 158600.5672 | 145274.359 | 139745.799 | 182108.0872 | 138031.7581 | 157191.6208 | 187212.4643 | 154630.7402 | 163881.0626 | 145143.9432 | 183034.4689 | 158299.1244 | 131861.812 | 153747.6333 | 158497.524 | 137198.6179 | 197205.2419 | 142342.3256 | 156189.6586 | 147105.0581 | 157748.4448 | 155642.7099 | 173651.2913 | 164601.4452 | 169726.0356 | 144038.077 | 147186.869 | 133298.965 | 138337.0313 | 150913.8227 | 145327.3614 | 159039.0965 | 118762.8994 | 130410.5338 | 137127.3908 | 128581.86 | 149642.9417 | 156523.2247 | 156165.8831 | 142305.2202 | 176227.017 | 176780.7546 | 154406.1602 | 143257.669 | 152026.8772 | 135015.4883 | 143041.6795 | 141604.392 | 156947.6187 | 151862.8219 | 153207.2814 | 139481.0077 | 182265.3522 | 152010.7241 | 170825.8717 | 166901.1967 | 172483.1039 | 141859.2244 | 161258.521 | 159246.4416 | 169590.1561 | 137800.9488 | 148555.8565 | 153438.6287 | 152524.3642 | 158825.0913 | 160671.4691 | 155897.0039 | 158551.2664 | 165315.812 | 160286.8458 | 127170.8007 | 128727.0226 | 179120.5883 | 162297.4583 | 151142.7724 | 151113.6289 | 145634.5748 | 154379.2743 | 189338.4084 | 161628.6474 | 142536.9103 | 161150.0187 | 154082.3065 | 139823.3553 | 150334.4414 | 151641.3711 | 160276.9704 | 169072.2874 | 151811.9296 | 194701.6182 | 161353.1837 | 162134.7623 | 148484.8785 | 166280.1417 | 178344.9839 | 167410.6427 | 164152.092 | 151840.6801 | 152439.8217 | 151886.6957 | 169021.4748 | 137493.8038 | 151122.2453 | 137740.5202 | 136427.9616 | 157560.1279 | 147679.6307 | 175365.4719 | 151260.2443 | 164759.7266 | 143716.0964 | 141628.2638 | 162169.5992 | 149970.2778 | 146351.7234 | 141093.611 | 146352.3945 | 149543.3541 | 156737.922 | 163410.4025 | 161515.1148 | 170771.2759 | 169394.7133 | 166229.6003 | 147107.5996 | 127741.0713 | 142611.5198 | 143968.1344 | 132252.5399 | 157007.0149 | 180463.2405 | 183590.0827 | 166647.5413 | 186527.8315 | 156922.9181 | 137437.0056 | 164782.3352 | 172698.0967 | 148540.3341 | 164560.9183 | 150297.3997 | 172667.333 | 151023.1593 | 149102.3091 | 134237.5137 | 148853.2367 | 168318.2972 | 160934.2222 | 157031.541 | 153742.0929 | 169865.6076 | 193829.7288 | 148461.1915 | 158220.4743 | 137889.1372 | 150848.7276 | 146284.2283 | 167750.4309 | 162136.0391 | 183887.4693 | 163075.8528 | 148294.1391 | 148016.5033 | 134604.5202 | 154825.5904 | 162432.4227 | 142614.6302 | 133396.2443 | 178560.7046 | 151197.6074 | 151023.0746 | 152529.5029 | 150865.5266 | 152855.1245 | 150637.3178 | 152368.8021 | 145032.6236 | 153556.4701 | 161782.1003 | 147913.6483 | 137605.6062 | 166483.1874 | 155933.4615 | 144791.7365 | 140417.8262 | 147881.342 | 140177.5982 | 155830.9409 | 157071.7433 | 167654.4647 | 120130.578 | 148600.1954 | 156329.1905 | 178423.7031 | 155601.2348 | 181730.1603 | 153849.8022 | 120996.7897 | 145680.3334 | 161108.8802 | 170649.1342 | 152667.9153 | 133724.8672 | 160318.1151 | 149776.9019 | 167882.6394 | 158545.7096 | 126608.2599 | 168209.5051 | 136875.6275 | 130032.8622 | 156407.7257 | 163068.4282 | 146456.2604 | 124044.4006 | 171771.0023 | 145240.255 | 169638.7269 | 167664.6097 | 148329.7939 | 146384.874 | 136926.6449 | 159434.6916 | 148385.0167 | 152195.0897 | 125901.7955 | 140060.9094 | 160596.6943 | 142846.4573 | 152824.9001 | 163654.003 | 136870.6401 | 173309.6163 | 158321.6086 | 130718.0187 | 171577.2711 | 132276.5081 | 141178.9816 | 146568.2985 | 145293.1787 | 151664.1838 | 132712.1609 | 150476.9887 | 133285.0396 | 167468.5065 | 165784.6132 | 143298.385 | 171187.1677 | 157429.7058 | 151686.9725 | 188804.7123 | 155855.0267 | 134623.2765 | 136744.4739 | 159314.3931 | 140417.7747 | 162404.4372 | 158953.4036 | 127787.5754 | 147448.1151 | 154673.1861 | 169785.6842 | 147350.7923 | 155172.6475 | 169375.3313 | 163079.5072 | 129543.0694 | 155423.1011 | 140945.4949 | 159839.4446 | 138891.1274 | 146599.3421 | 133427.8715 | 142419.1031 | 140338.4961 | 198335.0587 | 159587.6652 | 163810.4314 | 176317.0587 | 154637.8916 | 133004.3636 | 148045.3007 | 150826.4725 | 137587.8042 | 153046.8236 | 149038.6627 | 172498.6342 | 154478.3804 | 159881.9907 | 155387.1039 | 138798.3133 | 162097.3005 | 164582.7402 | 170441.6349 | 136271.661 | 143786.1627 | 130370.4413 | 166732.3137 | 118498.1741 | 159120.6678 | 139552.0798 | 147884.9388 | 132387.6441 | 180630.8939 | 173814.0106 | 144554.5129 | 146843.9107 | 167927.5239 | 125635.3694 | 149443.3544 | 172653.3138 | 142455.2017 | 156092.3618 | 164014.3785 | 172566.6132 | 142293.2144 | 148832.7354 | 164717.1792 | 160562.3635 | 152453.1814 | 142550.1585 | 155006.8164 | 182908.399 | 154988.1172 | 169147.0609 | 150336.3646 | 154280.5734 | 138290.1529 | 165337.7036 | 145391.1792 | 153135.5653 | 155006.978 | 170462.765 | 162807.4933 | 170820.9885 | 157542.6417 | 171141.6698 | 160722.7109 | 152323.1584 | 177035.7883 | 141978.4061 | 167040.5854 | 137016.9717 | 157193.0539 | 159683.6547 | 150014.0921 | 153054.5804 | 130205.9756 | 158444.4581 | 151926.7667 | 163107.0596 | 147176.2542 | 144610.3749 | 135518.8622 | 142138.5813 | 153173.0681 | 154477.501 | 174531.314 | 164711.6405 | 148254.8722 | 201952.7721 | 170248.669 | 131824.2255 | 169083.0173 | 139771.3271 | 145750.532 | 152922.8109 | 157497.0339 | 157615.8399 | 165368.1969 | 149642.4434 | 156968.6714 | 169171.6273 | 148432.7221 | 174938.8634 | 144108.4987 | 152419.3254 | 160645.4034 | 146856.6949 | 163933.8198 | 157852.6069 | 127469.7989 | 144602.5818 | 174675.089 | 146869.0885 | 136620.3607 | 123629.8783 | 148255.8542 | 133238.8096 | 170655.5103 | 151640.5873 | 128487.7681 | 167345.6987 | 154603.2452 | 164105.7816 | 135694.0335 | 147490.7164 | 158775.9809 | 141707.4827 | 163648.5066 | 152772.5835 | 157861.7265 | 170214.5988 | 159509.0976 | 156039.7569 | 137714.8597 | 130035.8916 | 156769.0052 | 127720.9905 | 126596.9064 | 166330.2172 | 153260.9225 | 160690.1484 | 147418.3881 | 161269.0478 | 166358.5978 | 172643.2367 | 154828.512 | 172219.623 | 142730.4524 | 127152.5658 | 154060.677 | 164554.8447 | 156593.0034 | 144304.2456 | 151309.7349 | 158284.6079 | 155659.4131 | 147402.7151 | 147214.342 | 159254.7103 | 189950.3367 | 159978.3822 | 144084.9615 | 130023.6766 | 140389.0753 | 131418.6667 | 145492.6631 | 156261.2318 | 158218.6319 | 147677.2508 | 169962.6729 | 135615.815 | 146593.6045 | 170479.7874 | 160023.7407 | 145851.1551 | 152092.8222 | 145526.2088 | 166452.4727 | 155385.5621 | 162670.2915 | 152592.7798 | 161040.4395 | 158938.0538 | 154366.0071 | 155283.098 | 141108.5833 | 143521.0788 | 150156.6388 | 171335.3527 | 133710.4569 | 148226.4503 | 145402.8483 | 164522.0001 | 149095.384 | 186381.7808 | 122086.5033 | 156719.1477 | 160803.4185 | 146636.5731 | 149238.0793 | 131236.1022 | 115238.7161 | 145354.5458 | 140679.2188 | 146360.8594 | 183711.4157 | 146722.7945 | 145993.7638 | 168186.3781 | 145580.8077 | 135357.8036 | 144898.0894 | 162435.9193 | 144169.9911 | 148750.1015 | 119937.4774 | 154470.5242 | 120173.9949 | 167866.6882 | 134969.9538 | 161144.8693 | 189384.964 | 141981.4707 | 161328.4805 | 163776.754 | 148392.2168 | 172040.4072 | 163264.6384 | 165510.5443 | 151292.8415 | 146730.2382 | 146846.8121 | 142273.8308 | 148960.301 | 164385.4383 | 151469.0692 | 182041.4718 | 156751.5961 | 178985.9736 | 145544.6711 | 143293.0309 | 164005.7319 | 161042.0447 | 192526.2046 | 178057.8037 | 172447.0878 | 136574.8477 | 161020.1172 | 161575.1295 | 148024.6245 | 143315.1533 | 131686.0393 | 147010.0964 | 184550.3105 | 142895.3224 | 141718.845 | 149957.0595 | 138843.6661 | 117665.5362 | 160472.4181 | 153725.1702 | 145556.395 | 150870.2039 | 122310.6076 | 183118.7967 | 157813.7404 | 176202.8885 | 170830.8086 | 180577.4846 | 177068.8021 | 170450.0143 | 170241.7206 | 132143.2013 | 142652.5136 | 163297.6206 | 171892.9737 | 183680.4842 | 159509.4889 | 147820.0849 | 116657.5635 | 143848.8643 | 150170.2232 | 177919.7065 | 147873.1087 | 152809.9311 | 153751.0661 | 162007.8045 | 175168.9622 | 149691.4145 | 128123.3705 | 154402.1411 | 132215.251 | 163419.7708 | 157416.9351 | 134583.2029 | 166972.4682 | 130909.3632 | 156438.361 | 181633.7026 | 140368.6609 | 164386.7063 | 130936.3534 | 130886.7563 | 157563.4054 | 164736.1824 | 151436.3553 | 119028.7207 | 164201.9095 | 174040.7834 | 143660.8697 | 149969.6843 | 170247.7046 | 169976.2541 | 155877.2434 | 158227.5359 | 163817.7543 | 123752.4768 | 160590.5207 | 146998.4267 | 148918.9418 | 158313.7444 | 165214.9139 | 139236.8212 | 141778.401 | 183392.1802 | 157914.9138 | 163973.1518 | 150851.4677 | 113806.8363 | 167504.2186 | 150741.6472 | 167593.7346 | 153462.4423 | 157655.4761 | 181510.3616 | 153422.1524 | 170042.1301 | 146716.2215 | 171767.9934 | 148481.143 | 134751.7969 | 151044.505 | 134402.0441 | 157914.4709 | 162751.0455 | 164388.4019 | 143150.7025 | 170117.399 | 168544.4267 | 184522.6673 | 165227.3532 | 151553.6962 | 161466.497 | 147012.4057 | 142747.3785 | 181633.001 | 123890.7251 | 182848.4991 | 162297.985 | 142183.0963 | 157064.5725 | 137811.4751 | 164956.6433 | 144590.9733 | 144506.0502 | 163789.9036 | 134529.067 | 137763.9053 | 176358.1114 | 163264.7033 | 161850.7965 | 183479.6335 | 161998.7451 | 147874.4943 | 148317.5678 | 158060.1479 | 136000.669 | 176695.5326 | 128042.5774 | 168569.1954 | 192253.5743 | 163538.7917 | 159470.9169 | 156808.387 | 139975.6286 | 143432.0193 | 136303.371 | 151028.8588 | 193267.1415 | 152642.1075 | 157448.9999 | 129261.8588 | 156623.8244 | 149996.159 | 157874.8981 | 160034.0546 | 158347.2185 | 135286.4951 | 153489.1081 | 162960.5523 | 190095.7952 | 177421.8643 | 136524.9208 | 160326.8268 | 163419.7925 | 149819.1788 | 137182.7999 | 120210.2214 | 165799.1301 | 137052.2504 | 161328.3598 | 166646.211 | 153746.155 | 161963.7292 | 121021.0827 | 158023.1361 | 169427.8816 | 132505.3943 | 156193.6712 | 129099.8761 | 149468.9623 | 122077.3303 | 153017.5107 | 140860.5145 | 162034.2047 | 135710.2103 | 165091.1428 | 181271.0588 | 159439.5523 | 138492.696 | 147254.8299 | 156786.8485 | 167472.3913 | 122896.5973 | 120942.6662 | 157532.8008 | 160553.4016 | 161956.4173 | 145302.2484 | 173758.2722 | 198072.6182 | 137574.4089 | 172559.3061 | 133885.5448 | 161126.4728 | 151682.5169 | 154738.5727 | 141657.5684 | 154792.3154 | 149044.6509 | 141856.6622 | 161065.9577 | 143096.6955 | 147737.3556 | 163620.5519 | 150265.7771 | 155426.4371 | 174878.2925 | 165671.7925 | 160667.5559 | 170160.5308 | 154833.1193 | 160522.4083 | 135982.36 | 157523.3019 | 146428.3714 | 150696.7713 | 157335.8632 | 151958.6712 | 171405.528 | 150300.6056 | 136806.8768 | 151653.933 | 157446.0288 | 114877.1843 | 158688.6849 | 140038.8908 | 157972.4604 | 159679.6376 | 158753.0138 | 150631.5348 | 182441.5162 | 165667.3584 | 161036.9279 | 173174.2327 | 162763.4075 | 134509.7809 | 149945.8803 | 153993.611 | 169430.6529 | 163111.0686 | 141197.9626 | 139902.3454 | 111026.2108 | 140339.7469 | 167537.77 | 188311.8928 | 154113.4162 | 139273.5832 | 157551.5643 | 165577.3511 | 155639.1226 | 149185.4497 | 178883.9061 | 159964.5384 | 133504.0546 | 144321.6656 | 157456.4446 | 164099.2231 | 166593.296 | 157164.3518 | 159561.6323 | 146704.966 | 132616.9129 | 143441.6463 | 156888.8224 | 169965.8589 | 157430.0699 | 140454.0327 | 139893.6931 | 152323.0848 | 156601.9831 | 150107.8532 | 151976.3894 | 175966.3339 | 162319.7202 | 164597.7481 | 134873.4058 | 150757.4614 | 163718.1263 | 174304.3641 | 145432.8569 | 146759.1632 | 133136.6914 | 139672.5171 | 149190.0432 | 152803.2808 | 153423.7795 | 177005.9725 | 160217.435 | 173252.435 | 141955.1669 | 139709.1676 | 168325.0858 | 145445.0761 | 191153.3971 | 153845.575 | 135159.7207 | 154236.9137 | 163109.6157 | 166495.9635 | 158382.2284 | 167352.6754 | 141127.9836 | 160261.1893 | 142619.0016 | 186640.0951 | 146141.7079 | 133925.5262 | 165904.5966 | 170006.1134 | 177658.7137 | 158816.0404 | 143847.3251 | 164612.8448 | 155307.4406 | 161810.1395 | 152378.1551 | 166501.8451 | 139911.3481 | 152926.5909 | 157510.1977 | 157715.4134 | 167360.1593 | 154102.5182 | 146549.5238 | 157439.2037 | 150264.461 | 137980.955 | 148537.1193 | 153874.9445 | 151461.4959 | 138450.0941 | 130885.4173 | 164725.2118 | 153443.81 | 159829.4224 | 142094.605 | 137019.7512 | 153218.9199 | 148892.6211 | 146229.7634 | 169655.6208 | 156602.4375 | 119463.4932 | 151689.3773 | 153006.336 | 146702.0612 | 176555.5719 | 150809.4212 | 145185.9546 | 147059.6398 | 126958.5443 | 135454.2536 | 178427.7232 | 170598.3257 | 145207.4482 | 146400.069 | 158534.6479 | 153516.428 | 132571.048 | 168229.3275 | 129324.7496 | 149455.65 | 154599.7022 | 151679.8916 | 167555.3238 | 163840.2734 | 155184.9661 | 156813.9423 | 139579.9667 | 177422.9301 | 139743.9568 | 168160.974 | 177449.6941 | 188206.0848 | 166946.314 | 156109.1346 | 162633.287 | 145278.3707 | 130446.8136 | 157640.3134 | 159551.9555 | 138533.7111 | 144543.2507 | 147855.1831 | 138037.3549 | 122006.718 | 168941.0062 | 137216.4635 | 165510.1261 | 177871.9283 | 182636.4935 | 147143.2149 | 156582.2884 | 164128.3214 | 168661.4068 | 152540.0474 | 145526.9166 | 157092.5793 | 171916.3845 | 114191.1244 | 170052.3172 | 142874.5439 | 145738.3825 | 153378.2693 | 148705.7672 | 164887.1817 | 150640.9673 | 194185.2856 | 164304.307 | 133391.9881 | 169567.7056 | 127708.1287 | 147882.2755 | 144768.3547 | 141343.433 | 140106.4301 | 141431.0937 | 148157.3148 | 153661.0381 | 154873.1373 | 130964.9268 | 146498.4097 | 164035.4578 | 122110.4237 | 154901.4302 | 150450.583 | 114742.0179 | 163493.9473 | 151233.702 | 153307.6845 | 146605.3212 | 147903.0492 | 174768.1756 | 151141.5183 | 157821.3775 | 170156.7891 | 178504.6208 | 167024.0662 | 136019.5039 | 179237.196 | 136049.807 | 132390.2541 | 154672.7599 | 144397.8898 | 144694.1778 | 130289.5668 | 150709.9601 | 165534.2402 | 165523.93 | 167213.2246 | 165698.8699 | 162558.8266 | 157085.9238 | 150258.3463 | 172335.8039 | 156750.9245 | 167441.993 | 139958.7654 | 130093.6971 | 145041.323 | 164599.4832 | 177630.9935 | 122043.1799 | 130620.7026 | 149239.5498 | 149964.1152 | 165546.2071 | 155605.0871 | 168864.5803 | 160070.9026 | 128147.6959 | 152605.2028 | 115358.2464 | 170051.3732 | 184515.2325 | 144002.9555 | 149665.6114 | 154612.3731 | 149671.7082 | 160205.3453 | 134385.8606 | 154926.7389 | 142952.9508 | 165147.3475 | 165102.105 | 157209.7264 | 166024.9054 | 147561.4347 | 162973.2817 | 142270.9419 | 143884.2106 | 156492.6607 | 166449.0785 | 152097.5328 | 188547.9228 | 176230.928 | 165997.6321 | 169936.8348 | 154604.8493 | 157587.1994 | 183046.1825 | 152572.4538 | 179686.334 | 143654.2565 | 165209.5567 | 143540.7996 | 156042.5293 | 148257.5054 | 141305.8359 | 168675.6907 | 167260.0753 | 130587.3423 | 161730.7771 | 172545.751 | 147689.9574 | 144910.4496 | 158970.5578 | 182277.3499 | 174730.9569 | 143750.9355 | 147016.4537 | 139773.665 | 141121.9492 | 129131.9296 | 162381.6817 | 153132.2197 | 123758.8228 | 133393.4889 | 126787.1314 | 178215.0598 | 155107.7977 | 139676.4881 | 145505.82 | 178060.0764 | 169499.9437 | 162813.2464 | 157142.5645 | 155322.5452 | 160081.6163 | 168287.646 | 150043.0044 | 124033.0293 | 172765.3173 | 168255.6573 | 171736.4952 | 169482.7191 | 148568.7071 | 165856.8293 | 119624.5023 | 185030.2984 | 160518.1953 | 128130.0924 | 155694.2962 | 162701.8095 | 137849.0938 | 147140.2482 | 172716.7864 | 154261.3198 | 153170.5577 | 157293.0066 | 173257.427 | 156435.285 | 153923.0428 | 167335.4495 | 147404.7259 | 160027.6037 | 145592.8134 | 142502.3036 | 132479.3831 | 141566.3016 | 165525.5062 | 127573.6571 | 163447.8659 | 157335.9402 | 150408.6051 | 175891.3861 | 139170.5214 | 151172.1901 | 149052.6886 | 167228.2918 | 146106.4425 | 156228.3806 | 147350.6237 | 145614.3134 | 167395.6673 | 112407.6971 | 176243.7206 | 124311.5433 | 173298.5031 | 148835.6128 | 169727.868 | 140021.118 | 137313.2336 | 156648.6795 | 137145.2696 | 174647.1995 | 159836.9193 | 147801.7484 | 165393.5927 | 174566.8815 | 172886.8748 | 167788.2853 | 142257.9806 | 143527.2259 | 139901.8291 | 176551.1456 | 167194.0109 | 149302.2405 | 148279.1775 | 163914.1073 | 121185.2149 | 158386.2039 | 159388.4423 | 160011.6731 | 152786.5362 | 169937.012 | 179732.7973 | 167326.9019 | 177287.8918 | 168283.7875 | 179637.0309 | 184192.1368 | 131103.1515 | 143145.2383 | 152551.3015 | 173236.3886 | 147143.1072 | 129656.2951 | 135372.4826 | 166268.3469 | 149996.4205 | 148141.3586 | 168008.9058 | 171220.1117 | 165778.2727 | 156527.2639 | 158915.8876 | 142150.0949 | 112259.0391 | 137888.6208 | 157794.7321 | 146832.8678 | 159000.9702 | 175742.7793 | 134591.8844 | 148789.8278 | 178180.0448 | 174710.3741 | 163917.4753 | 147709.3662 | 147056.1926 | 142264.2421 | 138507.9342 | 168749.3382 | 138492.5831 | 119372.9564 | 153986.7909 | 161351.5699 | 159470.204 | 147000.5096 | 131348.8427 | 171138.9222 | 127310.7294 | 138336.893 | 139380.4293 | 155422.1092 | 139446.9719 | 169522.0079 | 166218.1483 | 145102.5378 | 155061.8298 | 153215.3367 | 124172.2046 | 157636.4984 | 156308.3297 | 158811.4285 | 153044.8498 | 148513.9436 | 155640.9196 | 170262.6668 | 173395.1396 | 156536.7628 | 128375.8653 | 142891.6214 | 153283.8219 | 173826.2892 | 153778.845 | 156946.6715 | 124142.2301 | 163256.3289 | 194333.7056 | 142178.2089 | 191214.7741 | 147921.8745 | 178525.3541 | 169035.0137 | 164509.076 | 166128.5254 | 149131.8095 | 144346.7095 | 163117.7296 | 152824.8525 | 139401.3413 | 158758.9304 | 154450.3764 | 167074.8516 | 157668.9693 | 172486.4287 | 170777.0068 | 140471.7738 | 164769.7363 | 145243.7743 | 142736.5092 | 157500.1112 | 187766.1726 | 152636.1506 | 164596.431 | 169530.1631 | 134389.8414 | 166353.8463 | 135563.0198 | 163459.8874 | 159475.4088 | 157918.2611 | 140483.3702 | 150836.4219 | 142636.5267 | 156751.8815 | 139613.4767 | 161256.8408 | 155576.2886 | 170938.3065 | 126823.9769 | 149984.751 | 151800.3058 | 123368.2444 | 180160.5544 | 138287.1262 | 154681.2824 | 144851.0206 | 168763.3507 | 167740.857 | 139231.1251 | 173883.2282 | 150427.6371 | 171371.0313 | 136460.6114 | 170318.8998 | 158594.915 | 129586.0479 | 163518.0347 | 150164.9008 | 157957.4506 | 152079.4994 | 178724.4039 | 155839.145 | 158455.7682 | 182990.6175 | 165675.2513 | 174586.1878 | 168352.6884 | 160682.2317 | 144098.9015 | 166672.2245 | 136155.1441 | 172337.0413 | 162204.163 | 155981.4207 | 150197.8324 | 152246.4382 | 149636.8188 | 134124.0167 | 177527.2556 | 174077.409 | 123652.2201 | 153716.5625 | 160483.8587 | 148378.7149 | 187249.8373 | 164897.7033 | 159839.6314 | 159230.5925 | 146700.8361 | 152226.089 | 157170.307 | 168676.1681 | 145225.4844 | 131162.6785 | 153990.5252 | 181807.3287 | 146536.5933 | 133438.7992 | 156476.5957 | 165059.6224 | 163219.2103 | 151305.9717 | 145306.2121 | 133351.358 | 153899.4645 | 174673.6753 | 150561.7737 | 161115.6539 | 199488.6614 | 145017.0471 | 144811.6724 | 155130.9965 | 129759.1858 | 132292.6323 | 142521.3535 | 175587.9199 | 141773.1023 | 138235.2387 | 164089.3467 | 154286.7795 | 118714.6099 | 156514.3836 | 134247.6422 | 155294.7284 | 173286.6426 | 183322.7762 | 163110.3681 | 157615.3219 | 167460.4094 | 118523.6976 | 170827.0414 | 153573.6319 | 161120.7398 | 158168.3454 | 160876.9777 | 137472.6462 | 145308.696 | 136472.6414 | 163648.6357 | 149360.7701 | 150810.7117 | 156311.1951 | 141735.3123 | 135848.7946 | 143546.1643 | 150841.1809 | 151045.1865 | 178346.2889 | 165373.2778 | 167005.2186 | 194751.5653 | 172124.7781 | 142221.465 | 146778.7713 | 138495.221 | 186081.25 | 131509.0967 | 151448.0305 | 152264.2033 | 161951.0802 | 164510.9958 | 174903.3028 | 170400.1854 | 173562.3449 | 144648.2523 | 155323.583 | 154967.8225 | 145609.0859 | 144558.7867 | 167074.3046 | 177881.5639 | 176025.3835 | 169838.4674 | 157680.7232 | 114912.49 | 164179.5429 | 176152.0655 | 136527.9556 | 154516.6943 | 149626.3713 | 163459.6548 | 145171.7665 | 188176.3151 | 162415.3104 | 173238.5131 | 157513.316 | 167314.5788 | 123753.7362 | 142490.9659 | 159720.6465 | 131271.8053 | 152687.4515 | 153669.4489 | 129299.9715 | 133513.3325 | 141883.1139 | 159010.6055 | 145598.7808 | 128799.3463 | 172675.2176 | 133250.0978 | 137532.9061 | 165671.5401 | 137780.1416 | 162631.1084 | 155798.5235 | 136311.1455 | 142024.1161 | 142184.7079 | 149477.3466 | 166003.779 | 138042.1391 | 161960.1034 | 148015.6063 | 157333.5045 | 157179.9195 | 165866.9871 | 175768.2552 | 173831.2605 | 186056.4921 | 150532.1536 | 140048.0457 | 149115.9037 | 147356.9355 | 162036.9315 | 176795.6184 | 150950.5201 | 140892.801 | 150453.6321 | 164747.4332 | 140124.5783 | 141215.2236 | 138840.0776 | 163694.6195 | 160068.3731 | 154160.864 | 141209.8844 | 158918.1666 | 129036.1517 | 126326.874 | 160067.9688 | 163191.8282 | 174188.9299 | 168931.9474 | 167506.2219 | 144759.4748 | 174383.0532 | 131735.0877 | 153975.5625 | 169852.2241 | 143363.6936 | 130036.8273 | 142321.7234 | 158945.5052 | 179379.7025 | 138930.2544 | 154331.9046 | 177118.3999 | 144048.4003 | 161845.3452 | 165657.4837 | 136112.1443 | 181707.34 | 145907.5807 | 171035.3434 | 167234.6641 | 144379.6407 | 157908.9513 | 146311.3103 | 190237.2501 | 172784.7893 | 165138.9464 | 161466.0949 | 150900.7273 | 146535.3928 | 163113.866 | 166578.082 | 180469.5751 | 157822.299 | 143494.2175 | 142397.7463 | 165393.5967 | 117545.7662 | 143970.4946 | 128364.0691 | 143059.7807 | 146103.4925 | 191824.173 | 153684.2615 | 156362.1372 | 139316.0709 | 172213.7721 | 202824.8407 | 172990.9038 | 141047.0004 | 145844.4393 | 184408.4643 | 128812.0644 | 175707.8664 | 118700.3175 | 141620.5295 | 172844.3286 | 186032.3623 | 186344.1843 | 131647.6981 | 149525.0116 | 142461.8758 | 163746.0067 | 128340.3571 | 172700.9408 | 134680.6394 | 167995.8026 | 165653.4873 | 161506.7565 | 143017.0748 | 177062.9631 | 141859.8621 | 157609.0202 | 147432.4901 | 135602.8877 | 161276.6069 | 140629.473 | 159973.4525 | 157421.7265 | 135800.2032 | 131307.4535 | 137283.2691 | 127011.2393 | 125085.4192 | 169521.1455 | 151222.3485 | 172192.2833 | 167078.5245 | 170187.3332 | 153394.8962 | 142856.7509 | 176112.4484 | 131233.6722 | 159511.6886 | 153400.1782 | 159653.8817 | 146446.0012 | 143398.9109 | 151204.3514 | 169741.998 | 168253.0256 | 169278.1042 | 132725.8304 | 175713.1155 | 158416.9073 | 188352.2297 | 171923.3083 | 134374.7681 | 192394.8194 | 140161.8805 | 161774.6405 | 193791.9912 | 119484.4185 | 141599.3193 | 172062.5809 | 147836.4125 | 153458.5943 | 180250.4181 | 130316.8292 | 169412.5978 | 174366.0951 | 155051.0374 | 154352.3831 | 175410.7604 | 150919.1315 | 143692.0023 | 154799.9915 | 132911.5564 | 115030.2372 | 162575.5691 | 144340.076 | 167539.2307 | 154854.3857 | 162776.7737 | 194188.396 | 163765.0867 | 165855.9186 | 158512.9835 | 144590.5336 | 147183.7091 | 145488.8036 | 169480.8709 | 154702.8053 | 172743.787 | 148510.2758 | 151098.7167 | 160248.3795 | 138734.8745 | 164620.2497 | 148208.4644 | 126586.2903 | 143057.7494 | 158471.1582 | 169868.9691 | 141848.123 | 184570.1308 | 144642.5869 | 160638.9329 | 180739.3365 | 125704.1053 | 159765.0029 | 199521.9266 | 184148.4545 | 152721.1088 | 139978.4442 | 142374.3634 | 178497.321 | 142765.624 | 134225.3695 | 155285.9601 | 162132.6141 | 165776.1853 | 175143.4469 | 165061.0587 | 144714.1768 | 142274.6608 | 157419.9872 | 185235.2122 | 165771.3427 | 154711.296 | 149375.6472 | 146315.6905 | 144213.491 | 163028.4592 | 141310.1061 | 146954.7638 | 165685.4052 | 156448.3722 | 158276.9562 | 164566.0702 | 145419.6385 | 159304.8106 | 144958.6513 | 161059.7341 | 176054.6668 | 135271.5765 | 148356.3655 | 192153.4077 | 164815.9474 | 158136.9419 | 170903.3585 | 171455.9619 | 160123.1301 | 140604.7487 | 128794.1944 | 146367.2565 | 142439.3953 | 150088.3624 | 168224.4599 | 142659.9771 | 164570.9066 | 135099.6141 | 148458.0547 | 167768.3272 | 139522.9471 | 170416.59 | 157214.7375 | 172036.571 | 180707.1789 | 153242.4983 | 152705.2541 | 160492.4788 | 157036.3468 | 154303.3417 | 172149.6536 | 164110.9591 | 138859.5265 | 170616.3047 | 143094.0213 | 161949.1722 | 156977.4759 | 143096.2792 | 158571.2511 | 172603.1818 | 159460.7031 | 152739.9988 | 144440.3181 | 129282.0303 | 129064.1104 | 177868.1127 | 142697.7918 | 158783.5962 | 160734.4797 | 159449.7194 | 140510.0345 | 147603.4706 | 172829.3546 | 149700.4312 | 165474.7721 | 162224.325 | 136093.1736 | 155121.2587 | 177120.0692 | 184139.0084 | 163522.6434 | 173197.6733 | 170798.1216 | 152062.3349 | 167196.0606 | 139602.7798 | 159961.5068 | 145356.2097 | 191437.4637 | 159293.541 | 161275.3955 | 163283.3857 | 171415.0089 | 137638.397 | 152726.4474 | 149522.3595 | 149489.9232 | 143047.472 | 148194.3683 | 168558.2661 | 156409.6025 | 171642.1559 | 178504.8978 | 165783.6655 | 141893.684 | 171132.6743 | 165239.6244 | 147806.5287 | 161558.0686 | 109004.6359 | 144253.2279 | 160486.7325 | 151391.8923 | 182478.5731 | 141387.8806 | 107804.176 | 128866.4939 | 147958.5341 | 141050.1515 | 131536.8019 | 137387.739 | 149284.898 | 166495.0091 | 161193.7611 | 161055.2269 | 170020.2192 | 144732.3216 | 142290.5449 | 152541.9051 | 171567.4239 | 138110.8908 | 139018.3048 | 144544.3081 | 141405.6515 | 186026.9156 | 140719.9747 | 160051.6981 | 135500.5208 | 160081.1111 | 195102.2467 | 144971.4333 | 158759.308 | 157658.9865 | 155847.8093 | 152738.2796 | 191863.673 | 170704.1216 | 135800.7048 | 181282.2277 | 147195.153 | 169817.6233 | 140077.3638 | 138550.5865 | 159322.2622 | 158858.2935 | 166848.8728 | 156344.1398 | 146951.0397 | 153642.472 | 147600.4003 | 153940.8427 | 156095.2801 | 201226.3752 | 172562.512 | 149925.5865 | 173104.1716 | 150738.1052 | 156092.785 | 166833.8763 | 165634.0747 | 142295.8883 | 127019.0008 | 150389.0595 | 163391.4464 | 142377.9192 | 162257.6624 | 158547.5535 | 121826.3957 | 129368.5542 | 150009.8463 | 131137.224 | 133266.4182 | 144681.5813 | 156839.6679 | 132843.668 | 156670.0885 | 150278.7649 | 157734.4203 | 170998.4977 | 136983.9513 | 182094.956 | 148173.7042 | 161799.339 | 172068.2508 | 173776.9802 | 169350.8113 | 171083.7621 | 167702.3571 | 130490.5688 | 158125.2256 | 161942.9398 | 155846.6561 | 140609.8145 | 166291.2791 | 131576.6166 | 156963.6798 | 160326.9572 | 136479.4619 | 158697.2387 | 145772.5383 | 117857.5161 | 149335.5359 | 177959.1856 | 146618.6069 | 172499.6903 | 166339.0058 | 140625.7171 | 136458.0686 | 136977.913 | 154346.321 | 159780.0222 | 140099.8679 | 164627.7944 | 172876.4345 | 165252.4485 | 170168.5673 | 169606.1415 | 165687.934 | 168246.4972 | 167663.5624 | 143615.0902 | 127835.2124 | 156731.835 | 167028.1312 | 166073.072 | 140232.0592 | 161027.65 | 159282.8525 | 134085.4899 | 179559.554 | 133594.5242 | 140357.337 | 165482.8292 | 150109.5582 | 155479.5756 | 169663.4957 | 125071.2619 | 147116.8275 | 164887.2055 | 150320.0599 | 153137.5579 | 139789.5757 | 144999.3665 | 164132.0271 | 153322.8779 | 154346.3586 | 145288.0039 | 167425.6426 | 155475.329 | 156254.1578 | 131840.6948 | 141528.0333 | 174685.5903 | 141576.7773 | 161805.6587 | 160587.2305 | 178610.5228 | 145521.2459 | 172640.2375 | 150730.9376 | 129187.9105 | 147379.2973 | 149044.6228 | 175237.7836 | 150420.7599 | 181215.3967 | 187946.159 | 148182.2706 | 178369.7189 | 153082.3673 | 161324.8632 | 130185.5027 | 133026.5813 | 167560.9467 | 142913.7284 | 170424.2696 | 161938.2571 | 153766.7149 | 151928.4032 | 147410.1248 | 163454.5405 | 144145.7876 | 175296.0646 | 144766.6458 | 161058.1091 | 156145.508 | 135278.5993 | 150341.8701 | 137782.8579 | 164851.1285 | 185229.9908 | 148844.3892 | 182345.0192 | 140521.8205 | 134909.8106 | 128495.1801 | 147361.7763 | 132001.0331 | 160880.9315 | 143881.8076 | 152989.8327 | 158157.5897 | 169815.9528 | 179668.5599 | 151734.6583 | 144417.9138 | 147223.4776 | 153473.2709 | 154456.6015 | 148030.7204 | 148230.3359 | 144738.2727 | 161135.512 | 182815.521 | 162434.4618 | 149169.5942 | 142603.0889 | 136022.7412 | 163925.7376 | 177275.5704 | 133571.2356 | 144042.9512 | 152534.3957 | 146762.937 | 153266.4609 | 151516.478 | 163699.6308 | 162290.0194 | 137236.0874 | 137578.7917 | 156601.3791 | 141538.158 | 157010.1878 | 163217.9402 | 142413.9225 | 162426.7962 | 153922.3902 | 152027.9974 | 142801.7529 | 135996.5331 | 149941.1478 | 146053.2376 | 137923.0451 | 191556.8967 | 168352.7379 | 141455.3508 | 161000.1818 | 171544.4939 | 147319.3501 | 169270.461 | 153344.7724 | 138408.7668 | 162500.8345 | 152910.8883 | 156915.1788 | 140267.8683 | 132216.0159 | 171744.2612 | 153952.0519 | 153663.2903 | 164527.0154 | 150638.4471 | 136092.1038 | 158011.417 | 150731.2672 | 185287.6283 | 175230.6446 | 154967.4561 | 145410.767 | 132928.0982 | 151618.3437 | 142889.4009 | 162027.4255 | 149643.237 | 174665.7924 | 125450.853 | 158294.3955 | 152832.4503 | 162135.7393 | 156363.0947 | 148659.7946 | 158087.6094 | 157989.3714 | 159853.6224 | 139416.6491 | 169915.3699 | 146480.6087 | 135358.9681 | 149622.9964 | 134259.0242 | 137666.4772 | 160020.1615 | 141175.2887 | 161428.1454 | 109337.0769 | 150239.8371 | 131571.4585 | 152909.8593 | 185964.7765 | 159959.5488 | 167795.7142 | 157747.2187 | 146381.2525 | 134624.3097 | 163652.063 | 161616.7772 | 165583.7904 | 161569.2473 | 140299.2077 | 156479.209 | 154369.6601 | 143483.9249 | 166851.5065 | 151511.3194 | 160683.2017 | 158143.4981 | 154202.5136 | 144916.457 | 145339.0641 | 151999.3939 | 147437.6038 | 109382.6952 | 152963.1374 | 146221.7449 | 161341.8863 | 131335.4726 | 125267.712 | 155829.7015 | 147946.4704 | 182269.2027 | 179553.3331 | 147746.0736 | 154669.414 | 153026.2354 | 162797.0831 | 156683.1949 | 144219.8348 | 141447.9352 | 150787.2285 | 183194.611 | 149413.0889 | 186533.5153 | 156874.7398 | 154825.1944 | 151217.7967 | 163732.3472 | 162016.3277 | 162069.5889 | 174376.1349 | 149358.588 | 169089.0753 | 146157.6202 | 168393.0474 | 170727.9184 | 142342.4152 | 175371.903 | 126747.7328 | 136422.1945 | 163530.5798 | 162891.494 | 155383.5813 | 149376.9278 | 163690.9728 | 171558.0162 | 142579.1255 | 161628.8145 | 174596.5881 | 129267.4351 | 148859.591 | 164583.8027 | 154214.0264 | 186176.2472 | 147934.1881 | 196730.0054 | 160807.472 | 142937.5488 | 150129.902 | 129345.0316 | 157652.8469 | 153998.7459 | 151982.0684 | 138431.9102 | 163686.2578 | 152636.7827 | 148961.9569 | 151555.014 | 125256.0973 | 174654.981 | 142971.0754 | 166867.806 | 191003.7124 | 159016.2598 | 134223.1827 | 162929.4196 | 147209.2463 | 162252.8786 | 128131.8442 | 164682.6532 | 129607.3623 | 142495.8561 | 159012.0441 | 170142.1544 | 139247.418 | 173999.7238 | 169437.0219 | 159999.9953 | 147413.3284 | 126318.9726 | 169302.9888 | 153266.5246 | 163408.1291 | 151536.2995 | 144599.2829 | 157933.4304 | 172967.486 | 131680.6833 | 141859.397 | 146121.3605 | 150992.6372 | 143715.1668 | 152690.368 | 186765.5059 | 145113.911 | 143656.8165 | 159388.5532 | 190502.9082 | 146111.3083 | 163216.8852 | 147662.7391 | 135844.6844 | 150065.0611 | 143389.1908 | 145755.0555 | 142152.762 | 145787.8819 | 137038.6071 | 139567.8624 | 120837.4364 | 155632.4644 | 120107.8906 | 183567.0522 | 165169.4593 | 163006.6839 | 150273.9959 | 133884.5991 | 153575.6339 | 166518.8901 | 159708.2016 | 167079.349 | 147887.3369 | 178843.1002 | 183835.1444 | 142222.8339 | 148389.4957 | 171801.4893 | 162054.0615 | 144246.4249 | 140249.9634 | 137774.5163 | 152833.5245 | 171543.9047 | 138554.3441 | 130269.0435 | 159491.0886 | 182792.0505 | 131345.9885 | 130023.8375 | 148266.9943 | 167652.4228 | 162321.0818 | 154786.6487 | 131919.0173 | 144685.2615 | 142508.3021 | 186517.4773 | 182697.7176 | 148600.8855 | 139585.146 | 163037.1076 | 151446.9257 | 164142.1706 | 171725.8761 | 191331.8187 | 138421.1172 | 168976.1998 | 133008.4567 | 149536.7576 | 159856.9197 | 150986.1587 | 171787.9972 | 146423.0783 | 163217.0584 | 154347.8325 | 164252.377 | 161513.1121 | 153456.7958 | 173337.1271 | 158135.2043 | 132345.1868 | 139742.044 | 132514.8538 | 136284.9796 | 146587.8257 | 125915.72 | 132334.3254 | 166460.3859 | 157564.6708 | 131995.05 | 200283.0309 | 144677.0019 | 177811.6801 | 162276.1762 | 146287.852 | 156555.9035 | 148837.301 | 145409.4771 | 161350.4492 | 138527.3715 | 167404.2021 | 141255.3505 | 145633.0353 | 158971.6499 | 153614.8248 | 176543.5 | 144627.9546 | 133627.1288 | 133632.9642 | 153080.6791 | 142840.3997 | 160209.3365 | 160705.4848 | 151232.2386 | 154962.2609 | 171753.5448 | 174761.4009 | 143506.6033 | 140799.0744 | 156905.2575 | 140129.7422 | 172064.1573 | 109725.6559 | 146017.7754 | 188846.654 | 172835.0465 | 146765.3736 | 138826.5232 | 155022.8382 | 168577.7356 | 137081.6587 | 154043.4982 | 166179.9133 | 151150.6369 | 185248.9829 | 176536.3831 | 139252.2471 | 142781.6614 | 158537.1139 | 154119.5284 | 129319.9305 | 130600.1038 | 134914.8189 | 140338.1303 | 155442.4652 | 155589.8562 | 138351.8126 | 169413.2691 | 145390.8739 | 147755.6594 | 152434.3329 | 163584.2282 | 161120.838 | 189963.9013 | 176266.6777 | 141954.7533 | 153458.0006 | 177466.3843 | 128227.1796 | 136430.6135 | 143989.7138 | 165248.5191 | 138227.1611 | 167675.0009 | 138059.0107 | 147414.3089 | 169098.4864 | 156468.6146 | 160111.414 | 162253.2974 | 170863.6875 | 166653.1513 | 187147.969 | 162125.0953 | 150472.0357 | 131954.8164 | 156274.557 | 142623.8369 | 149512.7458 | 157116.6469 | 139166.3913 | 132851.6857 | 149218.2163 | 161746.4147 | 140461.3627 | 124087.1617 | 148372.0437 | 141341.5774 | 120342.2762 | 146786.8213 | 145691.2711 | 125426.7053 | 143907.8505 | 139576.4334 | 134898.3257 | 131031.4446 | 191734.241 | 166564.2904 | 165345.2715 | 164130.7312 | 147848.0168 | 145200.6957 | 98555.228 | 154839.0621 | 158329.2673 | 159881.5721 | 151111.395 | 128126.2979 | 168513.0601 | 145042.1554 | 167344.8917 | 145916.3695 | 166960.8322 | 159053.1503 | 140306.1487 | 173518.7068 | 151468.4056 | 145475.923 | 147401.7972 | 127228.3317 | 182140.9471 | 166220.7128 | 143429.9919 | 134752.1595 | 142043.5553 | 155983.2885 | 154407.6164 | 155842.7159 | 139676.7172 | 131531.9142 | 168840.9084 | 163025.0692 | 146865.7618 | 188571.1179 | 169129.1343 | 135013.455 | 162065.9745 | 158835.8904 | 148340.1338 | 151129.4881 | 155063.8227 | 138716.6636 | 146009.7175 | 183799.6256 | 142043.7234 | 145591.4346 | 153604.1552 | 151779.824 | 136106.6642 | 141788.052 | 172190.8226 | 176981.1472 | 156220.2987 | 181214.584 | 167842.9379 | 137547.8403 | 154975.5943 | 174915.1751 | 128108.8827 | 116126.0786 | 160997.6254 | 134344.4525 | 171929.0219 | 164870.4871 | 157839.177 | 170517.1057 | 169681.7212 | 162965.4928 | 151024.6513 | 159415.22 | 163998.8131 | 152002.7576 | 151466.2737 | 149411.9763 | 126791.4403 | 160350.5503 | 145349.8805 | 151570.2141 | 145888.6195 | 147893.7972 | 174531.383 | 161012.203 | 159406.5172 | 153868.8257 | 134169.9674 | 123962.7083 | 142938.5273 | 158954.7711 | 144872.0669 | 182972.3908 | 150142.0305 | 143851.0448 | 159033.0112 | 167837.8414 | 132049.6143 | 161663.4204 | 160271.2139 | 167557.9483 | 173058.2469 | 164572.249 | 157183.5714 | 174942.2095 | 183718.897 | 150005.5205 | 161695.6486 | 149592.3905 | 164749.5765 | 189168.7737 | 135108.8858 | 128893.0989 | 163533.4822 | 160675.5248 | 173900.1705 | 171412.8409 | 160330.2732 | 132860.9513 | 161547.1515 | 161221.4207 | 189297.9029 | 149287.7585 | 155695.9434 | 185278.8761 | 168028.639 | 143207.6915 | 128942.4821 | 163778.9248 | 137606.7472 | 168517.5544 | 177282.7479 | 182013.7858 | 154898.8848 | 142116.6752 | 144422.5136 | 130408.2429 | 146947.5776 | 164042.9275 | 143074.7666 | 146993.7451 | 165011.8508 | 135706.2475 | 152358.0172 | 178971.5148 | 133269.1331 | 119074.1353 | 177182.092 | 147285.7378 | 124929.1432 | 149714.5587 | 162985.7225 | 174543.9183 | 149238.8685 | 137468.3599 | 164552.8121 | 143486.3495 | 146216.3794 | 157694.2958 | 178054.3936 | 167343.1694 | 143426.8932 | 131870.9997 | 156186.3899 | 120214.3022 | 172710.0481 | 162737.9992 | 163421.8045 | 137484.809 | 160816.0498 | 147701.0848 | 143636.0134 | 147612.0782 | 159731.4514 | 163786.5747 | 177224.2787 | 177722.585 | 161840.7291 | 138441.3024 | 136189.9568 | 122432.0932 | 138746.5257 | 174579.6445 | 143871.6577 | 156388.1574 | 154425.392 | 133680.3442 | 165706.6873 | 131576.4649 | 166817.2426 | 114074.8932 | 153843.6979 | 162313.1696 | 139633.8977 | 143819.787 | 128083.6405 | 160344.3467 | 159338.9815 | 151152.5293 | 155714.5716 | 130067.513 | 170401.81 | 144965.3743 | 151145.0846 | 155418.8007 | 138928.7927 | 145540.7413 | 149465.0552 | 152009.276 | 151166.7577 | 144426.7454 | 155859.5432 | 152567.051 | 150977.9558 | 153571.3963 | 189759.1823 | 156651.3472 | 154925.6267 | 171307.2161 | 161698.494 | 146325.3091 | 153029.2569 | 159549.1693 | 150800.5849 | 157167.6689 | 178606.4926 | 162070.6251 | 150295.7923 | 133538.3578 | 132772.9856 | 162330.856 | 170162.6463 | 153061.5465 | 129748.6728 | 167756.8558 | 171659.7953 | 139694.2401 | 148723.382 | 176325.2166 | 144132.9754 | 129754.7264 | 154970.149 | 147904.4621 | 130408.1293 | 135281.8783 | 157588.1387 | 145900.3348 | 122671.3443 | 155551.0068 | 150577.0586 | 180403.8289 | 148232.6616 | 163473.307 | 157437.0416 | 126535.9727 | 148927.2477 | 154846.1802 | 171875.1902 | 143066.366 | 167003.5837 | 159665.2033 | 102925.2165 | 143755.1726 | 158071.1661 | 145471.4296 | 144288.6533 | 167628.1821 | 165737.4904 | 142648.4624 | 158775.1646 | 172634.7674 | 152049.9805 | 156647.1195 | 128466.8969 | 135874.6525 | 164723.6008 | 147971.1816 | 167984.4183 | 159934.2236 | 160416.875 | 149893.5281 | 164164.0605 | 150389.5144 | 161095.531 | 185126.2032 | 164326.2391 | 195887.2728 | 145003.7333 | 165030.8506 | 131332.4022 | 168646.0668 | 156923.1534 | 151074.0593 | 152752.2587 | 155424.2173 | 151939.0922 | 156498.7885 | 158552.644 | 149323.8971 | 177521.0008 | 152997.3113 | 154304.8409 | 131017.8119 | 149222.784 | 173017.5335 | 129563.8849 | 157919.0939 | 132567.2367 | 172938.4227 | 149761.5731 | 184182.5475 | 160983.2564 | 166623.2861 | 158859.156 | 157180.8536 | 143002.6641 | 133801.626 | 164327.5085 | 155091.7757 | 139315.8937 | 162017.2465 | 157010.4127 | 151339.9192 | 143134.5098 | 139737.7414 | 170718.476 | 160770.3241 | 193670.7738 | 165211.5017 | 161856.104 | 185517.8635 | 155969.0168 | 138676.1183 | 174606.0712 | 155579.5023 | 156096.4509 | 158918.4251 | 127166.0337 | 156816.7074 | 148560.4636 | 154012.9175 | 144387.4135 | 131177.2399 | 144423.1585 | 144119.8862 | 169908.9668 | 163069.2164 | 142834.0238 | 163140.5459 | 148887.846 | 140603.7006 | 133035.1142 | 190746.9643 | 95709.487 | 157895.8478 | 149689.3267 | 139981.6566 | 121365.2302 | 158364.3429 | 163895.5953 | 186206.7452 | 160904.549 | 146904.1889 | 176386.1589 | 167225.4667 | 141579.027 | 157004.701 | 158517.8213 | 173427.7693 | 132858.1684 | 139493.832 | 135194.3568 | 149858.5128 | 159881.3383 | 168803.35 | 161484.3803 | 143045.8971 | 153436.1963 | 154973.0777 | 167054.2016 | 163267.957 | 171666.6989 | 143499.0721 | 132042.0328 | 162981.5269 | 160061.1621 | 153426.981 | 159343.0731 | 151779.8353 | 132325.2316 | 140476.564 | 158519.8863 | 141025.0758 | 168769.6876 | 128909.4034 | 155168.2316 | 163124.0152 | 144715.1705 | 126633.1075 | 151862.3947 | 149356.7511 | 145528.4861 | 158847.9682 | 146604.0479 | 170427.1432 | 167680.979 | 154373.1451 | 162893.804 | 159573.0423 | 171562.5466 | 129667.636 | 164923.6668 | 159139.2001 | 148348.0567 | 128767.4741 | 164237.0682 | 135562.6059 | 160102.8411 | 146567.379 | 165879.3814 | 168300.7198 | 156994.5159 | 127290.21 | 166804.7916 | 141772.4505 | 139479.8364 | 154243.5664 | 157047.9887 | 180082.0916 | 162582.1977 | 169823.6424 | 136438.2356 | 155781.7307 | 157050.6308 | 165046.2599 | 149369.4658 | 160571.6522 | 182219.1069 | 141099.948 | 175409.8691 | 141927.6591 | 141684.7971 | 128227.5428 | 176351.8258 | 158038.897 | 178888.4977 | 145186.1092 | 153669.6728 | 150455.7824 | 144899.9578 | 127990.6117 | 138426.1718 | 173277.4703 | 185038.5133 | 171870.8668 | 148229.3207 | 140418.3476 | 147718.861 | 150102.338 | 156556.896 | 150784.4708 | 156963.5282 | 138414.858 | 174258.869 | 140737.3102 | 164926.6622 | 137288.3806 | 127826.6424 | 122459.2506 | 162510.6214 | 152103.1442 | 124295.3973 | 153347.1935 | 168282.5086 | 161163.2022 | 150726.5107 | 135788.1761 | 162976.5326 | 158763.1796 | 134987.5283 | 153134.937 | 133393.5941 | 137630.8101 | 175988.7388 | 146489.505 | 111444.3135 | 181502.9518 | 140493.8471 | 175024.6552 | 134631.3187 | 150988.3931 | 146297.8039 | 155520.8132 | 149103.5767 | 174775.6804 | 163512.2255 | 151530.4588 | 167224.1465 | 172155.8363 | 158230.1178 | 131842.9086 | 152000.299 | 175332.3462 | 147336.9583 | 142043.9228 | 147537.6558 | 150352.0093 | 137800.0982 | 139437.5767 | 138614.0125 | 154616.5737 | 161855.1916 | 140859.3457 | 162514.222 | 150422.4999 | 154517.5558 | 168760.6837 | 188811.2721 | 147560.7403 | 184880.8614 | 168518.5986 | 138319.3195 | 155527.3196 | 176484.8171 | 175917.7995 | 154745.7708 | 122910.8435 | 174552.6174 | 156651.8653 | 159933.3598 | 139742.3833 | 166773.5642 | 162950.6114 | 143602.6398 | 129914.6793 | 171609.764 | 140108.8573 | 156739.5006 | 119175.4666 | 155452.3047 | 161781.3076 | 134086.6627 | 177465.833 | 152236.617 | 132159.6442 | 163592.0428 | 141109.7077 | 133038.456 | 161437.2904 | 145339.1813 | 162932.4565 | 133164.9506 | 146992.2438 | 169054.5977 | 170746.863 | 146791.7371 | 160075.1758 | 132199.7756 | 147901.6889 | 168092.109 | 135339.8696 | 177133.3562 | 157721.8125 | 143990.6025 | 144172.5118 | 128039.9612 | 160913.0392 | 150892.4961 | 153895.5969 | 162568.5201 | 142353.6738 | 177493.358 | 162086.8619 | 170493.9139 | 146751.3138 | 165080.8509 | 164825.4846 | 137757.4175 | 150610.4466 | 135174.4525 | 159646.7944 | 152604.4882 | 136974.1806 | 148976.1821 | 134562.7767 | 146701.8422 | 140651.5583 | 166657.5607 | 137044.8647 | 143086.4217 | 131544.5014 | 174425.3954 | 146305.5501 | 175454.7747 | 153812.9235 | 186454.1991 | 151881.4355 | 164842.3243 | 126292.0133 | 175694.5022 | 166600.8811 | 158962.7266 | 184457.3284 | 124827.5179 | 156131.3486 | 189991.9798 | 154482.5792 | 152199.656 | 141781.7722 | 180946.0135 | 137945.0439 | 137918.6824 | 157661.5636 | 159482.6572 | 138501.4256 | 127085.49 | 151783.7719 | 146938.5272 | 148475.6888 | 154482.2111 | 168101.6014 | 135839.1189 | 174171.0076 | 141775.5734 | 149484.4859 | 143157.5934 | 145652.2425 | 154147.5479 | 151806.6913 | 127177.9135 | 151601.5195 | 146991.7076 | 149699.1795 | 155561.9171 | 162244.0101 | 155098.8692 | 158882.8651 | 140872.5014 | 121291.5901 | 160534.7022 | 150517.3921 | 164189.8025 | 141842.8469 | 174013.7896 | 178471.7024 | 148548.1578 | 136476.5201 | 122281.821 | 150391.2523 | 174880.0268 | 157903.4218 | 154256.3804 | 139342.799 | 122641.717 | 175189.3764 | 167132.8825 | 140964.5037 | 151002.2527 | 132551.0546 | 158413.0691 | 154692.5896 | 148001.3653 | 167934.1551 | 159705.5811 | 159275.7434 | 166918.4161 | 194965.0568 | 146586.0903 | 152442.8234 | 152538.7557 | 158003.7572 | 115598.4296 | 159048.5034 | 166008.9636 | 168356.5648 | 157218.3175 | 134042.4429 | 150481.8029 | 152273.4101 | 166092.3179 | 150223.4247 | 144192.2101 | 167985.5951 | 145450.3292 | 157128.3522 | 168753.9106 | 154511.5349 | 138181.7457 | 195093.7016 | 139379.0111 | 137907.7483 | 150208.2139 | 103745.2962 | 147699.8779 | 179900.4203 | 183555.7573 | 130920.0957 | 159847.422 | 165314.8172 | 137936.6098 | 156196.9211 | 162819.7103 | 161157.9558 | 178990.1651 | 161165.164 | 154485.1755 | 133455.1602 | 159844.7792 | 153145.8037 | 147129.9608 | 173941.4863 | 136613.3696 | 161203.4644 | 190020.5116 | 172576.8344 | 169828.7686 | 136178.3671 | 149023.5991 | 167074.9183 | 145877.8468 | 148413.2362 | 147303.0064 | 137788.1766 | 166482.5674 | 121841.8409 | 146817.0139 | 141554.0115 | 135220.138 | 140116.0688 | 145574.0887 | 147035.854 | 140647.0076 | 165633.1494 | 171462.5738 | 186398.5165 | 157994.7953 | 160267.4876 | 146114.4668 | 172421.4468 | 181743.3297 | 149787.5377 | 183251.6903 | 150797.9616 | 163226.6499 | 153534.5791 | 145473.9308 | 141475.1454 | 132109.6383 | 166636.988 | 157787.2108 | 124114.3806 | 163258.3436 | 147635.6647 | 168433.3413 | 159928.9618 | 152721.396 | 162024.8501 | 132291.1079 | 136570.5699 | 177608.7135 | 139743.7196 | 133720.7419 | 139798.1277 | 161878.2282 | 163640.7715 | 183314.3563 | 147049.5533 | 130126.0941 | 160399.4738 | 142773.875 | 149953.2472 | 170504.2862 | 174843.1993 | 162913.9091 | 167322.292 | 163444.7558 | 167221.0197 | 174260.4516 | 186566.9664 | 151693.6923 | 175889.9607 | 151754.5792 | 153786.4061 | 157605.126 | 157207.3559 | 165912.9752 | 145602.7158 | 167572.1589 | 140445.028 | 156167.8433 | 173339.2732 | 135252.8373 | 139782.6724 | 133409.9062 | 164320.102 | 155163.6254 | 143336.2417 | 132163.7163 | 151188.3472 | 144375.3406 | 171898.8319 | 145640.2656 | 171824.5271 | 146127.2459 | 140897.9746 | 149750.2777 | 150689.6902 | 176467.9213 | 141416.9026 | 151293.6993 | 178510.4262 | 167500.9589 | 134826.2301 | 153877.4432 | 166854.8061 | 137834.0918 | 143726.9491 | 154823.4381 | 148852.2294 | 163364.6011 | 150507.0164 | 161822.6208 | 176927.9134 | 149252.8097 | 172416.6619 | 156603.2222 | 172519.1576 | 154843.3618 | 154841.8209 | 150216.9412 | 186780.7044 | 138600.2888 | 156280.7169 | 155486.0309 | 138020.3277 | 166384.8054 | 138073.4094 | 149463.1085 | 167400.9422 | 144401.2524 | 166599.1244 | 135813.7452 | 163823.9813 | 173360.2786 | 146634.0227 | 137119.0797 | 159461.1023 | 154023.5746 | 163893.5897 | 154494.149 | 167499.7988 | 167495.7138 | 161889.5181 | 176352.2467 | 155032.2661 | 145793.5472 | 166745.7649 | 157070.6874 | 151072.6874 | 160405.1471 | 167568.2663 | 150943.3157 | 164804.5019 | 155249.032 | 160244.6521 | 157373.0386 | 154297.6624 | 137784.0127 | 129009.5825 | 164305.1554 | 146154.6391 | 140184.3886 | 183305.1337 | 157402.6241 | 144327.0999 | 160234.8975 | 154712.3891 | 166449.8384 | 168680.9765 | 165510.1249 | 122262.2176 | 139938.0509 | 139801.0995 | 152060.3924 | 170409.2748 | 154175.3422 | 135827.5481 | 142951.2401 | 147258.2928 | 162508.1824 | 173263.4739 | 150993.1672 | 157618.9018 | 144137.2366 | 154257.8152 | 159583.7445 | 141845.4367 | 135405.2138 | 153562.8293 | 152541.0439 | 143662.9574 | 134743.0559 | 161646.1242 | 166080.3199 | 148064.8377 | 147736.1979 | 137591.1358 | 181088.1054 | 164290.5471 | 161605.9075 | 139162.462 | 153972.9974 | 144759.023 | 147325.7506 | 150494.8286 | 165750.0417 | 170247.7045 | 156973.2666 | 162765.052 | 161606.4935 | 147861.9847 | 152169.8179 | 170840.3656 | 166217.8951 | 110806.2089 | 156516.3952 | 142601.5205 | 169361.6312 | 194401.8186 | 159996.0975 | 133277.86 | 162814.7572 | 156229.3002 | 143611.0703 | 180116.8407 | 136052.6652 | 155253.4391 | 167702.8574 | 168459.7836 | 140262.5018 | 143583.8358 | 169804.402 | 162766.4715 | 124578.4199 | 175696.3105 | 160479.5303 | 167572.7788 | 129592.9157 | 131592.1046 | 133664.7006 | 141032.6915 | 143094.4283 | 177497.9164 | 133781.5385 | 164857.379 | 134201.9795 | 157368.3186 | 175804.4439 | 158799.1841 | 155625.734 | 144445.3172 | 135952.7391 | 149374.1973 | 157228.3115 | 176653.7562 | 179408.5898 | 164043.0058 | 141146.8197 | 174185.4156 | 144763.252 | 163882.1688 | 166742.0733 | 130470.6961 | 142420.5577 | 117794.2167 | 138495.5564 | 144881.0325 | 127239.6963 | 147843.743 | 153335.4611 | 145370.135 | 146951.0938 | 139896.1491 | 140053.5154 | 148635.8899 | 160586.449 | 179074.9288 | 168944.8508 | 161254.1588 | 132179.3496 | 130973.6123 | 172331.246 | 131747.7667 | 179615.6448 | 177697.7008 | 173800.9943 | 148058.6569 | 178002.0935 | 160243.3147 | 139614.0491 | 172437.9932 | 193296.0299 | 177112.7246 | 140863.4973 | 167669.6059 | 125425.4815 | 150183.2858 | 145238.3584 | 178410.5286 | 143229.8958 | 157514.9852 | 133528.5853 | 143635.0184 | 143775.1307 | 150366.1609 | 159701.4904 | 120819.4859 | 138022.2356 | 197761.4861 | 165503.3687 | 140330.9828 | 163526.8882 | 146528.119 | 147288.7349 | 164196.0729 | 145531.1833 | 170752.0596 | 136283.9505 | 153689.1814 | 156894.855 | 152796.6348 | 149612.6688 | 158011.1624 | 149169.2335 | 165385.4585 | 149229.9598 | 144113.7148 | 140428.2086 | 159400.2175 | 170139.6811 | 164447.1046 | 147680.4101 | 181580.5848 | 166738.8063 | 156952.3528 | 181522.2359 | 127026.3682 | 173515.4433 | 129741.0819 | 128558.6398 | 131759.7654 | 155856.0304 | 173749.7142 | 137102.3873 | 166191.2437 | 137610.0041 | 143147.4891 | 190451.3527 | 154177.5626 | 153974.5266 | 164048.6569 | 124919.2548 | 142603.8903 | 145631.1042 | 170161.8151 | 169786.4132 | 129945.855 | 152811.6353 | 162110.2453 | 127650.2753 | 175193.2538 | 172699.5566 | 116162.9368 | 149660.7809 | 150146.1161 | 167675.3505 | 155709.2282 | 151270.5451 | 160456.8509 | 181038.8978 | 158263.8968 | 159992.0081 | 206957.9907 | 121953.5719 | 157794.1318 | 144842.0006 | 156067.0047 | 164230.4128 | 130688.5908 | 134438.6122 | 139840.8737 | 152756.1335 | 161837.1079 | 130886.3987 | 133836.0788 | 127348.9594 | 170692.4135 | 169038.6362 | 153528.4605 | 135674.3744 | 152596.2565 | 157137.879 | 151603.0809 | 147173.4863 | 157969.6453 | 140387.3691 | 155527.049 | 156700.4228 | 148370.144 | 125842.6834 | 160985.8862 | 140217.8226 | 149813.3514 | 148359.3768 | 142612.8723 | 154188.9252 | 136853.4027 | 163532.5448 | 153982.6808 | 138575.0867 | 154786.7945 | 140428.2202 | 148994.1588 | 158727.5799 | 146055.1478 | 146678.8171 | 157177.9954 | 185663.3714 | 153845.0494 | 165509.9481 | 167642.7656 | 137600.896 | 141364.4141 | 179029.4655 | 162077.143 | 153208.8448 | 170000.9699 | 147072.5504 | 158383.7346 | 157228.6826 | 171893.6066 | 134963.0737 | 171484.4857 | 131016.3459 | 173027.8352 | 175269.0806 | 155599.0342 | 148037.6627 | 143047.081 | 128139.9835 | 115888.1962 | 172674.1115 | 143007.7375 | 180811.8263 | 118833.2363 | 143932.1814 | 141981.3389 | 164420.6034 | 164222.5425 | 145517.0592 | 171107.0956 | 157297.8042 | 149819.7053 | 151062.6351 | 127599.2227 | 159823.0092 | 194406.3156 | 152599.1806 | 148341.3453 | 172765.979 | 149314.5011 | 172580.8194 | 134231.0898 | 138958.4376 | 188211.2577 | 177717.193 | 143577.9985 | 144589.7825 | 163453.122 | 150325.5446 | 153279.912 | 160922.0252 | 137879.163 | 152855.3713 | 176524.6683 | 158551.6677 | 178896.1615 | 142512.8868 | 160662.8827 | 169460.8368 | 150529.6031 | 171487.4136 | 149899.9314 | 163852.1996 | 189290.7666 | 152552.759 | 159098.0925 | 129185.646 | 141314.1109 | 136446.4907 | 153744.5923 | 147952.6929 | 144153.2933 | 173921.5135 | 155406.1039 | 171314.0983 | 148102.2118 | 169657.2592 | 164772.6128 | 144550.4142 | 167825.3072 | 166235.5434 | 169512.9391 | 139178.6517 | 159198.4208 | 165939.5453 | 149897.2195 | 172345.028 | 154943.144 | 150045.3918 | 163381.8468 | 162208.3994 | 162649.4728 | 158978.39 | 139473.967 | 174173.7208 | 164767.3183 | 182919.968 | 153079.7124 | 181199.0516 | 144414.9511 | 173055.0138 | 141134.2313 | 115930.8741 | 135200.9823 | 160099.2876 | 146580.4657 | 170659.4959 | 159095.8805 | 136425.8055 | 166146.8815 | 150234.0301 | 135865.3572 | 163566.9984 | 157747.3465 | 150912.0337 | 150261.8919 | 125490.7733 | 141089.5729 | 150761.0668 | 147027.4788 | 147485.6184 | 169921.4774 | 142176.3917 | 149340.4184 | 166595.9987 | 149690.8686 | 162132.6581 | 168672.9502 | 149040.1584 | 138767.5529 | 155856.4655 | 156823.3657 | 149863.0427 | 155970.2512 | 153497.2565 | 139613.8338 | 140123.6489 | 160191.32 | 163583.319 | 148490.3362 | 159212.0451 | 160717.5477 | 161526.0412 | 156158.7086 | 134164.4285 | 148524.2381 | 163615.761 | 142523.0485 | 122806.8438 | 146457.5268 | 159657.1064 | 160091.7388 | 150712.1472 | 156507.3554 | 155151.0133 | 180802.8012 | 146745.0523 | 160444.6245 | 166665.1522 | 150312.3004 | 162295.4876 | 155875.9792 | 148806.2987 | 165124.9895 | 153781.6537 | 165899.7786 | 157140.8497 | 160282.7166 | 161503.1245 | 135913.5059 | 149868.0337 | 149519.6279 | 180618.4346 | 144197.6218 | 129528.6461 | 151214.3676 | 171752.3713 | 147740.6031 | 134439.3155 | 144744.925 | 158643.6142 | 139343.2416 | 166922.7647 | 132782.3981 | 129750.011 | 165380.1995 | 166297.3913 | 155014.989 | 161898.523 | 142252.3215 | 156668.1256 | 131843.8248 | 158849.0766 | 153869.7243 | 163991.4459 | 148890.8932 | 164607.0031 | 156114.0087 | 157315.8364 | 126082.1763 | 180041.1136 | 185347.326 | 163921.8458 | 161399.3451 | 153705.5176 | 122838.6736 | 180139.6534 | 160583.143 | 131382.0399 | 152358.7375 | 145469.4891 | 156498.3463 | 147727.7002 | 130544.5454 | 148739.9314 | 146524.033 | 180735.3277 | 164506.0009 | 165382.1403 | 165765.0428 | 169630.0991 | 133716.9866 | 155972.2727 | 154884.8698 | 147990.3774 | 137372.1977 | 127808.9486 | 188544.3956 | 143131.4812 | 136156.687 | 151686.6698 | 181860.2377 | 179130.0525 | 173904.2998 | 150541.2384 | 152383.9987 | 161801.3212 | 152609.7762 | 149614.4067 | 162201.1188 | 143002.6841 | 122231.4813 | 147628.6646 | 160563.9937 | 162862.0495 | 151046.7585 | 177039.5615 | 153521.0491 | 120719.5467 | 186810.551 | 153774.0924 | 167972.1978 | 147101.3692 | 147960.551 | 162881.4429 | 162636.1744 | 159861.886 | 161376.3647 | 160784.0513 | 173048.9645 | 139035.7672 | 134441.0689 | 155445.9307 | 146293.8994 | 155694.4578 | 161101.6283 | 162476.0747 | 152685.8359 | 153203.007 | 139143.5481 | 140751.0738 | 156260.7686 | 166821.8827 | 154300.0947 | 153029.4181 | 164667.7127 | 188240.4894 | 154299.5776 | 162040.1057 | 151028.368 | 155120.7984 | 126959.9647 | 133025.7148 | 136745.4428 | 172994.4849 | 140575.4043 | 119003.431 | 179922.0085 | 165725.7626 | 137159.8213 | 167968.8819 | 145645.5358 | 153530.6041 | 158915.4729 | 166478.441 | 144345.7407 | 156393.0345 | 142803.6647 | 147062.1206 | 168783.9745 | 147665.556 | 165433.9369 | 166514.6769 | 169404.5048 | 168339.3392 | 162896.8558 | 171830.5813 | 151913.4459 | 139422.6255 | 154405.5365 | 151028.8636 | 182546.7911 | 170856.6906 | 144308.5451 | 152866.3908 | 161625.6239 | 137201.9393 | 160600.445 | 173309.5355 | 156311.8422 | 168449.5135 | 167772.5259 | 149943.3165 | 189820.7019 | 162843.5004 | 153066.511 | 188859.2993 | 159407.8395 | 161894.1533 | 145976.8272 | 123890.1756 | 127714.576 | 154186.5933 | 145982.4276 | 149814.3892 | 150728.1837 | 158902.6512 | 148546.1407 | 145672.4903 | 140277.5465 | 151465.9541 | 138802.2417 | 140977.1535 | 153158.9249 | 114780.103 | 170120.1761 | 158806.6624 | 145507.4507 | 169459.6561 | 154296.5562 | 135511.2503 | 170568.5104 | 124391.2181 | 115827.3527 | 150847.2572 | 146135.2513 | 127654.2021 | 175922.57 | 137026.2054 | 152666.167 | 126747.0238 | 156468.1302 | 167916.1723 | 183937.6598 | 149564.2922 | 154693.9886 | 176346.8429 | 164016.3605 | 127525.5792 | 144770.8643 | 153173.1033 | 151935.1495 | 159851.1992 | 157990.5373 | 160271.3787 | 174493.3835 | 138534.077 | 132514.2579 | 142893.6568 | 176480.0995 | 146396.4352 | 129757.98 | 138957.7018 | 165024.4859 | 167377.8051 | 156509.3849 | 175484.9002 | 157184.8577 | 152961.2226 | 165939.3567 | 159536.4328 | 154683.1207 | 175289.6582 | 135360.0741 | 160639.0954 | 145956.8613 | 149359.0535 | 185201.8101 | 167488.0146 | 154355.0395 | 114819.3424 | 159740.2786 | 144617.9433 | 140935.1644 | 171877.2413 | 139502.0182 | 131485.3005 | 168384.8984 | 154502.983 | 149274.4269 | 135893.8442 | 165945.3132 | 137169.6749 | 158818.162 | 167857.7364 | 157031.1788 | 172249.1182 | 188958.0604 | 132911.2757 | 159696.2508 | 147509.9521 | 126957.9219 | 145975.4057 | 160984.4167 | 170217.5165 | 155053.428 | 164637.5454 | 143991.8757 | 140491.153 | 168398.3343 | 144371.9597 | 161964.1212 | 137785.2025 | 146055.9819 | 173593.744 | 176409.0151 | 175510.8422 | 150612.2676 | 170769.7487 | 203133.491 | 156280.3425 | 153474.3665 | 167584.5672 | 162233.1904 | 139497.1396 | 174336.7823 | 152685.2454 | 153691.721 | 150501.089 | 142460.7323 | 139119.6975 | 154561.3398 | 141352.7879 | 173636.8372 | 146393.03 | 142803.1788 | 169212.7213 | 149840.266 | 137678.4456 | 144576.5005 | 153232.2788 | 170290.8651 | 173562.9134 | 155483.8934 | 161613.4409 | 153080.0246 | 169267.9613 | 129431.501 | 164459.6353 | 157770.1188 | 154875.0302 | 142937.9327 | 176115.1128 | 148801.9327 | 147195.3877 | 132192.3953 | 136993.0621 | 149745.3299 | 148758.3951 | 169391.4743 | 157624.0006 | 128591.1224 | 167322.6814 | 155671.1237 | 159551.3669 | 149299.8014 | 150873.7784 | 147926.7601 | 124753.1242 | 144284.2645 | 184356.7221 | 152562.9985 | 139732.1505 | 155105.9362 | 149367.7032 | 135892.9149 | 151230.6235 | 165314.7125 | 157596.0067 | 160211.794 | 163428.5763 | 163755.2379 | 138349.7652 | 142015.6098 | 131297.9211 | 159391.5213 | 171049.413 | 124499.3239 | 126149.5312 | 124489.0048 | 155769.868 | 146571.1626 | 129649.0736 | 144474.0455 | 156577.434 | 148974.562 | 164497.4249 | 161336.2018 | 174184.8409 | 147907.7324 | 153235.8496 | 153530.1464 | 144947.7987 | 166510.7485 | 152137.088 | 139553.6346 | 174806.9864 | 169181.2256 | 180469.1938 | 153000.3743 | 197758.4822 | 156761.5633 | 142310.5153 | 142920.869 | 152865.1927 | 169644.9843 | 175839.9938 | 175115.835 | 149801.8593 | 141321.206 | 148229.7465 | 143923.1008 | 146243.1398 | 153192.0955 | 148060.9668 | 169224.2269 | 156490.7877 | 172649.1063 | 158791.9646 | 170947.8028 | 175669.4516 | 163290.1344 | 167626.9465 | 181481.9704 | 129969.5351 | 143118.5882 | 152024.2504 | 166294.3969 | 162188.6 | 162569.0223 | 154217.6574 | 166898.1279 | 152236.9032 | 147570.4006 | 158442.0886 | 148711.5469 | 150797.912 | 163033.8121 | 169729.9297 | 145833.1817 | 167571.8042 | 180562.4645 | 168891.5348 | 158804.3249 | 145823.637 | 148945.7373 | 155462.7876 | 151849.051 | 161864.364 | 167326.6973 | 142870.2155 | 184476.896 | 147167.0808 | 171067.3959 | 163455.7572 | 147778.347 | 169744.8651 | 168282.4063 | 174965.3434 | 157667.917 | 155389.5238 | 156091.0126 | 159132.5794 | 157033.2394 | 154250.772 | 157441.968 | 150092.3831 | 133822.1436 | 158622.7779 | 157292.0912 | 152268.8785 | 133527.5132 | 161667.2039 | 163144.5214 | 154364.3457 | 137991.5233 | 156514.9692 | 158973.735 | 134935.5975 | 170529.243 | 153300.3427 | 156514.8715 | 161432.0639 | 148776.7107 | 169060.4725 | 151350.9359 | 140504.733 | 152126.3072 | 147322.1242 | 161792.0523 | 152316.0542 | 153681.2319 | 174042.1835 | 156933.1853 | 126483.3903 | 142341.648 | 142087.466 | 161735.9887 | 159822.9659 | 190864.8454 | 132008.0737 | 178906.982 | 155331.8789 | 147052.3168 | 181748.5106 | 168263.9943 | 163457.9862 | 154574.5251 | 156576.1848 | 153280.9129 | 131392.7942 | 171582.8962 | 131747.3935 | 158829.4554 | 135420.2396 | 144995.2912 | 154950.3531 | 126591.086 | 208545.065 | 136936.1291 | 147997.0288 | 165882.5162 | 141740.2961 | 150869.5966 | 138908.7811 | 151026.4586 | 158723.9709 | 186439.4195 | 163141.1251 | 164046.7326 | 145933.8525 | 157096.4864 | 165494.2488 | 168545.6675 | 151330.857 | 143846.2009 | 128122.7896 | 178516.547 | 140838.3298 | 124223.6547 | 145145.076 | 165198.6868 | 138453.619 | 164331.0148 | 146324.0241 | 148819.0299 | 158537.0584 | 159881.1556 | 138410.3136 | 147814.2243 | 154849.8077 | 135382.8675 | 149186.6017 | 137594.0247 | 156396.8694 | 138307.5545 | 169439.9987 | 141511.4332 | 153291.3036 | 124963.2864 | 145769.7792 | 169664.9461 | 146148.7385 | 141428.2689 | 171758.5034 | 180746.6741 | 135137.8152 | 167928.4392 | 141336.4524 | 180943.891 | 164186.8593 | 137564.9236 | 156057.9706 | 160661.6429 | 155534.4693 | 142618.6634 | 170646.4628 | 150059.7141 | 159080.3955 | 178608.3487 | 137707.6765 | 161094.639 | 148453.2056 | 173600.0146 | 164579.3828 | 179063.1615 | 156085.7967 | 153621.1576 | 167380.4122 | 141246.7264 | 169864.4966 | 147281.6784 | 142908.3938 | 161997.3594 | 142089.8937 | 154415.2177 | 158021.9991 | 131639.2523 | 124495.8397 | 148195.0102 | 177038.7336 | 152648.424 | 139814.1226 | 167160.8833 | 127369.2208 | 160407.8651 | 128653.5897 | 171094.6425 | 168133.2711 | 140710.0619 | 158981.2896 | 180187.4425 | 140746.9947 | 131133.9176 | 176506.7856 | 140552.7593 | 133689.7101 | 158338.8335 | 155787.4276 | 147445.2273 | 148087.9409 | 150490.522 | 150736.7727 | 145654.0266 | 166786.8875 | 164756.1847 | 150319.1121 | 155186.135 | 169444.5884 | 189149.9531 | 127837.0677 | 154965.8446 | 133154.0969 | 141186.5552 | 156237.7017 | 175829.4215 | 141997.9881 | 175706.9005 | 151738.4491 | 159628.4511 | 123390.9455 | 147404.6152 | 145160.3769 | 181875.6426 | 156521.6253 | 167264.4264 | 158208.9829 | 149015.6071 | 190432.984 | 128041.323 | 145652.6531 | 123579.1174 | 150365.3586 | 135918.4223 | 170899.4707 | 167201.418 | 174796.6698 | 141533.3413 | 161064.3388 | 142406.9905 | 175354.5382 | 135157.9095 | 176469.8795 | 148751.3122 | 153450.1377 | 139789.4262 | 141847.8842 | 151507.089 | 168784.0261 | 155595.4893 | 137626.3748 | 140071.9474 | 136937.5538 | 128463.5219 | 167044.9786 | 159037.096 | 154204.9888 | 148278.8155 | 141254.0737 | 155507.8077 | 134862.5654 | 159392.7764 | 169987.1978 | 166710.7073 | 157342.1418 | 162291.3051 | 133987.0907 | 150895.5286 | 148044.3157 | 121587.0252 | 157623.2322 | 170505.1809 | 161300.35 | 175376.469 | 161644.8897 | 163297.1463 | 156974.0902 | 147683.0451 | 131378.965 | 152128.249 | 161997.9283 | 131599.1464 | 128291.9182 | 161148.5534 | 166288.7661 | 153392.7494 | 169319.3586 | 151654.8052 | 164773.039 | 161388.8011 | 168552.744 | 154839.0092 | 164439.9364 | 156609.1861 | 176258.5699 | 159346.1633 | 163129.0697 | 131702.6506 | 148290.9711 | 138364.6059 | 174475.5887 | 182809.6325 | 151910.3683 | 160824.0288 | 164231.5707 | 162101.6949 | 158777.4028 | 196371.162 | 179227.5945 | 158191.8777 | 169280.1476 | 152209.8002 | 159802.8168 | 147075.0384 | 182792.6623 | 153853.6509 | 147844.0683 | 163794.8311 | 158126.0185 | 157586.4733 | 152235.028 | 147421.9462 | 124110.1803 | 165680.7063 | 143686.32 | 135989.2502 | 149996.1737 | 134710.8978 | 161874.4086 | 152712.5808 | 169213.1267 | 185867.6099 | 171388.4507 | 156077.1207 | 184654.8754 | 167369.5047 | 159570.2764 | 172001.7951 | 146751.2665 | 135814.8105 | 151014.8945 | 145451.3592 | 158543.7065 | 139057.8179 | 154400.0095 | 154739.0676 | 163725.2901 | 148669.4472 | 131841.2358 | 153541.4194 | 136255.5316 | 166632.2536 | 139725.2612 | 172586.2767 | 138029.6745 | 160460.5438 | 158092.334 | 147532.5134 | 139864.6389 | 156734.816 | 138997.0184 | 134288.2411 | 149668.9848 | 153692.0327 | 180723.1268 | 145200.3407 | 182321.1124 | 141237.663 | 142257.3401 | 152107.7825 | 158512.8517 | 140467.196 | 149862.6709 | 142851.847 | 144059.6065 | 119984.204 | 167292.8393 | 135032.84 | 173018.1294 | 142537.7572 | 152729.0778 | 154056.2198 | 120832.0227 | 140654.1781 | 167197.2623 | 173991.3174 | 173815.5121 | 131943.2391 | 178526.9943 | 189896.8243 | 159546.0149 | 147154.5211 | 167139.1526 | 156587.0684 | 163765.728 | 148568.3882 | 117632.7941 | 184038.8753 | 136073.6806 | 160343.4795 | 162951.6662 | 142666.6536 | 148928.1904 | 155335.0826 | 134848.846 | 167677.4686 | 138939.2996 | 142715.5102 | 164288.8924 | 176953.4638 | 160874.6043 | 167753.0878 | 137766.6124 | 125436.9645 | 132646.884 | 139198.6084 | 135904.4338 | 141709.4728 | 140279.5223 | 149820.4915 | 128386.0636 | 155451.7072 | 177442.6615 | 145824.9708 | 167418.2854 | 148431.7871 | 141641.9752 | 157471.0114 | 151282.9003 | 134680.2642 | 167581.1996 | 161013.6108 | 135406.1992 | 144442.0801 | 164737.7087 | 140404.5319 | 144753.3265 | 113255.177 | 181650.3741 | 141742.4136 | 158961.5121 | 145307.8499 | 168944.7509 | 161251.8285 | 163099.2855 | 139226.8036 | 155585.2234 | 159635.6448 | 162035.0893 | 162900.5148 | 184204.8281 | 144722.5082 | 163181.7164 | 150613.2804 | 161769.069 | 126655.8 | 163167.3418 | 154111.7309 | 170052.9734 | 153866.8905 | 157787.9443 | 143297.3853 | 170177.6846 | 147152.7223 | 141739.8108 | 163183.8267 | 152005.1891 | 155628.0742 | 137375.2255 | 154911.4513 | 147188.9065 | 122197.833 | 162884.7206 | 163424.756 | 146048.2032 | 162068.4152 | 129229.4553 | 180470.3114 | 134245.6887 | 170374.0878 | 158884.0272 | 150799.3711 | 164618.9507 | 138306.7791 | 167297.735 | 157925.5811 | 163685.3644 | 160730.0414 | 150692.2485 | 144422.6465 | 174542.0235 | 140886.7427 | 134097.4845 | 143147.6885 | 167090.3662 | 159344.6175 | 165894.3394 | 151965.0503 | 166693.4933 | 141444.5843 | 136975.7962 | 142067.3459 | 122747.0682 | 148513.2597 | 151364.3196 | 176235.161 | 132402.1853 | 130587.1491 | 184375.9099 | 166324.8294 | 140190.6145 | 143493.0737 | 126636.4082 | 183366.62 | 136851.5531 | 149682.4295 | 157270.4782 | 172356.5034 | 154834.6198 | 136972.9551 | 158733.2812 | 144030.1566 | 177907.353 | 156512.3522 | 148092.9035 | 129488.0753 | 176006.4667 | 161344.3634 | 181809.0956 | 140526.2946 | 143683.5036 | 155676.9305 | 147119.2508 | 165232.5616 | 155437.4802 | 120161.3155 | 143863.4103 | 155906.1509 | 144236.5251 | 156480.2143 | 160770.8356 | 167593.5487 | 153161.1498 | 148698.3781 | 146865.8078 | 149307.372 | 163388.3458 | 173293.9062 | 140600.1859 | 164219.8709 | 145315.2996 | 151625.4566 | 153882.1478 | 167946.3843 | 172471.7436 | 158546.6878 | 180074.9146 | 132065.2113 | 129947.6096 | 154186.1913 | 174453.6574 | 159360.0083 | 162060.3 | 153915.0304 | 153034.9196 | 149962.4715 | 142203.9649 | 158546.8766 | 151332.9443 | 152460.9945 | 168491.6374 | 153969.4128 | 143592.8555 | 131976.5294 | 143734.6179 | 161878.7023 | 163868.2425 | 163869.0301 | 119894.6399 | 145815.4924 | 171523.1633 | 185088.9824 | 139552.7666 | 141480.3106 | 173783.6554 | 169463.9523 | 156346.5287 | 145163.5235 | 161108.34 | 139690.684 | 128011.45 | 168470.136 | 130300.923 | 131862.6111 | 168846.0512 | 169557.0796 | 168993.8374 | 165464.9697 | 155745.0424 | 157527.713 | 180038.3904 | 146656.5959 | 158446.5711 | 146782.0812 | 147763.449 | 143519.7821 | 139459.0326 | 177282.1459 | 171173.3303 | 148274.5977 | 167403.7122 | 138906.1007 | 139729.1055 | 144119.758 | 162955.4496 | 152638.6946 | 169405.2549 | 162773.3827 | 124629.1156 | 141235.2178 | 169752.0372 | 147646.3002 | 163680.1051 | 140080.9004 | 142813.7179 | 166995.1924 | 171512.3107 | 147044.3024 | 136783.286 | 136121.6985 | 136936.7385 | 150272.3146 | 129801.5518 | 148649.0243 | 154042.6848 | 151395.9487 | 154431.1338 | 159027.4002 | 178353.0454 | 159435.8822 | 157731.7737 | 175568.4622 | 164817.897 | 122482.3821 | 156683.9087 | 148634.1692 | 175018.6267 | 181793.0264 | 168205.0536 | 151948.9223 | 136056.6509 | 165215.9169 | 155016.9673 | 162060.5157 | 156107.6394 | 148419.4405 | 153231.1502 | 153877.6954 | 158764.2106 | 156663.1555 | 174953.626 | 198992.0977 | 160407.2698 | 171755.1837 | 163127.4211 | 158539.7578 | 175249.8159 | 148724.5625 | 161232.7379 | 145296.1143 | 177550.3163 | 144242.4046 | 152253.5352 | 120696.4057 | 136316.1507 | 141333.8109 | 162394.9148 | 154170.3184 | 148001.318 | 171858.9426 | 195405.9981 | 174910.0694 | 166806.1305 | 147585.2488 | 139894.389 | 159317.9485 | 173417.7084 | 169109.6031 | 140775.0959 | 144054.9894 | 181300.4651 | 158136.1225 | 178818.2491 | 125077.5614 | 143813.2073 | 154945.4458 | 156025.7042 | 132658.1969 | 146188.9731 | 153561.6064 | 146250.2392 | 118599.0373 | 127015.8724 | 153503.9827 | 162821.2827 | 144123.4029 | 139465.5021 | 129420.1008 | 129949.9157 | 158488.8019 | 182296.6155 | 150198.6678 | 146169.4163 | 133774.4928 | 171325.9061 | 170175.1432 | 154158.055 | 147447.944 | 151830.2461 | 171941.7039 | 165075.4459 | 160020.0481 | 152825.9347 | 161498.5227 | 150049.7689 | 142745.7087 | 177936.3947 | 155698.1239 | 137198.1874 | 152296.1949 | 171537.4411 | 142420.2128 | 142809.9142 | 143940.9153 | 171440.0186 | 143934.7187 | 168733.6354 | 143321.6739 | 156904.0537 | 171809.159 | 147427.9098 | 143238.5041 | 169076.1957 | 174433.1452 | 174317.0467 | 128225.274 | 178322.4105 | 150643.5025 | 157812.7437 | 151074.1286 | 138620.6729 | 142015.5612 | 156949.9137 | 164748.9796 | 142747.8854 | 143586.7339 | 165193.518 | 150433.7014 | 173065.0323 | 138425.9701 | 149400.6922 | 146700.1113 | 161621.5771 | 166343.8751 | 157785.8516 | 154330.8762 | 146476.2648 | 171316.7027 | 164201.0941 | 162892.9441 | 124173.1661 | 145868.0996 | 151924.6669 | 162227.2453 | 137111.1009 | 130797.7739 | 168841.9625 | 162261.96 | 164309.4762 | 149412.9663 | 155706.1587 | 135818.1271 | 149995.7695 | 130545.2994 | 138027.8274 | 131498.5541 | 172815.1951 | 149875.769 | 157822.6239 | 162133.1201 | 154290.6342 | 142970.8306 | 143154.7428 | 138079.6916 | 141621.0141 | 137097.1385 | 189122.1024 | 145003.7389 | 158449.4864 | 134528.0863 | 150543.2081 | 172296.416 | 170274.5595 | 131984.0438 | 163086.1739 | 156486.147 | 160962.5135 | 196704.3026 | 152360.3376 | 127604.9736 | 147989.9016 | 153466.707 | 161034.3493 | 117471.711 | 162137.0021 | 191799.065 | 167722.6589 | 163414.239 | 163144.7972 | 150087.1612 | 176992.7339 | 160085.3841 | 169392.0956 | 164945.8091 | 167063.8329 | 157683.0667 | 112297.3997 | 161711.0127 | 123733.0486 | 178999.3736 | 178385.8792 | 148211.763 | 167276.4313 | 149942.1245 | 145080.8072 | 127310.141 | 148462.6291 | 126277.2322 | 168166.4315 | 160782.103 | 163267.54 | 156883.076 | 114910.7954 | 156485.2361 | 156594.7074 | 151318.2932 | 133222.1952 | 162101.1885 | 143852.6062 | 158505.6786 | 166936.847 | 140137.0031 | 163258.7602 | 159074.7175 | 157884.4937 | 158006.6183 | 161692.4979 | 115350.447 | 169452.1824 | 152592.8326 | 148727.6619 | 150102.6121 | 124648.0829 | 136635.6292 | 179495.336 | 172300.8215 | 139390.9102 | 164097.4267 | 180729.408 | 128894.5025 | 156467.4019 | 171793.2589 | 170206.9278 | 165933.8841 | 156721.1374 | 157548.0463 | 155554.5139 | 138205.9701 | 142573.4653 | 163476.9515 | 162355.2465 | 171277.1234 | 132679.3148 | 152294.8734 | 118040.8489 | 160579.3757 | 148324.1939 | 154549.3333 | 130080.3803 | 153467.1827 | 125459.1336 | 152117.6937 | 123873.1729 | 177556.02 | 152980.3264 | 135033.6496 | 169213.6376 | 136189.9157 | 158536.1764 | 140895.8773 | 175307.0131 | 147656.9269 | 139133.984 | 144034.6347 | 168263.4295 | 148763.6191 | 149319.8334 | 169755.1292 | 148988.2649 | 152965.1818 | 119230.7611 | 148877.3031 | 162457.9825 | 158433.0416 | 166500.0106 | 157829.5035 | 168779.6818 | 158400.0744 | 147918.8102 | 147231.547 | 147492.2361 | 179527.9458 | 169824.5445 | 138262.0757 | 160322.1712 | 141964.4094 | 150973.5354 | 142850.9174 | 155369.6498 | 139522.8191 | 153933.0143 | 178464.7268 | 164622.2947 | 163211.6867 | 163667.3361 | 188951.7941 | 169077.3928 | 147015.7605 | 174940.2301 | 151848.6008 | 139714.3033 | 166472.2224 | 169875.4487 | 167694.2048 | 169084.0681 | 147406.5978 | 155062.1095 | 178108.6612 | 160428.0619 | 165112.7488 | 169592.2025 | 165665.0728 | 159890.7634 | 143484.5573 | 123242.3376 | 134573.1691 | 160025.6063 | 152985.8713 | 135539.2556 | 147031.423 | 141488.4716 | 162454.3654 | 176262.9072 | 126768.8637 | 142367.9317 | 143098.4878 | 169939.9334 | 178979.925 | 151044.166 | 169018.1409 | 161958.8563 | 129298.2338 | 150639.1493 | 175673.711 | 158213.5472 | 166860.2637 | 150667.1545 | 160493.5112 | 158056.1369 | 167966.9252 | 127915.7076 | 144442.0664 | 156586.7819 | 160060.7813 | 140631.6213 | 144921.7283 | 162124.7701 | 145647.1542 | 169293.4997 | 170295.6312 | 150429.1673 | 139427.2637 | 151957.7579 | 134111.0178 | 148268.5331 | 164905.3696 | 154563.0013 | 160603.0836 | 167085.608 | 158337.68 | 167836.9154 | 177889.8501 | 142780.6871 | 152355.7621 | 132266.6252 | 145920.511 | 149419.5167 | 147759.2359 | 147009.9622 | 153587.8613 | 150984.1358 | 160002.3162 | 163575.4612 | 166594.537 | 187290.1598 | 194083.2184 | 150000.1293 | 144123.029 | 146039.8926 | 141191.5483 | 164375.6427 | 154272.4496 | 160723.5764 | 169907.1917 | 149977.8833 | 175878.4496 | 166831.6837 | 142845.473 | 134009.0413 | 160129.9244 | 137179.4152 | 152995.5096 | 162360.878 | 123462.9328 | 136369.4037 | 146576.9501 | 162928.6076 | 154273.7575 | 170028.1337 | 187474.5864 | 137191.442 | 154245.8512 | 167491.0249 | 136903.4401 | 147138.9102 | 134738.4822 | 124456.7531 | 162017.4772 | 161179.9128 | 145425.5234 | 137746.3195 | 131249.343 | 164710.6255 | 140276.8476 | 153664.5046 | 149776.4833 | 171935.5768 | 162224.7452 | 176333.4664 | 111911.6296 | 153934.7559 | 173860.8487 | 149469.6178 | 142511.1982 | 154626.9765 | 168783.0446 | 155463.187 | 157878.8574 | 145059.3673 | 145574.398 | 178744.6065 | 181148.5609 | 150704.0971 | 137743.6602 | 153787.8505 | 141133.5469 | 147852.4138 | 194372.1942 | 162328.5796 | 161821.2007 | 138340.7925 | 154640.6711 | 137759.794 | 159737.8004 | 164394.5815 | 172938.31 | 151903.9829 | 136214.5019 | 152819.4234 | 139678.0157 | 140437.2239 | 174944.0153 | 158937.5215 | 162795.8979 | 172642.2643 | 134730.7379 | 154446.891 | 162901.84 | 158239.557 | 157311.5813 | 155263.9469 | 142068.2265 | 149977.5103 | 164451.2179 | 130585.4398 | 132582.1451 | 158154.1587 | 143519.5166 | 146465.7524 | 146814.9488 | 140006.2857 | 138839.0357 | 175641.0544 | 150714.6061 | 151751.5023 | 147851.2859 | 142253.1197 | 121739.6099 | 158788.4655 | 119453.1827 | 152501.9005 | 162928.1232 | 166887.6989 | 171093.2978 | 132726.9826 | 151406.1181 | 169701.4426 | 156918.2617 | 158567.4821 | 137115.9173 | 162756.7596 | 171153.7625 | 151887.6538 | 151551.2869 | 140875.255 | 141250.228 | 138652.9933 | 132112.0985 | 157379.5519 | 143597.4636 | 160959.3104 | 132512.231 | 143250.3765 | 163961.0591 | 150154.3119 | 150779.3218 | 178015.0524 | 138769.6047 | 130896.7326 | 145040.4708 | 153585.2784 | 158173.1305 | 134919.2421 | 149102.4607 | 165304.3724 | 169728.7186 | 168186.2216 | 139445.8645 | 127869.5628 | 157500.2344 | 138544.1879 | 157995.614 | 166561.5124 | 165433.2774 | 159253.9958 | 165347.5367 | 133010.6488 | 155325.5971 | 169916.657 | 127358.3951 | 155946.1553 | 116665.4034 | 161398.3111 | 148552.9711 | 177711.942 | 184057.2943 | 139443.9168 | 137814.6252 | 163125.2774 | 124467.5554 | 135513.1573 | 165430.0406 | 143376.9112 | 173095.4887 | 154618.8861 | 162946.4488 | 139842.4145 | 137574.9346 | 148833.7468 | 131119.8374 | 164959.6179 | 152478.1433 | 161181.6627 | 153359.2961 | 182016.4199 | 161413.3321 | 154253.99 | 159350.6298 | 151791.0582 | 150433.759 | 165236.3743 | 149110.0857 | 139837.643 | 142330.2863 | 178333.8403 | 156871.9363 | 161697.7602 | 129994.3298 | 149611.3421 | 144073.7729 | 150579.2885 | 178526.356 | 174612.8586 | 164367.7983 | 152097.659 | 146478.4197 | 120097.8316 | 177607.8618 | 157689.9778 | 160953.1759 | 168831.9088 | 166991.6666 | 137823.1362 | 165623.3954 | 160230.4747 | 154626.3112 | 131490.7853 | 134355.0084 | 149144.0991 | 141428.9484 | 147777.6704 | 148849.1099 | 146683.4432 | 141257.2833 | 169808.6771 | 138375.437 | 155795.5803 | 121434.4836 | 136134.4706 | 177075.9809 | 157755.9024 | 157821.4567 | 172550.9571 | 155871.313 | 162195.8346 | 121418.9332 | 133633.5715 | 162289.0648 | 163943.663 | 135869.9793 | 167274.9371 | 131909.5471 | 153384.2931 | 146709.8265 | 123452.2023 | 152750.5948 | 140439.1966 | 161849.6665 | 171667.7207 | 174559.4976 | 157211.7328 | 164879.912 | 154026.4103 | 172566.2024 | 166632.3345 | 163205.6198 | 167723.5221 | 147500.963 | 144933.6953 | 145491.5222 | 158099.5654 | 140692.1142 | 156883.8649 | 186205.1015 | 160316.4148 | 147967.2768 | 162552.8148 | 154252.3663 | 139396.9507 | 138790.7034 | 152181.1098 | 148339.2792 | 138996.5435 | 139858.8137 | 174327.0507 | 153771.4582 | 136210.259 | 152630.1025 | 161454.4329 | 155988.974 | 153719.2976 | 159297.9449 | 144286.8791 | 150443.5725 | 145456.9112 | 154651.9991 | 136566.1925 | 130543.2915 | 166325.4978 | 166115.8863 | 173025.3574 | 155122.6697 | 169887.5459 | 136552.4984 | 168096.3892 | 145997.5263 | 149221.8083 | 143654.8119 | 176081.857 | 162932.0068 | 177913.62 | 143989.5286 | 170405.114 | 139975.2419 | 145697.0957 | 200804.6931 | 193551.4764 | 136752.8644 | 155968.9426 | 150545.1383 | 166731.0075 | 138420.9558 | 150187.5325 | 138134.4364 | 160278.3109 | 160841.9823 | 157635.6264 | 144350.96 | 143701.8756 | 130769.8913 | 174649.783 | 130195.4892 | 165285.2752 | 133480.6518 | 158441.2625 | 152757.2867 | 150270.9177 | 128824.6389 | 166130.4218 | 139217.9659 | 148669.9815 | 134211.381 | 137351.636 | 159371.4888 | 164491.4842 | 190215.4416 | 140925.0356 | 158899.8897 | 165080.8406 | 156735.1287 | 159672.1141 | 161724.4043 | 151440.1629 | 161851.5544 | 178394.1262 | 150112.6075 | 170594.8443 | 158968.5088 | 185354.8559 | 187240.5715 | 169058.9772 | 159782.5912 | 141260.4121 | 171443.7347 | 138084.9676 | 145065.1907 | 157815.2474 | 159088.7399 | 165648.3009 | 154117.5133 | 172644.3302 | 168451.0202 | 154469.116 | 140392.9189 | 149621.1065 | 135719.976 | 155161.7023 | 148552.0307 | 186441.2296 | 169267.0442 | 165382.5201 | 134021.8505 | 139883.7428 | 152600.7886 | 152266.5116 | 180278.7943 | 184793.6865 | 156089.4051 | 164516.7806 | 154742.6665 | 143175.5145 | 164559.0738 | 158726.7068 | 163950.4099 | 137613.9491 | 141553.3058 | 150264.8408 | 145882.7552 | 147812.3848 | 158441.1528 | 149452.7639 | 154643.9441 | 134695.7232 | 163509.9679 | 124769.4882 | 166317.6185 | 159353.9933 | 135267.8327 | 156287.0664 | 158238.6035 | 152381.6607 | 128513.2391 | 158730.3109 | 154747.146 | 151473.4644 | 162847.009 | 149801.6147 | 137225.3145 | 138818.9715 | 174004.3096 | 170365.9764 | 173976.4754 | 162485.1959 | 129591.6508 | 155883.7416 | 162840.0005 | 154322.3088 | 183469.2253 | 182696.3187 | 159575.5912 | 175990.1786 | 158022.364 | 148785.6969 | 115350.5888 | 132980.6427 | 170567.3709 | 115687.3142 | 177725.6218 | 186621.7515 | 135599.0188 | 141911.2296 | 157948.8264 | 121996.8495 | 165885.2157 | 144911.3373 | 125572.1937 | 169567.9952 | 143051.531 | 141834.3346 | 181110.247 | 171492.1916 | 172214.6994 | 153399.5799 | 159637.8419 | 157785.2587 | 148474.8547 | 145282.9708 | 180223.3825 | 153733.7611 | 133094.1252 | 147019.8329 | 126038.8937 | 142869.2331 | 153263.2723 | 143679.2255 | 131913.3128 | 178117.0143 | 179287.8825 | 167356.3606 | 160945.3009 | 161556.9384 | 139836.8695 | 148569.3598 | 143020.3316 | 154634.2234 | 135835.6488 | 158252.2335 | 156564.1863 | 161429.4959 | 142960.4912 | 161434.2193 | 165029.5267 | 179987.0144 | 133799.1963 | 181568.5718 | 123425.4106 | 150748.2373 | 159470.4847 | 167375.1532 | 139698.6681 | 118584.3073 | 170311.8997 | 162399.3742 | 170356.1573 | 145230.8208 | 159215.679 | 131275.335 | 138369.4625 | 157619.8576 | 156972.9046 | 145560.8125 | 164107.3995 | 160639.5428 | 134716.9136 | 157403.4254 | 136219.0806 | 164623.2584 | 164522.5481 | 155834.8224 | 144217.8455 | 150514.0075 | 142816.9344 | 136807.7685 | 156819.2455 | 161835.6022 | 145154.5613 | 163910.878 | 154676.6052 | 172781.6941 | 161727.9579 | 153482.0131 | 160056.9624 | 152226.2516 | 161305.3738 | 146349.5293 | 138802.0398 | 155377.3291 | 162224.2099 | 154721.7333 | 144436.7443 | 142456.4827 | 157177.2401 | 165908.1827 | 138883.6997 | 171640.5035 | 142724.7844 | 141018.5721 | 177668.0174 | 121303.4485 | 128716.5198 | 138752.5405 | 174079.2317 | 138898.0614 | 168352.5992 | 157362.4758 | 164159.0161 | 158232.1122 | 188420.7554 | 150458.1415 | 137723.0342 | 96776.9285 | 164766.0201 | 147664.1778 | 137573.0545 | 178484.6644 | 163251.1423 | 123971.0917 | 152292.2253 | 162882.3955 | 159407.5557 | 160945.2244 | 174045.2921 | 161114.7797 | 140694.7054 | 144970.4439 | 173567.4378 | 129999.9888 | 167158.3314 | 132082.9203 | 155997.3951 | 116914.3579 | 143095.705 | 181706.2295 | 120970.6211 | 152662.9773 | 152850.8289 | 156438.5719 | 186232.7304 | 154898.0522 | 143351.2295 | 115407.7898 | 130156.4657 | 133410.2143 | 155239.1396 | 137403.4895 | 133387.4755 | 154247.7288 | 161022.3063 | 146188.3678 | 126767.3047 | 172711.0034 | 152168.004 | 156009.857 | 134735.3644 | 147463.6014 | 147883.8445 | 164245.4166 | 153208.3552 | 157326.4811 | 152004.3414 | 183891.0959 | 152510.9623 | 145505.3831 | 136627.9214 | 168394.0387 | 136206.2326 | 113187.1107 | 138272.963 | 162781.742 | 150972.6722 | 172117.0421 | 126676.9357 | 147939.9636 | 137712.2902 | 153068.6875 | 161439.9287 | 173358.6973 | 157249.05 | 142090.8553 | 157733.8963 | 176472.0112 | 155420.2699 | 162226.0963 | 143768.501 | 163837.6211 | 138178.5413 | 157716.9585 | 158589.5921 | 133771.8295 | 168694.8783 | 140952.8886 | 135078.9977 | 146133.6703 | 130445.4451 | 145426.7643 | 129418.8714 | 167763.2319 | 142339.2681 | 164886.8578 | 131227.9202 | 158609.8359 | 170767.4082 | 148540.2196 | 171903.9813 | 155823.1788 | 122461.2099 | 136076.0663 | 150227.5894 | 152411.5034 | 152155.5009 | 174238.2127 | 183067.8287 | 170870.5529 | 144815.6157 | 173493.7998 | 153397.3191 | 170999.5274 | 156802.0314 | 164475.7207 | 137362.1961 | 173056.0542 | 137990.5994 | 136302.673 | 144307.4415 | 128700.3118 | 157918.3807 | 126107.7015 | 161944.2604 | 163693.211 | 130254.0733 | 154973.9814 | 154788.8978 | 127482.5896 | 167747.4796 | 134108.455 | 146400.6302 | 164778.4843 | 159464.7228 | 140759.5152 | 155968.6472 | 161695.0774 | 170012.0911 | 170797.6008 | 157219.2455 | 145519.7559 | 145535.4362 | 149667.3457 | 145951.7979 | 164725.886 | 134309.9589 | 174620.9425 | 141669.195 | 157641.8973 | 153392.3464 | 179967.431 | 158929.1776 | 161212.7663 | 155445.5177 | 196805.1548 | 135955.0385 | 120940.7766 | 183632.1521 | 150808.4033 | 142423.6648 | 159028.387 | 154650.5929 | 174444.6227 | 128432.1626 | 160604.8795 | 137299.8765 | 157301.8129 | 160864.6359 | 164488.8706 | 157366.2531 | 144011.2346 | 164406.8715 | 149946.3282 | 169598.4608 | 145517.9851 | 146329.6429 | 147859.8856 | 157773.6995 | 141304.4886 | 153838.816 | 171180.3866 | 176927.2083 | 156779.8007 | 146763.378 | 171599.567 | 175737.2265 | 144591.6302 | 167141.5018 | 140039.7012 | 163072.9665 | 167569.0101 | 155600.6152 | 142626.962 | 152029.6355 | 141611.9697 | 166305.3064 | 156741.363 | 163397.9282 | 174819.4186 | 180853.3442 | 160628.146 | 161880.1862 | 160426.5191 | 163257.5109 | 108605.3092 | 187036.7769 | 161896.3033 | 133173.2319 | 168732.2612 | 160501.6409 | 151731.7469 | 128010.088 | 177696.8585 | 162285.0222 | 128622.6062 | 167465.4134 | 136867.1201 | 166864.8439 | 152876.6215 | 145057.307 | 141515.0377 | 167104.8193 | 143512.843 | 149678.2629 | 165833.5744 | 165328.9195 | 131945.2417 | 185002.2768 | 146994.5006 | 157727.9744 | 166813.0123 | 155886.7651 | 138362.7699 | 170361.7584 | 158294.5879 | 131855.775 | 183505.2554 | 157381.1301 | 153451.4158 | 139019.6381 | 187874.2657 | 135977.0639 | 155650.0583 | 142928.0545 | 150510.6376 | 118888.595 | 128988.1365 | 153423.8858 | 136314.9459 | 133591.4739 | 171415.9988 | 147995.7106 | 157860.5368 | 147361.0288 | 143244.9781 | 169732.5779 | 150785.5482 | 161035.2518 | 148872.5497 | 160389.2135 | 143870.4064 | 150196.189 | 174473.2825 | 163743.5851 | 132930.9318 | 134683.5339 | 143562.8632 | 156320.0682 | 143493.5099 | 191475.4865 | 159278.5911 | 146415.5939 | 168107.3812 | 170839.0695 | 149479.9472 | 145727.5756 | 153243.333 | 147808.9606 | 166370.7338 | 140347.5482 | 166294.2668 | 150508.3706 | 154639.7723 | 138766.3632 | 159462.9524 | 170146.5285 | 136601.5214 | 171674.0492 | 139946.9871 | 140554.5495 | 178654.1373 | 143327.6175 | 141521.7163 | 159756.0712 | 147567.1605 | 193787.0976 | 139505.0417 | 148788.2743 | 146938.9086 | 155945.8257 | 172785.313 | 154957.6084 | 138667.9968 | 142120.836 | 149719.0792 | 144991.204 | 163798.0114 | 152065.0675 | 167631.5334 | 154742.1477 | 162152.5044 | 156939.5837 | 160856.6435 | 165834.2566 | 149175.3168 | 123582.9378 | 153704.0297 | 122933.1979 | 164945.5447 | 176247.3221 | 131017.5109 | 171454.0716 | 176794.0154 | 152880.0319 | 132023.7381 | 154461.8933 | 149112.245 | 146575.0131 | 144781.0729 | 152338.1528 | 167768.879 | 163706.1457 | 129482.4052 | 149752 | 166586.2253 | 150361.1884 | 156000.6822 | 146191.07 | 167433.2967 | 163908.3023 | 156312.6444 | 153596.4105 | 132528.2819 | 124654.9057 | 148520.2966 | 158428.3477 | 134649.9072 | 139124.0183 | 147819.0054 | 181905.4521 | 151926.4372 | 140013.3945 | 156095.263 | 141895.2467 | 144115.5411 | 155589.6206 | 185473.0852 | 149289.5812 | 166151.9931 | 160689.2084 | 170337.1352 | 148637.4096 | 142594.4327 | 165576.9204 | 187663.9729 | 145986.9844 | 124289.7882 | 151688.7304 | 149269.8499 | 160564.2019 | 140337.449 | 154339.9298 | 159532.4111 | 129337.3478 | 128375.1657 | 163950.764 | 159216.1174 | 148969.0505 | 153442.9417 | 162186.5435 | 126820.4475 | 143851.2127 | 162087.4811 | 140202.7979 | 144423.5445 | 153125.5944 | 181230.2203 | 164267.3279 | 155626.0837 | 162987.1174 | 162762.1367 | 146211.6054 | 146532.5798 | 174214.1707 | 123247.6621 | 166174.0239 | 159557.248 | 156460.0129 | 143430.7272 | 149628.1874 | 165035.1033 | 167350.0245 | 126326.3968 | 137987.4656 | 137163.4576 | 117360.7853 | 149667.507 | 171181.5256 | 151377.2077 | 172946.7742 | 151331.7129 | 140419.9435 | 144773.901 | 182794.503 | 146576.7816 | 144466.6183 | 168313.8084 | 162958.4771 | 142423.9806 | 159997.3251 | 188374.7476 | 179132.8593 | 148017.7347 | 131895.1584 | 166613.1293 | 136296.8864 | 161070.6411 | 173372.1833 | 145766.5064 | 152476.4176 | 178543.589 | 160209.2945 | 168691.284 | 148092.7325 | 157130.3504 | 135639.1618 | 169966.8769 | 136728.4859 | 168471.0877 | 154779.3213 | 184255.9832 | 164318.9676 | 124846.7619 | 148034.9262 | 140859.1057 | 139343.9891 | 165635.5627 | 172898.8585 | 158244.4337 | 181130.4499 | 146558.8969 | 166287.615 | 148312.2521 | 147138.4944 | 149613.9438 | 177111.9565 | 166128.8631 | 160134.1279 | 143091.8055 | 137504.9889 | 145076.2839 | 151750.8041 | 148036.643 | 141903.0514 | 176533.8202 | 167629.7078 | 159464.1177 | 141663.5971 | 157177.2241 | 147211.4299 | 137702.3098 | 147725.5701 | 152833.3354 | 156871.2188 | 176075.3449 | 148382.5058 | 162816.0788 | 114642.4494 | 153443.7872 | 168199.5958 | 161302.9063 | 161930.059 | 143308.2627 | 155206.0718 | 136069.7389 | 145149.76 | 136392.3553 | 168611.399 | 145953.9496 | 166681.8447 | 151085.2627 | 146030.8407 | 164585.7742 | 156337.4205 | 155381.3679 | 160726.3092 | 150488.3465 | 166247.2846 | 156869.4558 | 147582.8491 | 161661.9894 | 143747.0315 | 155283.3186 | 153210.6007 | 160530.0034 | 163910.022 | 165655.0451 | 131091.4876 | 131857.0341 | 190000.0367 | 171318.6188 | 149784.6074 | 155804.8007 | 135029.7117 | 181629.4593 | 178689.9816 | 161683.6426 | 171700.6764 | 179621.7186 | 168839.1206 | 148241.5167 | 152179.1925 | 158203.9723 | 179407.7101 | 137769.8596 | 132129.0935 | 132297.6657 | 134033.0485 | 157535.6808 | 159594.29 | 171591.9505 | 137914.2034 | 137128.337 | 186171.1869 | 139594.0476 | 161423.2875 | 186058.9397 | 157189.4181 | 179758.5532 | 162153.2591 | 157464.8401 | 142786.1204 | 135055.5027 | 169814.1809 | 139563.4626 | 165713.0239 | 140222.8161 | 180929.4648 | 172583.7269 | 137634.568 | 191225.7245 | 163052.5369 | 169574.0095 | 139569.3106 | 197857.7003 | 146099.5235 | 132878.836 | 122636.378 | 136116.8702 | 127052.0391 | 164704.0114 | 166380.9813 | 153429.4131 | 169154.7761 | 181844.003 | 136399.5186 | 167139.5584 | 119758.2208 | 141219.0916 | 139760.3353 | 134494.5734 | 155010.4757 | 169039.0437 | 141439.4105 | 138752.8876 | 158483.1896 | 153006.6937 | 138164.7914 | 161995.2205 | 145873.1228 | 169363.7542 | 127768.184 | 161389.453 | 162365.0483 | 128644.3581 | 146513.6998 | 129908.433 | 134430.8125 | 161155.0365 | 149531.8878 | 177429.0037 | 174232.8563 | 139108.3096 | 149376.4565 | 156036.1792 | 147935.8533 | 135385.4244 | 156725.5507 | 148400.3202 | 160234.884 | 157130.936 | 151927.8922 | 170903.8455 | 154329.2219 | 143045.1011 | 150510.5373 | 144677.6874 | 167937.8644 | 161445.2705 | 167429.4487 | 187596.2289 | 168654.714 | 141641.1093 | 141651.6404 | 135646.0887 | 157566.2648 | 189531.7841 | 163942.7145 | 154459.4352 | 151324.9183 | 119193.9806 | 156468.0821 | 128835.2136 | 161025.3027 | 133696.0734 | 174899.6529 | 146711.4423 | 136178.6558 | 159738.6863 | 147424.8112 | 158432.2413 | 148012.6875 | 154239.1192 | 168193.02 | 156146.0475 | 133416.9098 | 172380.8302 | 143748.7858 | 144856.0172 | 145853.9523 | 163552.2569 | 168075.9459 | 170417.5499 | 158920.5716 | 155333.7177 | 160633.2146 | 134415.504 | 134919.544 | 142237.2073 | 172779.1933 | 170008.8207 | 118874.6754 | 134838.4185 | 176853.4393 | 142660.0468 | 139455.4479 | 166665.5756 | 137698.9627 | 165798.2306 | 145046.0081 | 159187.0906 | 154883.0238 | 163733.1415 | 143464.0491 | 164223.2467 | 146840.6694 | 127164.2285 | 148815.6083 | 170883.8331 | 167133.1204 | 135832.4007 | 174129.289 | 167440.6358 | 178956.1546 | 178645.984 | 147380.0726 | 136469.243 | 145296.4953 | 172992.9646 | 153942.1707 | 145310.2754 | 159285.2075
Droplet Diameter |  | normal | 1.8429e-06 | 1.8429e-07 | m | derived from Morawska et al. (2009); see Jones et al. (2021) for details |  | 1.633e-06 | 1.9497e-06 | 2.0805e-06 | 1.5476e-06 | 1.6159e-06 | 1.8226e-06 | 2.1329e-06 | 1.4661e-06 | 1.5265e-06 | 1.9613e-06 | 1.7008e-06 | 2.0639e-06 | 1.8388e-06 | 1.871e-06 | 1.8015e-06 | 1.2519e-06 | 1.9222e-06 | 1.9453e-06 | 1.6383e-06 | 1.9202e-06 | 1.8484e-06 | 2.1573e-06 | 1.927e-06 | 1.7039e-06 | 1.863e-06 | 1.9092e-06 | 2.0211e-06 | 1.8272e-06 | 2.091e-06 | 1.6258e-06 | 2.2515e-06 | 1.4567e-06 | 1.6044e-06 | 1.952e-06 | 1.8612e-06 | 1.9197e-06 | 2.0311e-06 | 1.7393e-06 | 1.7803e-06 | 1.745e-06 | 1.639e-06 | 1.8923e-06 | 1.637e-06 | 2.1243e-06 | 1.951e-06 | 1.9514e-06 | 1.9462e-06 | 1.7753e-06 | 1.6768e-06 | 1.7246e-06 | 2.2973e-06 | 1.6678e-06 | 1.7813e-06 | 1.4754e-06 | 1.9376e-06 | 1.6121e-06 | 2.0094e-06 | 1.9595e-06 | 2.0821e-06 | 1.3649e-06 | 1.9279e-06 | 1.8393e-06 | 1.9276e-06 | 1.9417e-06 | 1.8507e-06 | 1.9366e-06 | 1.8777e-06 | 1.7763e-06 | 2.0113e-06 | 2.1109e-06 | 1.8867e-06 | 1.9126e-06 | 1.9035e-06 | 1.6909e-06 | 1.4832e-06 | 2.0256e-06 | 1.8601e-06 | 2.0296e-06 | 1.8625e-06 | 2.0652e-06 | 1.9037e-06 | 1.9674e-06 | 1.9669e-06 | 1.6234e-06 | 1.9699e-06 | 1.9103e-06 | 1.7306e-06 | 1.8429e-06 | 1.5343e-06 | 1.8692e-06 | 1.7705e-06 | 1.8065e-06 | 1.9428e-06 | 1.9834e-06 | 1.8975e-06 | 2.064e-06 | 2.0144e-06 | 1.8789e-06 | 1.6534e-06 | 1.9148e-06 | 1.5545e-06 | 1.7128e-06 | 1.7325e-06 | 1.8635e-06 | 1.7459e-06 | 1.9277e-06 | 1.7472e-06 | 1.663e-06 | 1.591e-06 | 1.6083e-06 | 1.8034e-06 | 1.7842e-06 | 1.9937e-06 | 2.0154e-06 | 1.7921e-06 | 1.4324e-06 | 1.7604e-06 | 1.8421e-06 | 1.7967e-06 | 1.9135e-06 | 1.7004e-06 | 1.8886e-06 | 1.6727e-06 | 1.8963e-06 | 2.1196e-06 | 1.9241e-06 | 1.6586e-06 | 1.7641e-06 | 1.5633e-06 | 1.7185e-06 | 1.8686e-06 | 2.091e-06 | 1.8485e-06 | 1.6035e-06 | 1.6413e-06 | 2.0744e-06 | 1.8728e-06 | 1.7245e-06 | 1.6503e-06 | 1.8444e-06 | 2.1348e-06 | 2.0701e-06 | 2.0234e-06 | 2.2367e-06 | 1.8912e-06 | 1.7182e-06 | 2.1038e-06 | 1.8092e-06 | 1.5993e-06 | 1.9331e-06 | 2.0118e-06 | 1.6086e-06 | 1.5694e-06 | 1.7803e-06 | 1.89e-06 | 1.9214e-06 | 1.9729e-06 | 1.9191e-06 | 2.0502e-06 | 1.5832e-06 | 2.0955e-06 | 2.0347e-06 | 1.7616e-06 | 1.8855e-06 | 1.7463e-06 | 1.8944e-06 | 1.8854e-06 | 2.0517e-06 | 2.0962e-06 | 1.7086e-06 | 1.9285e-06 | 1.9171e-06 | 2.0821e-06 | 1.84e-06 | 1.6337e-06 | 1.5583e-06 | 1.9738e-06 | 1.7916e-06 | 1.6213e-06 | 1.7696e-06 | 1.6886e-06 | 1.9068e-06 | 1.6593e-06 | 1.9537e-06 | 1.5689e-06 | 2.2e-06 | 1.8546e-06 | 1.5888e-06 | 1.9364e-06 | 1.881e-06 | 1.7136e-06 | 1.8768e-06 | 1.7008e-06 | 1.8178e-06 | 1.5507e-06 | 1.9678e-06 | 2.0168e-06 | 1.8787e-06 | 1.6142e-06 | 2.0829e-06 | 1.8731e-06 | 1.8271e-06 | 1.2964e-06 | 1.7638e-06 | 1.8324e-06 | 1.4572e-06 | 1.6112e-06 | 1.9374e-06 | 1.611e-06 | 1.8559e-06 | 1.492e-06 | 1.9244e-06 | 1.7915e-06 | 1.7521e-06 | 1.8963e-06 | 1.7976e-06 | 1.8656e-06 | 1.8809e-06 | 1.7035e-06 | 1.6033e-06 | 1.824e-06 | 2.1113e-06 | 1.7217e-06 | 2.0441e-06 | 1.9646e-06 | 1.7247e-06 | 1.7175e-06 | 1.7603e-06 | 1.8385e-06 | 1.6391e-06 | 1.6795e-06 | 1.9408e-06 | 1.8519e-06 | 2.1417e-06 | 1.6542e-06 | 1.8762e-06 | 1.4936e-06 | 1.8392e-06 | 1.6882e-06 | 1.8103e-06 | 1.93e-06 | 1.6087e-06 | 1.9461e-06 | 1.7223e-06 | 1.9061e-06 | 1.7276e-06 | 1.7067e-06 | 2.0969e-06 | 1.6552e-06 | 1.47e-06 | 2.148e-06 | 1.696e-06 | 1.749e-06 | 1.9439e-06 | 1.8632e-06 | 1.877e-06 | 1.5407e-06 | 1.5141e-06 | 1.5789e-06 | 1.6394e-06 | 1.9401e-06 | 1.9524e-06 | 1.6835e-06 | 1.5824e-06 | 1.9501e-06 | 1.7649e-06 | 2.0454e-06 | 2.0868e-06 | 2.0121e-06 | 2.0419e-06 | 2.0381e-06 | 1.5977e-06 | 1.5072e-06 | 1.622e-06 | 1.5778e-06 | 1.8985e-06 | 1.8755e-06 | 1.736e-06 | 1.6729e-06 | 1.7888e-06 | 1.9318e-06 | 1.9558e-06 | 1.7115e-06 | 2.0601e-06 | 1.6662e-06 | 1.8704e-06 | 1.7733e-06 | 1.8406e-06 | 1.8062e-06 | 1.933e-06 | 1.9804e-06 | 1.6472e-06 | 1.5201e-06 | 1.4882e-06 | 1.947e-06 | 1.5954e-06 | 1.6364e-06 | 1.8644e-06 | 1.7068e-06 | 1.9007e-06 | 1.5806e-06 | 1.7269e-06 | 1.8915e-06 | 1.4542e-06 | 2.0987e-06 | 1.77e-06 | 1.6219e-06 | 1.506e-06 | 1.9351e-06 | 1.6058e-06 | 2.0827e-06 | 1.6298e-06 | 2.2462e-06 | 2.0689e-06 | 1.3032e-06 | 1.6979e-06 | 2.1672e-06 | 1.5809e-06 | 1.6615e-06 | 1.7257e-06 | 2.0021e-06 | 1.7844e-06 | 1.7241e-06 | 1.8635e-06 | 1.9212e-06 | 1.8635e-06 | 1.8602e-06 | 1.6643e-06 | 1.9812e-06 | 1.9079e-06 | 1.7136e-06 | 1.7769e-06 | 1.9925e-06 | 1.8092e-06 | 1.8752e-06 | 1.4638e-06 | 2.0987e-06 | 1.7844e-06 | 1.8786e-06 | 1.9975e-06 | 2.1866e-06 | 1.8865e-06 | 1.9035e-06 | 1.8305e-06 | 1.949e-06 | 1.648e-06 | 2.0117e-06 | 1.9421e-06 | 1.7667e-06 | 2.0912e-06 | 1.5223e-06 | 1.4277e-06 | 1.9107e-06 | 1.6577e-06 | 1.9664e-06 | 1.5091e-06 | 2.0446e-06 | 2.0259e-06 | 1.6393e-06 | 2.1154e-06 | 1.657e-06 | 1.5836e-06 | 1.7872e-06 | 1.8121e-06 | 1.5111e-06 | 1.6476e-06 | 1.7274e-06 | 1.7449e-06 | 1.9465e-06 | 2.0646e-06 | 1.6427e-06 | 2.0331e-06 | 1.787e-06 | 2.0023e-06 | 1.6566e-06 | 1.5833e-06 | 1.8228e-06 | 1.8063e-06 | 1.7785e-06 | 1.9548e-06 | 1.8174e-06 | 1.6933e-06 | 1.892e-06 | 1.8779e-06 | 1.8296e-06 | 1.8942e-06 | 2.0238e-06 | 1.6176e-06 | 2.0375e-06 | 1.9694e-06 | 1.8616e-06 | 1.7259e-06 | 1.6968e-06 | 1.8031e-06 | 1.6326e-06 | 2.1144e-06 | 2.024e-06 | 2.0532e-06 | 1.9968e-06 | 1.9937e-06 | 1.8194e-06 | 1.6324e-06 | 1.9006e-06 | 1.4871e-06 | 2.1626e-06 | 1.8161e-06 | 1.7897e-06 | 1.7304e-06 | 2.0923e-06 | 1.8452e-06 | 1.3435e-06 | 1.5521e-06 | 1.8825e-06 | 1.7026e-06 | 1.764e-06 | 1.8676e-06 | 1.9451e-06 | 1.7858e-06 | 1.9069e-06 | 1.8771e-06 | 1.7608e-06 | 2.2952e-06 | 1.8354e-06 | 2.2804e-06 | 1.9587e-06 | 1.8607e-06 | 1.931e-06 | 1.9899e-06 | 2.0361e-06 | 1.7868e-06 | 1.7554e-06 | 1.7645e-06 | 2.072e-06 | 1.8327e-06 | 1.6806e-06 | 1.7102e-06 | 2.0661e-06 | 1.8568e-06 | 1.9615e-06 | 1.659e-06 | 2.0084e-06 | 1.7156e-06 | 2.0333e-06 | 2.088e-06 | 1.737e-06 | 2.0929e-06 | 1.6312e-06 | 2.0136e-06 | 1.9206e-06 | 1.8732e-06 | 1.803e-06 | 1.4489e-06 | 1.5352e-06 | 2.0293e-06 | 2.1297e-06 | 1.7921e-06 | 1.7459e-06 | 2.0295e-06 | 1.8317e-06 | 2.0838e-06 | 2.0428e-06 | 1.8882e-06 | 2.0213e-06 | 1.7946e-06 | 2.0753e-06 | 1.8054e-06 | 1.8167e-06 | 2.0379e-06 | 1.9131e-06 | 1.6651e-06 | 2.0857e-06 | 1.3821e-06 | 1.9673e-06 | 2.1333e-06 | 1.9934e-06 | 2.0512e-06 | 1.6617e-06 | 1.9985e-06 | 1.8629e-06 | 1.774e-06 | 1.9792e-06 | 1.9401e-06 | 1.8334e-06 | 1.8977e-06 | 2.1714e-06 | 1.7136e-06 | 1.5482e-06 | 2.0193e-06 | 2.0082e-06 | 2.1647e-06 | 1.864e-06 | 1.7828e-06 | 2.1021e-06 | 1.9229e-06 | 1.9097e-06 | 1.7926e-06 | 1.5839e-06 | 1.9753e-06 | 1.9654e-06 | 1.8112e-06 | 1.9462e-06 | 2.1345e-06 | 1.8798e-06 | 1.9926e-06 | 2.143e-06 | 2.1365e-06 | 1.8927e-06 | 1.7294e-06 | 1.8324e-06 | 1.9544e-06 | 1.3757e-06 | 1.9011e-06 | 1.9451e-06 | 1.7377e-06 | 1.8536e-06 | 1.988e-06 | 1.8809e-06 | 1.601e-06 | 1.9124e-06 | 1.8235e-06 | 1.9071e-06 | 1.8764e-06 | 1.7248e-06 | 1.5918e-06 | 1.5873e-06 | 1.9468e-06 | 2.2452e-06 | 1.7957e-06 | 2.1207e-06 | 2.0462e-06 | 1.7487e-06 | 1.7639e-06 | 1.5793e-06 | 1.7242e-06 | 1.9253e-06 | 1.8554e-06 | 1.784e-06 | 1.5368e-06 | 1.9387e-06 | 2.0574e-06 | 1.8478e-06 | 1.9361e-06 | 1.9684e-06 | 2.0944e-06 | 1.9781e-06 | 1.9756e-06 | 2.0861e-06 | 2.0313e-06 | 2.1057e-06 | 1.8471e-06 | 1.8703e-06 | 2.1869e-06 | 1.8793e-06 | 1.5287e-06 | 1.6649e-06 | 1.7818e-06 | 1.4548e-06 | 2.0943e-06 | 1.6608e-06 | 1.8518e-06 | 1.8552e-06 | 1.5004e-06 | 2.1983e-06 | 2.119e-06 | 2.0154e-06 | 2.1171e-06 | 1.5226e-06 | 2.299e-06 | 1.8667e-06 | 1.8969e-06 | 2.2047e-06 | 2.0293e-06 | 1.5548e-06 | 1.6757e-06 | 1.6842e-06 | 1.8852e-06 | 1.5602e-06 | 1.9171e-06 | 1.7238e-06 | 1.7335e-06 | 1.9228e-06 | 2.1003e-06 | 1.8054e-06 | 1.9067e-06 | 2.0919e-06 | 1.5721e-06 | 1.6325e-06 | 1.6159e-06 | 1.9338e-06 | 1.7296e-06 | 1.666e-06 | 1.822e-06 | 1.7039e-06 | 1.9537e-06 | 2.0368e-06 | 1.5483e-06 | 1.6524e-06 | 1.9728e-06 | 1.6488e-06 | 1.6474e-06 | 1.8471e-06 | 1.671e-06 | 1.7476e-06 | 1.6602e-06 | 1.81e-06 | 1.8206e-06 | 2.1568e-06 | 1.5487e-06 | 1.704e-06 | 2.0639e-06 | 1.7378e-06 | 1.8856e-06 | 1.927e-06 | 1.9456e-06 | 1.7501e-06 | 1.9323e-06 | 2.2409e-06 | 1.8751e-06 | 1.7699e-06 | 1.8403e-06 | 1.8321e-06 | 1.9548e-06 | 1.9815e-06 | 1.7669e-06 | 2.1434e-06 | 1.8275e-06 | 1.8903e-06 | 1.4852e-06 | 1.594e-06 | 1.6888e-06 | 1.7689e-06 | 1.5827e-06 | 1.9897e-06 | 1.8882e-06 | 2.0921e-06 | 1.9065e-06 | 1.3546e-06 | 1.8787e-06 | 1.5435e-06 | 1.906e-06 | 1.7621e-06 | 1.8599e-06 | 1.8741e-06 | 1.7205e-06 | 1.7475e-06 | 1.8707e-06 | 1.7064e-06 | 1.2818e-06 | 1.9043e-06 | 1.9154e-06 | 1.9176e-06 | 2.1996e-06 | 1.7555e-06 | 1.7431e-06 | 1.895e-06 | 1.9422e-06 | 1.7314e-06 | 1.8848e-06 | 1.5936e-06 | 1.8574e-06 | 1.7467e-06 | 1.4829e-06 | 1.627e-06 | 1.5707e-06 | 1.6395e-06 | 1.7005e-06 | 2.0559e-06 | 1.6949e-06 | 1.6578e-06 | 1.8414e-06 | 1.7094e-06 | 2.025e-06 | 1.8414e-06 | 1.6227e-06 | 2.0646e-06 | 2.1567e-06 | 2.1788e-06 | 1.8425e-06 | 1.7873e-06 | 1.8254e-06 | 1.5288e-06 | 1.8529e-06 | 1.5986e-06 | 1.9188e-06 | 1.9759e-06 | 1.8927e-06 | 1.4043e-06 | 1.7856e-06 | 1.6719e-06 | 1.7088e-06 | 2.0523e-06 | 2.1274e-06 | 1.8554e-06 | 1.8373e-06 | 1.7331e-06 | 1.9853e-06 | 1.5275e-06 | 1.7721e-06 | 2.0835e-06 | 1.8123e-06 | 1.8397e-06 | 1.5636e-06 | 1.946e-06 | 1.4859e-06 | 1.6301e-06 | 2.265e-06 | 1.9311e-06 | 2.2413e-06 | 1.7759e-06 | 1.8253e-06 | 1.9893e-06 | 1.806e-06 | 1.6602e-06 | 2.1344e-06 | 2.1482e-06 | 2.0528e-06 | 1.8012e-06 | 1.9959e-06 | 2.0133e-06 | 1.6173e-06 | 1.8738e-06 | 1.786e-06 | 1.691e-06 | 1.7692e-06 | 1.6749e-06 | 1.9282e-06 | 2.3792e-06 | 1.8737e-06 | 1.8758e-06 | 1.8488e-06 | 1.6487e-06 | 1.6945e-06 | 1.7597e-06 | 1.7163e-06 | 2.1646e-06 | 2.0958e-06 | 2.0882e-06 | 1.8789e-06 | 2.1748e-06 | 1.7815e-06 | 1.6252e-06 | 1.9754e-06 | 1.6839e-06 | 1.8494e-06 | 1.5802e-06 | 1.8702e-06 | 1.7025e-06 | 1.5548e-06 | 1.8592e-06 | 1.9408e-06 | 1.7525e-06 | 1.6984e-06 | 1.6222e-06 | 2.0488e-06 | 2.1407e-06 | 1.924e-06 | 1.6004e-06 | 1.9257e-06 | 1.6675e-06 | 1.6485e-06 | 1.9836e-06 | 1.9436e-06 | 1.7765e-06 | 1.8458e-06 | 1.7195e-06 | 1.5669e-06 | 1.8718e-06 | 1.7689e-06 | 1.8837e-06 | 1.8016e-06 | 2.1234e-06 | 1.8005e-06 | 1.98e-06 | 1.9222e-06 | 2.3859e-06 | 1.7713e-06 | 1.6672e-06 | 1.7934e-06 | 1.9156e-06 | 1.8196e-06 | 1.9864e-06 | 1.7931e-06 | 1.7037e-06 | 1.8883e-06 | 1.6318e-06 | 1.6684e-06 | 1.7691e-06 | 1.5604e-06 | 2.0029e-06 | 2.0914e-06 | 1.6514e-06 | 1.8909e-06 | 2.1836e-06 | 1.5684e-06 | 1.9004e-06 | 1.4413e-06 | 1.9575e-06 | 1.7549e-06 | 1.9635e-06 | 1.6696e-06 | 1.8092e-06 | 1.89e-06 | 1.6448e-06 | 1.7391e-06 | 1.4976e-06 | 1.8151e-06 | 1.8338e-06 | 1.7617e-06 | 1.714e-06 | 1.7648e-06 | 1.7755e-06 | 1.7523e-06 | 1.6989e-06 | 1.9606e-06 | 1.8017e-06 | 1.9646e-06 | 1.428e-06 | 1.8907e-06 | 1.6496e-06 | 1.8058e-06 | 2.2101e-06 | 1.7711e-06 | 1.9682e-06 | 2.1645e-06 | 1.9166e-06 | 1.6361e-06 | 2.1509e-06 | 1.9525e-06 | 1.7971e-06 | 1.8336e-06 | 1.964e-06 | 1.5822e-06 | 2.0694e-06 | 1.8438e-06 | 1.9234e-06 | 1.7351e-06 | 1.7776e-06 | 1.8721e-06 | 1.8499e-06 | 1.9406e-06 | 1.7364e-06 | 1.8819e-06 | 2.0143e-06 | 1.9669e-06 | 2.1163e-06 | 1.8084e-06 | 1.6568e-06 | 1.5351e-06 | 1.6609e-06 | 1.8102e-06 | 1.946e-06 | 1.9671e-06 | 1.606e-06 | 1.9478e-06 | 1.5891e-06 | 1.9502e-06 | 1.7289e-06 | 1.838e-06 | 1.6798e-06 | 1.7279e-06 | 1.9884e-06 | 1.7632e-06 | 2.0236e-06 | 1.4904e-06 | 2.2262e-06 | 1.526e-06 | 2.0926e-06 | 1.9803e-06 | 1.8309e-06 | 1.6543e-06 | 1.7063e-06 | 1.8358e-06 | 1.9684e-06 | 1.8972e-06 | 1.933e-06 | 1.8265e-06 | 2.0198e-06 | 1.5991e-06 | 1.6431e-06 | 2.1325e-06 | 2.1035e-06 | 1.849e-06 | 1.5806e-06 | 2.1685e-06 | 1.7596e-06 | 1.7809e-06 | 1.4059e-06 | 1.8678e-06 | 1.6535e-06 | 1.6921e-06 | 1.9054e-06 | 1.8109e-06 | 1.9176e-06 | 1.9065e-06 | 1.3578e-06 | 1.8426e-06 | 1.8143e-06 | 1.6953e-06 | 1.8213e-06 | 1.8829e-06 | 1.6598e-06 | 1.6671e-06 | 1.9079e-06 | 1.7e-06 | 1.9271e-06 | 1.8393e-06 | 1.6299e-06 | 1.5793e-06 | 2.0699e-06 | 1.4832e-06 | 1.8219e-06 | 1.4364e-06 | 1.4929e-06 | 1.464e-06 | 1.6206e-06 | 1.9734e-06 | 2.1409e-06 | 2.1086e-06 | 1.8474e-06 | 1.7921e-06 | 1.9307e-06 | 1.9688e-06 | 1.9385e-06 | 1.7458e-06 | 2.064e-06 | 1.9618e-06 | 1.9209e-06 | 1.891e-06 | 2.1966e-06 | 1.654e-06 | 1.4905e-06 | 1.8922e-06 | 2.0386e-06 | 1.8681e-06 | 2.0289e-06 | 1.8298e-06 | 1.7717e-06 | 2.1041e-06 | 1.9878e-06 | 1.8695e-06 | 1.9329e-06 | 1.7476e-06 | 1.5744e-06 | 2.1717e-06 | 1.7504e-06 | 1.8804e-06 | 1.8239e-06 | 1.8585e-06 | 1.9555e-06 | 1.9062e-06 | 1.9288e-06 | 1.9812e-06 | 1.9162e-06 | 1.9594e-06 | 2.122e-06 | 2.0022e-06 | 2.2187e-06 | 1.8448e-06 | 1.6895e-06 | 1.4242e-06 | 2.0735e-06 | 1.8543e-06 | 1.7441e-06 | 2.2043e-06 | 1.7745e-06 | 1.9839e-06 | 1.7505e-06 | 1.8195e-06 | 1.6315e-06 | 1.8252e-06 | 1.5204e-06 | 2.081e-06 | 2.1465e-06 | 1.8717e-06 | 1.7158e-06 | 1.8955e-06 | 1.8862e-06 | 1.4972e-06 | 1.9437e-06 | 1.7741e-06 | 1.9809e-06 | 2.2368e-06 | 1.9456e-06 | 1.6122e-06 | 1.8191e-06 | 2.0371e-06 | 2.0279e-06 | 1.5983e-06 | 2.1836e-06 | 2.1133e-06 | 1.8977e-06 | 1.8269e-06 | 2.017e-06 | 1.8332e-06 | 1.4913e-06 | 1.5431e-06 | 1.8334e-06 | 1.9107e-06 | 2.1413e-06 | 1.5571e-06 | 1.7891e-06 | 1.9472e-06 | 1.6573e-06 | 2.0735e-06 | 1.7146e-06 | 1.7666e-06 | 2.0867e-06 | 1.8704e-06 | 1.6729e-06 | 1.7583e-06 | 1.9599e-06 | 1.8417e-06 | 1.7571e-06 | 2.0145e-06 | 1.2105e-06 | 2.4199e-06 | 1.6862e-06 | 1.8763e-06 | 1.9338e-06 | 1.8105e-06 | 1.9073e-06 | 2.1068e-06 | 1.6941e-06 | 1.7976e-06 | 2.127e-06 | 1.6797e-06 | 1.6745e-06 | 1.8194e-06 | 1.8744e-06 | 2.0107e-06 | 1.8178e-06 | 1.5407e-06 | 2.2391e-06 | 1.8007e-06 | 1.5509e-06 | 2.0829e-06 | 1.6928e-06 | 1.9002e-06 | 1.9367e-06 | 2.0412e-06 | 1.6137e-06 | 1.7633e-06 | 1.8212e-06 | 1.9619e-06 | 1.8589e-06 | 1.8316e-06 | 1.8088e-06 | 1.7367e-06 | 1.7998e-06 | 2.0338e-06 | 1.8226e-06 | 2.1991e-06 | 1.6815e-06 | 1.7178e-06 | 1.9869e-06 | 1.7909e-06 | 1.7448e-06 | 1.828e-06 | 1.9394e-06 | 1.5942e-06 | 1.7267e-06 | 1.4275e-06 | 2.069e-06 | 2.2364e-06 | 2.3185e-06 | 1.7554e-06 | 1.8034e-06 | 2.1518e-06 | 2.0389e-06 | 1.7089e-06 | 2.1278e-06 | 1.8138e-06 | 2.2302e-06 | 1.8602e-06 | 1.9795e-06 | 2.0828e-06 | 1.8171e-06 | 1.8029e-06 | 1.6918e-06 | 1.3746e-06 | 1.4908e-06 | 1.8633e-06 | 1.9652e-06 | 1.8503e-06 | 2.2102e-06 | 2.0258e-06 | 1.5452e-06 | 1.6794e-06 | 1.841e-06 | 1.8005e-06 | 1.744e-06 | 1.8316e-06 | 1.8559e-06 | 1.9584e-06 | 1.4715e-06 | 1.793e-06 | 2.1288e-06 | 1.5103e-06 | 1.5046e-06 | 1.7116e-06 | 1.7876e-06 | 2.0672e-06 | 1.9806e-06 | 2.1113e-06 | 2.0543e-06 | 1.7224e-06 | 1.6048e-06 | 1.8546e-06 | 1.6097e-06 | 1.8228e-06 | 1.7319e-06 | 1.9195e-06 | 1.4659e-06 | 1.5018e-06 | 2.2669e-06 | 2.0619e-06 | 1.6584e-06 | 2.1454e-06 | 2.0972e-06 | 2.0863e-06 | 1.7566e-06 | 1.7119e-06 | 1.8117e-06 | 2.0061e-06 | 1.7743e-06 | 1.8172e-06 | 2.1718e-06 | 1.8674e-06 | 1.8231e-06 | 2.071e-06 | 2.2198e-06 | 1.7639e-06 | 1.8204e-06 | 1.7953e-06 | 1.7551e-06 | 1.5754e-06 | 2.1616e-06 | 1.8751e-06 | 1.842e-06 | 1.9191e-06 | 1.7804e-06 | 1.9835e-06 | 1.7327e-06 | 1.905e-06 | 1.758e-06 | 1.8e-06 | 1.9795e-06 | 1.8723e-06 | 1.8978e-06 | 1.4898e-06 | 1.9609e-06 | 1.6319e-06 | 1.8155e-06 | 2.0826e-06 | 1.9457e-06 | 1.9731e-06 | 1.9871e-06 | 1.7149e-06 | 1.7308e-06 | 1.9368e-06 | 1.7e-06 | 1.713e-06 | 2.1903e-06 | 1.8694e-06 | 1.882e-06 | 1.8671e-06 | 1.8705e-06 | 1.9843e-06 | 1.9949e-06 | 1.4442e-06 | 1.8663e-06 | 1.7583e-06 | 2.0191e-06 | 2.0553e-06 | 1.712e-06 | 1.9711e-06 | 1.6787e-06 | 1.9369e-06 | 1.7678e-06 | 1.9456e-06 | 1.8871e-06 | 1.9099e-06 | 1.5484e-06 | 1.8462e-06 | 1.7592e-06 | 1.7106e-06 | 1.8298e-06 | 1.9792e-06 | 1.6589e-06 | 2.1119e-06 | 1.9053e-06 | 2.0787e-06 | 1.9325e-06 | 1.8272e-06 | 1.7161e-06 | 1.7343e-06 | 1.6913e-06 | 1.6272e-06 | 1.7547e-06 | 1.7241e-06 | 1.7355e-06 | 1.7902e-06 | 1.6885e-06 | 1.523e-06 | 1.7293e-06 | 1.6537e-06 | 1.5372e-06 | 1.6434e-06 | 2.0746e-06 | 1.4905e-06 | 2.0768e-06 | 1.8117e-06 | 1.6709e-06 | 1.7323e-06 | 1.8992e-06 | 1.5967e-06 | 1.8983e-06 | 1.7118e-06 | 1.862e-06 | 1.6575e-06 | 1.9732e-06 | 1.9887e-06 | 2.1315e-06 | 1.9003e-06 | 2.0838e-06 | 2.0103e-06 | 1.8804e-06 | 1.8317e-06 | 1.7629e-06 | 1.5735e-06 | 1.5751e-06 | 2.0594e-06 | 1.9254e-06 | 1.5715e-06 | 1.2859e-06 | 1.8282e-06 | 1.9552e-06 | 1.8737e-06 | 1.8375e-06 | 1.836e-06 | 1.8217e-06 | 2.1699e-06 | 2.0728e-06 | 2.0224e-06 | 2.2146e-06 | 1.8349e-06 | 1.6479e-06 | 2.046e-06 | 1.7145e-06 | 1.7981e-06 | 1.9753e-06 | 1.9904e-06 | 1.7249e-06 | 1.5153e-06 | 2.0203e-06 | 1.6673e-06 | 1.7622e-06 | 1.8101e-06 | 1.8947e-06 | 1.6969e-06 | 1.9507e-06 | 1.9741e-06 | 1.7976e-06 | 1.9675e-06 | 1.4372e-06 | 1.7949e-06 | 1.7769e-06 | 1.7333e-06 | 1.6464e-06 | 1.6329e-06 | 1.8717e-06 | 1.8609e-06 | 1.9086e-06 | 1.7574e-06 | 1.9211e-06 | 1.9044e-06 | 1.9596e-06 | 1.799e-06 | 1.3484e-06 | 1.8951e-06 | 2.2228e-06 | 1.5021e-06 | 1.8987e-06 | 1.9602e-06 | 1.9713e-06 | 1.7136e-06 | 1.8284e-06 | 1.5977e-06 | 2.1374e-06 | 1.9278e-06 | 1.7708e-06 | 1.6139e-06 | 1.802e-06 | 2.168e-06 | 1.66e-06 | 1.7324e-06 | 1.7858e-06 | 1.7675e-06 | 1.6812e-06 | 1.8417e-06 | 1.9148e-06 | 1.5163e-06 | 1.6402e-06 | 1.7425e-06 | 2.0734e-06 | 1.6118e-06 | 1.8997e-06 | 1.7486e-06 | 2.0496e-06 | 1.9799e-06 | 1.8278e-06 | 1.7774e-06 | 1.6763e-06 | 1.8694e-06 | 1.5662e-06 | 2.2013e-06 | 1.9784e-06 | 1.6573e-06 | 1.7579e-06 | 1.7879e-06 | 1.8981e-06 | 1.9637e-06 | 1.9937e-06 | 1.9782e-06 | 1.7704e-06 | 1.9555e-06 | 1.648e-06 | 1.7666e-06 | 1.7699e-06 | 1.6068e-06 | 2.1905e-06 | 1.9632e-06 | 1.7329e-06 | 1.577e-06 | 1.8219e-06 | 1.9399e-06 | 1.8338e-06 | 1.6324e-06 | 1.6656e-06 | 1.5332e-06 | 1.6962e-06 | 1.9663e-06 | 1.3793e-06 | 1.6031e-06 | 1.9439e-06 | 1.6498e-06 | 1.6794e-06 | 2.1701e-06 | 1.8043e-06 | 1.9053e-06 | 1.885e-06 | 1.9249e-06 | 1.7982e-06 | 1.8415e-06 | 1.6667e-06 | 1.4756e-06 | 2.0033e-06 | 1.7435e-06 | 2.0641e-06 | 1.6508e-06 | 1.7535e-06 | 1.7455e-06 | 1.7597e-06 | 1.9148e-06 | 1.8991e-06 | 1.5414e-06 | 2.0065e-06 | 1.9141e-06 | 2.0969e-06 | 1.6529e-06 | 2.0394e-06 | 1.6578e-06 | 1.8336e-06 | 1.8885e-06 | 1.9647e-06 | 2.112e-06 | 1.7778e-06 | 1.9751e-06 | 1.7208e-06 | 1.3932e-06 | 1.887e-06 | 1.9543e-06 | 1.9167e-06 | 1.6587e-06 | 2.0082e-06 | 2.2074e-06 | 1.7232e-06 | 1.8202e-06 | 1.9199e-06 | 1.9057e-06 | 1.9607e-06 | 1.8842e-06 | 1.9329e-06 | 2.0089e-06 | 1.739e-06 | 1.535e-06 | 1.703e-06 | 1.9636e-06 | 2.0098e-06 | 1.8332e-06 | 1.8411e-06 | 1.7175e-06 | 1.7291e-06 | 1.7749e-06 | 1.664e-06 | 2.1928e-06 | 1.7465e-06 | 1.8821e-06 | 1.9694e-06 | 1.8017e-06 | 1.966e-06 | 1.4312e-06 | 1.9218e-06 | 1.6552e-06 | 1.9292e-06 | 1.9004e-06 | 1.9585e-06 | 2.1131e-06 | 2.1067e-06 | 1.585e-06 | 1.8878e-06 | 2.2588e-06 | 1.756e-06 | 1.9483e-06 | 2.0553e-06 | 1.6292e-06 | 1.694e-06 | 1.9126e-06 | 1.7249e-06 | 1.6674e-06 | 1.9033e-06 | 1.696e-06 | 1.6543e-06 | 1.8145e-06 | 2.2096e-06 | 1.9961e-06 | 1.5066e-06 | 1.846e-06 | 1.814e-06 | 1.5869e-06 | 1.8507e-06 | 1.8093e-06 | 1.8551e-06 | 1.7957e-06 | 1.7198e-06 | 1.9599e-06 | 1.7009e-06 | 1.825e-06 | 1.732e-06 | 2.0278e-06 | 1.4513e-06 | 1.809e-06 | 1.7408e-06 | 1.8806e-06 | 1.9788e-06 | 1.7849e-06 | 1.6788e-06 | 1.6138e-06 | 1.9499e-06 | 2.1292e-06 | 1.8375e-06 | 1.7976e-06 | 1.8572e-06 | 1.8895e-06 | 1.8381e-06 | 1.9773e-06 | 1.6104e-06 | 2.0385e-06 | 2.1617e-06 | 2.2524e-06 | 1.8143e-06 | 1.88e-06 | 2.1039e-06 | 2.0023e-06 | 1.5588e-06 | 2.1382e-06 | 2.1389e-06 | 1.7244e-06 | 1.4576e-06 | 1.7021e-06 | 1.8303e-06 | 1.8309e-06 | 1.7138e-06 | 2.0518e-06 | 1.9296e-06 | 1.9613e-06 | 1.6856e-06 | 1.8278e-06 | 1.9176e-06 | 2.2772e-06 | 2.0528e-06 | 1.7219e-06 | 1.9995e-06 | 1.7104e-06 | 1.9414e-06 | 1.8697e-06 | 1.8184e-06 | 2.1128e-06 | 1.9882e-06 | 1.845e-06 | 2.0922e-06 | 1.7345e-06 | 2.0407e-06 | 1.7466e-06 | 1.8321e-06 | 1.8872e-06 | 1.997e-06 | 1.904e-06 | 1.588e-06 | 1.8966e-06 | 2.0571e-06 | 1.7983e-06 | 1.8526e-06 | 1.8885e-06 | 1.8813e-06 | 2.16e-06 | 1.9384e-06 | 2.0061e-06 | 1.8156e-06 | 1.9941e-06 | 1.8394e-06 | 1.6623e-06 | 1.8998e-06 | 1.6516e-06 | 2.1861e-06 | 2.0237e-06 | 1.8205e-06 | 1.5898e-06 | 1.6987e-06 | 1.7036e-06 | 1.9518e-06 | 1.9369e-06 | 1.869e-06 | 1.4704e-06 | 2.1037e-06 | 1.5438e-06 | 2.0218e-06 | 1.6183e-06 | 1.7183e-06 | 2.2644e-06 | 2.0167e-06 | 1.994e-06 | 2.0937e-06 | 1.8769e-06 | 2.0447e-06 | 1.9923e-06 | 2.0122e-06 | 1.6848e-06 | 2.16e-06 | 2.1538e-06 | 1.6627e-06 | 1.8193e-06 | 2.0287e-06 | 1.8496e-06 | 1.9637e-06 | 1.7054e-06 | 1.7926e-06 | 1.8776e-06 | 1.6687e-06 | 2.018e-06 | 1.9012e-06 | 1.7106e-06 | 1.8541e-06 | 1.6001e-06 | 1.8548e-06 | 2.2545e-06 | 1.8917e-06 | 1.5835e-06 | 2.0871e-06 | 2.0829e-06 | 1.8439e-06 | 1.5379e-06 | 1.8697e-06 | 2.0302e-06 | 1.6506e-06 | 2.0938e-06 | 1.8007e-06 | 1.8764e-06 | 1.9328e-06 | 1.6442e-06 | 1.7584e-06 | 1.6469e-06 | 1.7535e-06 | 1.978e-06 | 1.8655e-06 | 1.7786e-06 | 1.7331e-06 | 1.8606e-06 | 1.8402e-06 | 2.0014e-06 | 1.7325e-06 | 1.9957e-06 | 1.8443e-06 | 1.9339e-06 | 1.742e-06 | 1.7856e-06 | 2.0341e-06 | 1.8374e-06 | 1.7646e-06 | 1.9776e-06 | 1.9331e-06 | 1.5889e-06 | 1.7819e-06 | 2.0463e-06 | 1.687e-06 | 2.036e-06 | 1.8874e-06 | 1.5216e-06 | 1.9824e-06 | 1.7616e-06 | 1.7167e-06 | 1.8157e-06 | 1.9131e-06 | 1.7317e-06 | 1.9819e-06 | 1.4196e-06 | 1.4665e-06 | 1.5621e-06 | 2.0428e-06 | 1.7802e-06 | 2.1411e-06 | 1.7044e-06 | 1.4199e-06 | 1.8649e-06 | 1.9088e-06 | 1.6069e-06 | 1.8968e-06 | 1.6545e-06 | 1.7974e-06 | 1.9532e-06 | 1.6759e-06 | 1.6372e-06 | 1.6917e-06 | 1.575e-06 | 1.9285e-06 | 1.629e-06 | 1.78e-06 | 2.2644e-06 | 1.6447e-06 | 1.9174e-06 | 1.7696e-06 | 1.9574e-06 | 1.9511e-06 | 1.8518e-06 | 1.9702e-06 | 2.0165e-06 | 1.9467e-06 | 2.0512e-06 | 1.8711e-06 | 1.7954e-06 | 1.6491e-06 | 1.9951e-06 | 1.8189e-06 | 1.3984e-06 | 1.7649e-06 | 2.1162e-06 | 2.2378e-06 | 1.9711e-06 | 1.955e-06 | 1.837e-06 | 2.1875e-06 | 2.0305e-06 | 1.7575e-06 | 1.77e-06 | 1.6883e-06 | 1.9954e-06 | 1.7731e-06 | 2.2345e-06 | 2.0147e-06 | 1.8166e-06 | 1.4721e-06 | 1.8265e-06 | 1.9581e-06 | 1.8799e-06 | 2.1225e-06 | 2.0343e-06 | 1.5174e-06 | 2.1978e-06 | 1.7852e-06 | 1.7947e-06 | 2.0109e-06 | 1.8422e-06 | 1.7693e-06 | 1.727e-06 | 1.9246e-06 | 1.5324e-06 | 2.1641e-06 | 1.9665e-06 | 1.9922e-06 | 1.6019e-06 | 1.9731e-06 | 2.2644e-06 | 1.8005e-06 | 1.9326e-06 | 1.9875e-06 | 1.5978e-06 | 1.9598e-06 | 1.6316e-06 | 1.8504e-06 | 1.6795e-06 | 2.1257e-06 | 1.975e-06 | 2.101e-06 | 1.7006e-06 | 2.0223e-06 | 1.6896e-06 | 1.8346e-06 | 1.7883e-06 | 1.7311e-06 | 1.97e-06 | 2.2537e-06 | 1.9118e-06 | 1.8115e-06 | 1.8642e-06 | 1.6512e-06 | 1.7883e-06 | 1.7994e-06 | 2.0937e-06 | 2.1417e-06 | 1.9482e-06 | 2.045e-06 | 1.8363e-06 | 1.8596e-06 | 1.7866e-06 | 1.5993e-06 | 2.0283e-06 | 1.9694e-06 | 1.7963e-06 | 1.9812e-06 | 2.0956e-06 | 1.7954e-06 | 1.6271e-06 | 2.1478e-06 | 2.1125e-06 | 2.1338e-06 | 1.978e-06 | 1.6913e-06 | 1.8136e-06 | 2.0226e-06 | 1.8903e-06 | 1.8655e-06 | 2.0599e-06 | 2.0665e-06 | 2.2414e-06 | 1.9087e-06 | 1.6972e-06 | 1.8854e-06 | 1.8362e-06 | 1.7784e-06 | 1.9499e-06 | 1.7825e-06 | 1.6746e-06 | 2.0489e-06 | 1.7227e-06 | 1.8626e-06 | 1.6104e-06 | 1.993e-06 | 1.6843e-06 | 2.1693e-06 | 1.8666e-06 | 2.0682e-06 | 1.5159e-06 | 1.7818e-06 | 1.9493e-06 | 2.0255e-06 | 1.9746e-06 | 2.0704e-06 | 1.6068e-06 | 1.8256e-06 | 1.8465e-06 | 1.391e-06 | 1.7494e-06 | 1.8652e-06 | 1.884e-06 | 1.5634e-06 | 2.1368e-06 | 1.8325e-06 | 1.9671e-06 | 2.0204e-06 | 1.6257e-06 | 1.8144e-06 | 2.0977e-06 | 1.7211e-06 | 1.7977e-06 | 1.475e-06 | 1.4623e-06 | 2.0127e-06 | 2.1397e-06 | 2.1036e-06 | 2.0651e-06 | 1.8299e-06 | 1.8233e-06 | 1.9871e-06 | 1.8852e-06 | 1.8553e-06 | 1.8193e-06 | 1.7651e-06 | 1.6505e-06 | 1.4468e-06 | 1.9933e-06 | 1.6531e-06 | 1.7202e-06 | 2.0824e-06 | 1.6839e-06 | 1.7091e-06 | 1.9459e-06 | 1.7807e-06 | 1.4068e-06 | 1.9077e-06 | 1.9962e-06 | 1.9084e-06 | 2.1799e-06 | 2.0628e-06 | 1.6738e-06 | 2.0907e-06 | 2.0227e-06 | 1.3862e-06 | 1.8042e-06 | 2.0313e-06 | 1.7123e-06 | 1.7955e-06 | 1.5151e-06 | 1.7738e-06 | 1.7763e-06 | 1.7755e-06 | 2.0552e-06 | 1.8778e-06 | 1.4352e-06 | 1.9987e-06 | 1.7559e-06 | 1.6789e-06 | 1.6831e-06 | 2.2059e-06 | 1.8475e-06 | 1.8133e-06 | 2.2699e-06 | 1.8772e-06 | 1.692e-06 | 1.783e-06 | 1.7914e-06 | 1.522e-06 | 1.7079e-06 | 1.5254e-06 | 1.964e-06 | 1.9734e-06 | 1.8148e-06 | 1.7515e-06 | 1.8554e-06 | 1.5095e-06 | 1.6091e-06 | 1.7392e-06 | 1.8214e-06 | 2.2942e-06 | 2.1074e-06 | 1.9601e-06 | 1.7915e-06 | 1.8985e-06 | 1.5853e-06 | 1.7009e-06 | 1.8021e-06 | 1.8627e-06 | 1.965e-06 | 1.8563e-06 | 1.8418e-06 | 1.6848e-06 | 1.8202e-06 | 1.8064e-06 | 1.5723e-06 | 1.6e-06 | 1.8818e-06 | 1.924e-06 | 1.9556e-06 | 1.7002e-06 | 1.7235e-06 | 2.3811e-06 | 1.8408e-06 | 2.12e-06 | 1.9875e-06 | 1.4307e-06 | 1.8496e-06 | 1.666e-06 | 1.7745e-06 | 1.7541e-06 | 1.8198e-06 | 2.0479e-06 | 1.6873e-06 | 1.9687e-06 | 1.9667e-06 | 1.9141e-06 | 2.0217e-06 | 2.0052e-06 | 1.5673e-06 | 2.2015e-06 | 1.9483e-06 | 2.2156e-06 | 1.7459e-06 | 1.7655e-06 | 1.6906e-06 | 1.5213e-06 | 1.8896e-06 | 1.9626e-06 | 1.9432e-06 | 1.7901e-06 | 2.0338e-06 | 1.7234e-06 | 1.9228e-06 | 1.8022e-06 | 1.6278e-06 | 1.9825e-06 | 1.7954e-06 | 2.0312e-06 | 1.4758e-06 | 1.8175e-06 | 1.72e-06 | 1.6936e-06 | 1.9113e-06 | 1.7467e-06 | 2.0335e-06 | 1.669e-06 | 1.6034e-06 | 1.7321e-06 | 1.8889e-06 | 1.8963e-06 | 1.8399e-06 | 1.8669e-06 | 1.9065e-06 | 1.9908e-06 | 2.192e-06 | 1.8129e-06 | 1.6071e-06 | 1.6554e-06 | 1.9608e-06 | 1.7916e-06 | 1.5847e-06 | 1.986e-06 | 1.647e-06 | 1.9837e-06 | 2.3057e-06 | 1.9149e-06 | 1.9156e-06 | 1.8594e-06 | 1.9413e-06 | 1.8097e-06 | 1.8158e-06 | 2.3047e-06 | 1.8557e-06 | 2.0458e-06 | 1.8318e-06 | 1.9218e-06 | 1.8464e-06 | 1.9807e-06 | 1.8841e-06 | 1.8675e-06 | 2.0944e-06 | 1.5905e-06 | 1.8507e-06 | 2.0365e-06 | 1.9651e-06 | 1.6423e-06 | 1.9369e-06 | 2.1221e-06 | 1.7248e-06 | 1.6586e-06 | 2.0871e-06 | 1.879e-06 | 1.5799e-06 | 1.9833e-06 | 1.7173e-06 | 1.8129e-06 | 1.6216e-06 | 1.889e-06 | 1.8641e-06 | 1.723e-06 | 1.7333e-06 | 1.9326e-06 | 1.7137e-06 | 1.814e-06 | 1.6538e-06 | 1.9916e-06 | 1.952e-06 | 1.7606e-06 | 1.7658e-06 | 2.153e-06 | 1.6193e-06 | 1.7085e-06 | 1.9015e-06 | 2.0979e-06 | 1.7416e-06 | 1.6989e-06 | 1.8289e-06 | 1.8613e-06 | 2.0981e-06 | 1.7371e-06 | 2.0066e-06 | 1.6987e-06 | 1.8661e-06 | 1.8516e-06 | 1.7063e-06 | 1.5597e-06 | 1.9908e-06 | 1.9106e-06 | 2.0587e-06 | 1.7737e-06 | 2.2681e-06 | 1.7823e-06 | 2.0884e-06 | 1.613e-06 | 1.7897e-06 | 1.9356e-06 | 1.7913e-06 | 1.764e-06 | 2.0523e-06 | 2.1302e-06 | 1.7591e-06 | 2.0682e-06 | 2.1577e-06 | 2.0203e-06 | 1.6447e-06 | 1.9595e-06 | 1.5132e-06 | 1.869e-06 | 2.0507e-06 | 1.9306e-06 | 1.7554e-06 | 1.7766e-06 | 2.0085e-06 | 2.1319e-06 | 1.6384e-06 | 1.8456e-06 | 1.9625e-06 | 1.8166e-06 | 2.1331e-06 | 1.8193e-06 | 1.7953e-06 | 1.4794e-06 | 1.5836e-06 | 1.7799e-06 | 1.6983e-06 | 1.5451e-06 | 1.6829e-06 | 1.9672e-06 | 1.906e-06 | 1.5361e-06 | 1.8615e-06 | 1.8511e-06 | 1.7683e-06 | 1.9107e-06 | 1.7239e-06 | 1.7275e-06 | 1.9659e-06 | 1.9317e-06 | 2.3365e-06 | 1.6429e-06 | 1.6588e-06 | 1.9668e-06 | 1.6658e-06 | 1.5278e-06 | 1.7086e-06 | 1.7828e-06 | 1.9646e-06 | 1.6089e-06 | 1.732e-06 | 1.9357e-06 | 2.0345e-06 | 1.7432e-06 | 2.2506e-06 | 1.7404e-06 | 1.8566e-06 | 1.5643e-06 | 2.0155e-06 | 1.4806e-06 | 1.8711e-06 | 1.9091e-06 | 1.814e-06 | 1.9119e-06 | 1.9038e-06 | 1.8944e-06 | 1.8772e-06 | 1.8537e-06 | 1.7818e-06 | 1.9575e-06 | 1.8121e-06 | 1.5222e-06 | 1.9107e-06 | 1.7484e-06 | 1.7956e-06 | 2.1446e-06 | 1.8832e-06 | 1.8875e-06 | 2.0952e-06 | 1.7883e-06 | 1.9286e-06 | 2.1598e-06 | 1.516e-06 | 1.8821e-06 | 2.1966e-06 | 1.8655e-06 | 1.9731e-06 | 1.9869e-06 | 1.9111e-06 | 1.9114e-06 | 1.9829e-06 | 1.6297e-06 | 2.1422e-06 | 1.6173e-06 | 1.8063e-06 | 1.6356e-06 | 2.1213e-06 | 2.3556e-06 | 1.9071e-06 | 1.8499e-06 | 2.0135e-06 | 2.0891e-06 | 1.6935e-06 | 1.819e-06 | 1.785e-06 | 1.5503e-06 | 2.0572e-06 | 1.9057e-06 | 1.8545e-06 | 1.9328e-06 | 2.0765e-06 | 1.6756e-06 | 2.0718e-06 | 2.107e-06 | 1.7e-06 | 1.5761e-06 | 1.8492e-06 | 1.7743e-06 | 1.6117e-06 | 2.0191e-06 | 1.9388e-06 | 1.8687e-06 | 1.9772e-06 | 1.8577e-06 | 2.1633e-06 | 2.1243e-06 | 1.5742e-06 | 1.8869e-06 | 1.7536e-06 | 1.6391e-06 | 1.4919e-06 | 1.7566e-06 | 1.6683e-06 | 1.9497e-06 | 1.8908e-06 | 1.8743e-06 | 1.7494e-06 | 1.8408e-06 | 2.2647e-06 | 1.7584e-06 | 1.9923e-06 | 1.9729e-06 | 1.6549e-06 | 1.9417e-06 | 1.5541e-06 | 1.93e-06 | 1.7552e-06 | 1.7771e-06 | 1.987e-06 | 1.8074e-06 | 1.9602e-06 | 2.0575e-06 | 2.0048e-06 | 1.461e-06 | 1.5369e-06 | 1.6584e-06 | 2.12e-06 | 2.0043e-06 | 1.8441e-06 | 1.734e-06 | 1.5978e-06 | 1.7673e-06 | 1.717e-06 | 1.4311e-06 | 1.5372e-06 | 2.1259e-06 | 1.8534e-06 | 1.7239e-06 | 1.7858e-06 | 1.9293e-06 | 1.6496e-06 | 1.7483e-06 | 2.1025e-06 | 2.0668e-06 | 2.1729e-06 | 1.8021e-06 | 2.0454e-06 | 1.6971e-06 | 2.0167e-06 | 2.1921e-06 | 1.9146e-06 | 2.2451e-06 | 1.6564e-06 | 1.75e-06 | 1.6495e-06 | 1.7691e-06 | 1.97e-06 | 2.0284e-06 | 1.6716e-06 | 1.8924e-06 | 1.7307e-06 | 1.7724e-06 | 1.8085e-06 | 1.8416e-06 | 1.7659e-06 | 2.0195e-06 | 1.6839e-06 | 1.8438e-06 | 1.7208e-06 | 1.9137e-06 | 2.1218e-06 | 2.2191e-06 | 1.845e-06 | 1.8262e-06 | 2.1939e-06 | 2.0667e-06 | 1.5313e-06 | 1.7058e-06 | 1.7949e-06 | 1.7263e-06 | 1.7315e-06 | 1.9375e-06 | 1.769e-06 | 1.8671e-06 | 1.7253e-06 | 1.7977e-06 | 1.8111e-06 | 1.8716e-06 | 1.6055e-06 | 1.9093e-06 | 1.8695e-06 | 2.044e-06 | 1.7808e-06 | 2.0254e-06 | 1.5438e-06 | 1.7971e-06 | 1.6386e-06 | 1.8399e-06 | 2.1461e-06 | 1.6774e-06 | 1.6851e-06 | 1.8e-06 | 1.7446e-06 | 1.715e-06 | 2.1655e-06 | 1.8333e-06 | 1.6607e-06 | 1.9679e-06 | 2.124e-06 | 2.0617e-06 | 1.8803e-06 | 1.825e-06 | 1.932e-06 | 2.0342e-06 | 1.9887e-06 | 1.9662e-06 | 1.7146e-06 | 1.87e-06 | 1.7365e-06 | 1.9066e-06 | 1.9766e-06 | 1.8609e-06 | 1.7633e-06 | 1.6686e-06 | 1.8655e-06 | 1.8613e-06 | 1.7074e-06 | 1.6748e-06 | 1.8919e-06 | 1.9009e-06 | 1.6613e-06 | 1.9105e-06 | 2.2667e-06 | 2.1426e-06 | 2.0099e-06 | 1.9027e-06 | 1.5745e-06 | 1.7645e-06 | 1.7428e-06 | 2.1029e-06 | 1.9276e-06 | 1.7432e-06 | 1.9351e-06 | 1.5972e-06 | 2.0332e-06 | 2.1582e-06 | 1.8288e-06 | 2.0874e-06 | 1.5725e-06 | 2.0079e-06 | 1.7389e-06 | 1.8686e-06 | 1.641e-06 | 1.7447e-06 | 1.4051e-06 | 1.611e-06 | 1.7566e-06 | 2.1517e-06 | 2.0624e-06 | 1.6335e-06 | 2.3839e-06 | 1.7696e-06 | 1.9293e-06 | 1.6965e-06 | 1.6057e-06 | 1.8778e-06 | 2.1717e-06 | 1.8122e-06 | 1.6581e-06 | 1.7957e-06 | 2.3594e-06 | 1.5994e-06 | 1.9312e-06 | 1.8839e-06 | 1.84e-06 | 2.0231e-06 | 1.9637e-06 | 1.9885e-06 | 2.1787e-06 | 1.8046e-06 | 1.8846e-06 | 1.8861e-06 | 1.6295e-06 | 1.6395e-06 | 1.7207e-06 | 1.8581e-06 | 1.9696e-06 | 1.807e-06 | 1.7402e-06 | 1.8566e-06 | 2.0945e-06 | 1.635e-06 | 1.3354e-06 | 1.9724e-06 | 1.9673e-06 | 2.0465e-06 | 1.7864e-06 | 1.882e-06 | 1.3245e-06 | 1.4995e-06 | 1.8661e-06 | 1.6995e-06 | 1.9528e-06 | 2.0201e-06 | 1.9159e-06 | 2.0674e-06 | 1.635e-06 | 1.9711e-06 | 1.7928e-06 | 1.9213e-06 | 1.4858e-06 | 1.7259e-06 | 1.447e-06 | 2.087e-06 | 1.9329e-06 | 1.6289e-06 | 1.7168e-06 | 1.8117e-06 | 1.8639e-06 | 1.7714e-06 | 1.8265e-06 | 1.9453e-06 | 2.0516e-06 | 1.7416e-06 | 1.799e-06 | 1.7003e-06 | 1.8543e-06 | 1.8541e-06 | 1.7748e-06 | 1.3881e-06 | 1.777e-06 | 1.8888e-06 | 1.9113e-06 | 1.599e-06 | 1.8758e-06 | 1.8938e-06 | 1.7772e-06 | 1.8374e-06 | 1.6988e-06 | 1.8654e-06 | 1.4972e-06 | 1.8634e-06 | 1.7221e-06 | 1.5105e-06 | 1.6089e-06 | 1.908e-06 | 1.71e-06 | 1.8433e-06 | 1.8288e-06 | 1.5166e-06 | 2.0217e-06 | 1.9307e-06 | 2.0029e-06 | 1.86e-06 | 1.6779e-06 | 2.0149e-06 | 1.6499e-06 | 1.9076e-06 | 1.9056e-06 | 1.6702e-06 | 2.1423e-06 | 1.8865e-06 | 2.0394e-06 | 2.2201e-06 | 1.7879e-06 | 1.6299e-06 | 1.5191e-06 | 1.3103e-06 | 1.6289e-06 | 1.9296e-06 | 1.7162e-06 | 1.6377e-06 | 1.9185e-06 | 2.3658e-06 | 2.0562e-06 | 1.6208e-06 | 2.2124e-06 | 2.1824e-06 | 1.5834e-06 | 1.8883e-06 | 1.6916e-06 | 1.6275e-06 | 1.9728e-06 | 1.8722e-06 | 1.7833e-06 | 1.5426e-06 | 1.8972e-06 | 2.4918e-06 | 2.0218e-06 | 1.7689e-06 | 1.6036e-06 | 1.976e-06 | 1.6576e-06 | 1.8562e-06 | 1.9586e-06 | 1.9512e-06 | 1.9524e-06 | 1.6801e-06 | 1.3046e-06 | 1.9104e-06 | 1.8861e-06 | 1.7078e-06 | 1.9627e-06 | 1.4882e-06 | 1.7333e-06 | 1.8226e-06 | 1.609e-06 | 1.8234e-06 | 2.011e-06 | 1.7014e-06 | 1.748e-06 | 1.9604e-06 | 1.8883e-06 | 1.4879e-06 | 1.7522e-06 | 2.1801e-06 | 1.2623e-06 | 1.9466e-06 | 1.6548e-06 | 2.0326e-06 | 2.268e-06 | 1.8644e-06 | 1.8896e-06 | 1.9799e-06 | 1.8394e-06 | 1.8093e-06 | 1.4752e-06 | 1.8439e-06 | 1.9837e-06 | 1.8825e-06 | 1.854e-06 | 1.6717e-06 | 1.8521e-06 | 1.7736e-06 | 1.3698e-06 | 1.7257e-06 | 2.1484e-06 | 1.5931e-06 | 1.8875e-06 | 1.7029e-06 | 1.9733e-06 | 1.7295e-06 | 1.8414e-06 | 1.8165e-06 | 2.0692e-06 | 1.9804e-06 | 2.1647e-06 | 1.8009e-06 | 1.706e-06 | 1.6309e-06 | 1.9188e-06 | 1.9404e-06 | 1.8027e-06 | 1.705e-06 | 1.7209e-06 | 1.7709e-06 | 1.4507e-06 | 1.9351e-06 | 1.9166e-06 | 1.7476e-06 | 1.7565e-06 | 1.8899e-06 | 1.6316e-06 | 1.807e-06 | 2.1527e-06 | 1.6181e-06 | 1.8032e-06 | 1.7272e-06 | 1.6967e-06 | 1.7528e-06 | 1.8238e-06 | 1.6451e-06 | 1.8381e-06 | 2.0235e-06 | 1.7186e-06 | 1.7316e-06 | 1.9608e-06 | 2.3793e-06 | 2.0192e-06 | 1.7826e-06 | 1.9776e-06 | 1.4463e-06 | 1.9458e-06 | 1.8853e-06 | 1.9274e-06 | 2.1719e-06 | 1.6583e-06 | 1.7361e-06 | 1.8084e-06 | 1.9213e-06 | 2.0959e-06 | 2.1057e-06 | 1.6067e-06 | 1.3621e-06 | 1.8526e-06 | 1.7038e-06 | 1.7647e-06 | 1.8555e-06 | 1.644e-06 | 2.0232e-06 | 1.852e-06 | 1.9271e-06 | 1.802e-06 | 2.0719e-06 | 1.6968e-06 | 1.758e-06 | 1.804e-06 | 2.0567e-06 | 1.4776e-06 | 1.6109e-06 | 1.8561e-06 | 1.7815e-06 | 2.282e-06 | 2.0511e-06 | 1.825e-06 | 2.1913e-06 | 2.0041e-06 | 2.0041e-06 | 1.6722e-06 | 1.8863e-06 | 1.4651e-06 | 1.8347e-06 | 1.9275e-06 | 1.5988e-06 | 1.855e-06 | 1.6442e-06 | 2.1081e-06 | 1.8836e-06 | 1.7442e-06 | 1.7698e-06 | 2.0212e-06 | 1.9282e-06 | 1.6323e-06 | 2.2189e-06 | 2.0107e-06 | 2.0179e-06 | 1.8585e-06 | 1.9005e-06 | 1.7577e-06 | 1.7671e-06 | 2.2083e-06 | 1.8012e-06 | 1.7864e-06 | 1.7647e-06 | 1.9299e-06 | 2.1046e-06 | 1.9234e-06 | 1.67e-06 | 1.9457e-06 | 1.5281e-06 | 1.7519e-06 | 1.6203e-06 | 2.2629e-06 | 2.191e-06 | 1.8925e-06 | 2.0189e-06 | 1.6475e-06 | 2.0166e-06 | 1.5627e-06 | 2.0119e-06 | 1.627e-06 | 1.8551e-06 | 1.7416e-06 | 1.9888e-06 | 1.4795e-06 | 1.9736e-06 | 2.2775e-06 | 2.0154e-06 | 2.2614e-06 | 1.9339e-06 | 1.892e-06 | 2.0622e-06 | 1.9957e-06 | 1.9773e-06 | 2.1004e-06 | 2.1336e-06 | 2.2657e-06 | 1.8561e-06 | 1.7914e-06 | 1.7481e-06 | 1.8236e-06 | 1.7718e-06 | 1.934e-06 | 1.9469e-06 | 1.7308e-06 | 1.7747e-06 | 1.8609e-06 | 1.8567e-06 | 1.7578e-06 | 1.7521e-06 | 1.9205e-06 | 1.8489e-06 | 1.9202e-06 | 1.9479e-06 | 1.8476e-06 | 1.8275e-06 | 1.864e-06 | 1.6511e-06 | 1.7042e-06 | 2.2849e-06 | 2.0411e-06 | 1.9587e-06 | 1.7829e-06 | 2.0462e-06 | 1.9888e-06 | 1.994e-06 | 1.4887e-06 | 2.1198e-06 | 1.7961e-06 | 1.9267e-06 | 1.6707e-06 | 2.0097e-06 | 1.938e-06 | 1.6052e-06 | 1.7836e-06 | 1.9224e-06 | 2.0811e-06 | 2.0602e-06 | 1.7925e-06 | 1.9394e-06 | 1.8906e-06 | 1.9285e-06 | 1.8824e-06 | 1.5735e-06 | 1.6414e-06 | 1.6944e-06 | 1.9332e-06 | 1.93e-06 | 1.9108e-06 | 1.7887e-06 | 1.8192e-06 | 1.8786e-06 | 1.5083e-06 | 1.9428e-06 | 1.9936e-06 | 1.4941e-06 | 1.8186e-06 | 1.6805e-06 | 1.8255e-06 | 2.0308e-06 | 1.8866e-06 | 1.8231e-06 | 1.9416e-06 | 1.8873e-06 | 1.7726e-06 | 2.1532e-06 | 1.8862e-06 | 2.1928e-06 | 1.664e-06 | 1.9519e-06 | 1.9057e-06 | 1.7787e-06 | 2.1086e-06 | 2.2074e-06 | 2.0457e-06 | 2.07e-06 | 1.7588e-06 | 1.9044e-06 | 1.74e-06 | 1.7098e-06 | 2.0717e-06 | 1.9187e-06 | 1.7638e-06 | 2.1006e-06 | 1.7856e-06 | 1.7021e-06 | 1.9677e-06 | 1.888e-06 | 1.558e-06 | 1.6264e-06 | 1.8304e-06 | 2.0509e-06 | 1.8632e-06 | 1.9357e-06 | 1.7892e-06 | 1.9201e-06 | 1.7813e-06 | 1.9438e-06 | 1.9469e-06 | 1.8221e-06 | 1.7209e-06 | 1.5211e-06 | 1.864e-06 | 1.8612e-06 | 2.0828e-06 | 1.9722e-06 | 1.8424e-06 | 1.8654e-06 | 1.8275e-06 | 1.4896e-06 | 1.7903e-06 | 2.0178e-06 | 1.9964e-06 | 1.7191e-06 | 1.9443e-06 | 1.7274e-06 | 1.8816e-06 | 2.0298e-06 | 2.1007e-06 | 1.9015e-06 | 1.8786e-06 | 2.1339e-06 | 1.765e-06 | 1.8009e-06 | 1.7115e-06 | 1.5773e-06 | 1.6788e-06 | 1.9496e-06 | 1.7489e-06 | 2.1552e-06 | 1.8002e-06 | 1.7885e-06 | 1.6392e-06 | 1.8816e-06 | 1.9897e-06 | 1.7845e-06 | 1.5809e-06 | 1.8789e-06 | 1.8562e-06 | 1.9794e-06 | 1.5553e-06 | 1.8144e-06 | 1.7195e-06 | 1.9145e-06 | 1.8871e-06 | 1.8603e-06 | 1.8577e-06 | 1.6614e-06 | 1.4935e-06 | 1.8189e-06 | 1.7806e-06 | 1.5049e-06 | 1.6638e-06 | 1.7844e-06 | 1.7874e-06 | 2.0147e-06 | 2.1361e-06 | 2.0051e-06 | 1.6529e-06 | 1.902e-06 | 1.9333e-06 | 1.7626e-06 | 2.0219e-06 | 1.5744e-06 | 1.8075e-06 | 2.2009e-06 | 1.6162e-06 | 1.8422e-06 | 1.9378e-06 | 1.9566e-06 | 2.0207e-06 | 1.7479e-06 | 1.9806e-06 | 1.7826e-06 | 1.5516e-06 | 1.8836e-06 | 1.9817e-06 | 1.6754e-06 | 1.5608e-06 | 2.0018e-06 | 1.7298e-06 | 1.718e-06 | 1.6783e-06 | 1.8814e-06 | 1.5585e-06 | 1.9355e-06 | 2.1687e-06 | 1.6386e-06 | 1.97e-06 | 1.7221e-06 | 1.8458e-06 | 1.5429e-06 | 1.9398e-06 | 1.729e-06 | 1.917e-06 | 1.747e-06 | 1.9592e-06 | 1.9464e-06 | 2.0721e-06 | 1.8618e-06 | 2.1319e-06 | 2.0772e-06 | 1.9047e-06 | 2.1463e-06 | 1.7577e-06 | 1.879e-06 | 2.3505e-06 | 1.605e-06 | 1.92e-06 | 1.6565e-06 | 1.9511e-06 | 1.7624e-06 | 1.8156e-06 | 2.1728e-06 | 1.7088e-06 | 1.8266e-06 | 2.005e-06 | 1.7694e-06 | 2.0255e-06 | 1.703e-06 | 1.6555e-06 | 1.8411e-06 | 1.8771e-06 | 2.1056e-06 | 1.6673e-06 | 1.4527e-06 | 2.0676e-06 | 1.6855e-06 | 1.7689e-06 | 1.8193e-06 | 1.6538e-06 | 1.5727e-06 | 1.7506e-06 | 1.5934e-06 | 1.8007e-06 | 1.7947e-06 | 2.3256e-06 | 1.7845e-06 | 2.1055e-06 | 1.7886e-06 | 2.1197e-06 | 2.2329e-06 | 1.769e-06 | 1.6044e-06 | 1.7388e-06 | 1.9594e-06 | 1.805e-06 | 1.8594e-06 | 1.7084e-06 | 1.8884e-06 | 1.8052e-06 | 1.8322e-06 | 2.065e-06 | 1.6443e-06 | 2.0641e-06 | 1.7428e-06 | 1.6383e-06 | 2.0905e-06 | 2.1793e-06 | 1.8714e-06 | 1.9258e-06 | 1.6764e-06 | 2.0064e-06 | 1.8788e-06 | 1.91e-06 | 1.9391e-06 | 2.0153e-06 | 1.9375e-06 | 2.2358e-06 | 1.8419e-06 | 1.6959e-06 | 1.5995e-06 | 1.7538e-06 | 1.7694e-06 | 1.9142e-06 | 1.7781e-06 | 1.8033e-06 | 1.8384e-06 | 1.7552e-06 | 1.8888e-06 | 1.8969e-06 | 1.4721e-06 | 1.8715e-06 | 1.6457e-06 | 2.1717e-06 | 1.654e-06 | 1.3832e-06 | 2.0116e-06 | 1.9556e-06 | 2.1387e-06 | 1.751e-06 | 1.6585e-06 | 1.9089e-06 | 1.762e-06 | 1.9225e-06 | 2.0267e-06 | 1.8891e-06 | 2.0139e-06 | 2.0348e-06 | 1.4841e-06 | 1.5201e-06 | 1.9993e-06 | 1.8462e-06 | 1.7658e-06 | 1.525e-06 | 2.1899e-06 | 1.7354e-06 | 1.7443e-06 | 1.6984e-06 | 1.9214e-06 | 2.103e-06 | 1.7966e-06 | 1.9164e-06 | 1.6698e-06 | 1.8561e-06 | 1.9765e-06 | 1.9321e-06 | 1.2713e-06 | 1.98e-06 | 1.8848e-06 | 1.808e-06 | 2.0338e-06 | 1.8611e-06 | 1.7763e-06 | 2.0225e-06 | 1.8086e-06 | 2.0174e-06 | 2.0706e-06 | 1.7156e-06 | 1.811e-06 | 1.8739e-06 | 1.8911e-06 | 1.8351e-06 | 1.9101e-06 | 1.7277e-06 | 1.9366e-06 | 1.8183e-06 | 1.8371e-06 | 1.9849e-06 | 1.8309e-06 | 1.964e-06 | 1.923e-06 | 1.5458e-06 | 1.9779e-06 | 1.8855e-06 | 1.7791e-06 | 2.1213e-06 | 2.0871e-06 | 1.8326e-06 | 1.3589e-06 | 1.9121e-06 | 1.8226e-06 | 1.6861e-06 | 1.7413e-06 | 1.4864e-06 | 1.8507e-06 | 1.6957e-06 | 1.6577e-06 | 1.9789e-06 | 1.7981e-06 | 1.8401e-06 | 1.254e-06 | 1.8032e-06 | 1.934e-06 | 1.6899e-06 | 1.6568e-06 | 1.6973e-06 | 1.5947e-06 | 1.771e-06 | 1.9521e-06 | 1.8404e-06 | 1.9249e-06 | 1.7128e-06 | 1.8036e-06 | 2.029e-06 | 1.9413e-06 | 1.8224e-06 | 1.6192e-06 | 1.8167e-06 | 1.8031e-06 | 2.0775e-06 | 1.5563e-06 | 1.5843e-06 | 1.9552e-06 | 1.7319e-06 | 1.7671e-06 | 1.7849e-06 | 1.9564e-06 | 1.7134e-06 | 2.1904e-06 | 1.7164e-06 | 1.584e-06 | 1.7476e-06 | 1.9934e-06 | 1.7786e-06 | 1.7786e-06 | 1.8555e-06 | 1.9095e-06 | 1.5224e-06 | 1.6098e-06 | 2.0148e-06 | 1.5464e-06 | 1.6804e-06 | 1.9922e-06 | 1.5402e-06 | 2.1524e-06 | 1.6422e-06 | 1.6823e-06 | 1.7711e-06 | 1.9934e-06 | 2.0121e-06 | 1.9635e-06 | 1.6974e-06 | 1.5908e-06 | 1.7902e-06 | 1.5973e-06 | 1.8881e-06 | 1.9651e-06 | 1.6201e-06 | 1.7843e-06 | 2.1165e-06 | 2.0701e-06 | 1.7116e-06 | 1.7906e-06 | 1.9377e-06 | 2.0698e-06 | 1.4208e-06 | 1.5692e-06 | 1.5383e-06 | 2.036e-06 | 1.983e-06 | 1.8304e-06 | 1.6786e-06 | 1.7641e-06 | 1.8137e-06 | 1.64e-06 | 2.075e-06 | 1.7676e-06 | 1.8972e-06 | 2.1843e-06 | 1.8437e-06 | 1.6424e-06 | 1.5074e-06 | 1.9167e-06 | 1.5422e-06 | 1.9576e-06 | 2.0668e-06 | 1.9287e-06 | 2.0715e-06 | 1.3699e-06 | 1.9465e-06 | 1.7155e-06 | 1.344e-06 | 1.702e-06 | 2.1262e-06 | 1.8575e-06 | 2.1902e-06 | 1.9398e-06 | 1.6384e-06 | 1.8113e-06 | 1.409e-06 | 1.6587e-06 | 2.0003e-06 | 1.8806e-06 | 1.9252e-06 | 2.0995e-06 | 1.995e-06 | 1.8935e-06 | 1.9355e-06 | 1.9199e-06 | 2.0056e-06 | 1.8252e-06 | 1.8201e-06 | 2.1265e-06 | 1.7113e-06 | 2.0437e-06 | 1.6939e-06 | 1.7973e-06 | 1.7345e-06 | 1.9908e-06 | 2.2039e-06 | 1.9338e-06 | 1.9256e-06 | 2.1501e-06 | 1.8721e-06 | 1.7564e-06 | 1.7224e-06 | 1.7935e-06 | 1.7346e-06 | 1.8928e-06 | 1.8238e-06 | 1.6965e-06 | 1.9417e-06 | 1.5035e-06 | 1.8534e-06 | 2.1306e-06 | 1.9555e-06 | 1.9236e-06 | 1.9092e-06 | 1.94e-06 | 1.9066e-06 | 1.8941e-06 | 1.9623e-06 | 2.0053e-06 | 1.5221e-06 | 1.6647e-06 | 2.0234e-06 | 2.2041e-06 | 1.8264e-06 | 1.6727e-06 | 1.6617e-06 | 1.642e-06 | 2.0839e-06 | 1.9083e-06 | 1.5536e-06 | 1.4909e-06 | 2.029e-06 | 1.8289e-06 | 1.7572e-06 | 1.9572e-06 | 1.7889e-06 | 1.4094e-06 | 2.0132e-06 | 1.7389e-06 | 1.7572e-06 | 2.0143e-06 | 1.8525e-06 | 1.8704e-06 | 2.0181e-06 | 1.8775e-06 | 1.8351e-06 | 1.8935e-06 | 2.0549e-06 | 1.6482e-06 | 2.0715e-06 | 1.6793e-06 | 1.6508e-06 | 1.8934e-06 | 1.8316e-06 | 1.8988e-06 | 1.8577e-06 | 1.8391e-06 | 1.8285e-06 | 1.9987e-06 | 2.1543e-06 | 1.986e-06 | 1.8489e-06 | 1.8975e-06 | 2.1276e-06 | 1.7825e-06 | 1.3546e-06 | 1.7633e-06 | 2.0266e-06 | 1.6221e-06 | 2.0892e-06 | 1.6743e-06 | 1.7431e-06 | 1.9677e-06 | 1.7183e-06 | 2.0275e-06 | 1.7285e-06 | 1.7588e-06 | 1.9422e-06 | 1.7405e-06 | 1.8463e-06 | 1.8315e-06 | 1.7055e-06 | 2.1182e-06 | 2.0251e-06 | 1.8197e-06 | 1.7288e-06 | 1.9703e-06 | 1.7054e-06 | 1.961e-06 | 1.5979e-06 | 1.9188e-06 | 1.6607e-06 | 1.6877e-06 | 1.969e-06 | 1.7991e-06 | 2.0488e-06 | 1.7154e-06 | 1.9372e-06 | 1.9246e-06 | 1.9623e-06 | 2.0547e-06 | 1.8037e-06 | 1.9452e-06 | 1.5848e-06 | 1.733e-06 | 1.8191e-06 | 2.0217e-06 | 2.0453e-06 | 2.0904e-06 | 1.9057e-06 | 2.0328e-06 | 1.5083e-06 | 2.147e-06 | 1.7022e-06 | 1.7277e-06 | 1.7904e-06 | 1.4189e-06 | 1.8916e-06 | 1.9233e-06 | 1.765e-06 | 2.2296e-06 | 1.6834e-06 | 2.0797e-06 | 1.5407e-06 | 1.9573e-06 | 2.2071e-06 | 2.1539e-06 | 1.987e-06 | 1.9572e-06 | 1.85e-06 | 2.2045e-06 | 1.9501e-06 | 1.4608e-06 | 1.5725e-06 | 1.8781e-06 | 1.6719e-06 | 1.983e-06 | 1.7663e-06 | 1.7416e-06 | 1.7006e-06 | 1.6386e-06 | 1.7979e-06 | 1.6219e-06 | 1.9427e-06 | 1.6552e-06 | 1.9382e-06 | 1.491e-06 | 1.7146e-06 | 2.0484e-06 | 2.2738e-06 | 2.072e-06 | 1.7219e-06 | 1.7682e-06 | 2.0386e-06 | 2.2162e-06 | 1.6863e-06 | 1.9287e-06 | 1.6802e-06 | 1.8653e-06 | 1.5207e-06 | 1.9476e-06 | 1.9995e-06 | 1.631e-06 | 1.795e-06 | 1.9194e-06 | 1.5899e-06 | 1.8097e-06 | 1.6793e-06 | 1.6213e-06 | 1.9832e-06 | 1.9051e-06 | 1.7912e-06 | 2.0171e-06 | 1.814e-06 | 1.8835e-06 | 1.558e-06 | 2.0265e-06 | 1.4654e-06 | 1.8146e-06 | 1.963e-06 | 1.9486e-06 | 1.8025e-06 | 2.0402e-06 | 1.843e-06 | 1.8634e-06 | 1.6399e-06 | 1.9184e-06 | 1.9944e-06 | 2.0502e-06 | 1.7629e-06 | 1.8841e-06 | 1.9032e-06 | 1.9815e-06 | 1.9895e-06 | 2.2061e-06 | 1.8746e-06 | 2.1067e-06 | 2.1732e-06 | 1.6109e-06 | 1.8316e-06 | 1.6785e-06 | 1.5811e-06 | 1.6644e-06 | 1.7795e-06 | 1.7787e-06 | 1.6126e-06 | 2.0085e-06 | 2.0432e-06 | 1.8714e-06 | 1.9561e-06 | 1.7645e-06 | 1.9724e-06 | 1.9276e-06 | 1.7598e-06 | 2.1875e-06 | 1.6549e-06 | 1.9796e-06 | 2.0181e-06 | 1.927e-06 | 1.9732e-06 | 1.9867e-06 | 1.9517e-06 | 1.6629e-06 | 1.9931e-06 | 1.8687e-06 | 1.7291e-06 | 1.5059e-06 | 1.9457e-06 | 1.8868e-06 | 1.6365e-06 | 1.6746e-06 | 2.0127e-06 | 1.7388e-06 | 2.1857e-06 | 1.7506e-06 | 1.9007e-06 | 1.6945e-06 | 2.0434e-06 | 1.5917e-06 | 2.0301e-06 | 1.6713e-06 | 2.0258e-06 | 1.9129e-06 | 1.6411e-06 | 2.1536e-06 | 2.1086e-06 | 1.851e-06 | 2.2405e-06 | 2.0896e-06 | 1.8941e-06 | 1.9642e-06 | 1.8705e-06 | 1.9811e-06 | 1.8959e-06 | 2.0115e-06 | 1.9434e-06 | 1.9605e-06 | 1.736e-06 | 1.632e-06 | 1.7688e-06 | 1.7865e-06 | 1.6702e-06 | 2.2216e-06 | 1.4933e-06 | 1.5307e-06 | 1.8405e-06 | 2.0214e-06 | 1.903e-06 | 2.132e-06 | 1.9953e-06 | 1.8304e-06 | 2.083e-06 | 1.5946e-06 | 1.7616e-06 | 1.8117e-06 | 1.9862e-06 | 2.0819e-06 | 1.6279e-06 | 1.5648e-06 | 1.8076e-06 | 1.6964e-06 | 1.5006e-06 | 2.4837e-06 | 2.0694e-06 | 1.9585e-06 | 2.1411e-06 | 1.8976e-06 | 1.9263e-06 | 1.8032e-06 | 1.9174e-06 | 1.5934e-06 | 2.118e-06 | 1.6748e-06 | 1.9545e-06 | 1.6282e-06 | 1.6578e-06 | 1.8705e-06 | 1.9687e-06 | 1.7228e-06 | 1.8697e-06 | 1.5022e-06 | 2.1749e-06 | 2.3298e-06 | 1.8767e-06 | 1.8156e-06 | 1.7653e-06 | 1.6518e-06 | 1.9797e-06 | 2.012e-06 | 1.5362e-06 | 1.7369e-06 | 1.9051e-06 | 1.6491e-06 | 1.5706e-06 | 1.5804e-06 | 1.8276e-06 | 1.7728e-06 | 1.7618e-06 | 2.1821e-06 | 1.7054e-06 | 1.9691e-06 | 1.7609e-06 | 2.0759e-06 | 2.3462e-06 | 1.8849e-06 | 2.0013e-06 | 1.8618e-06 | 2.0122e-06 | 1.6533e-06 | 1.8212e-06 | 1.7588e-06 | 1.6462e-06 | 1.8809e-06 | 1.9657e-06 | 1.5657e-06 | 2.0548e-06 | 1.7988e-06 | 1.7402e-06 | 1.4542e-06 | 1.5384e-06 | 1.6831e-06 | 1.9832e-06 | 1.8642e-06 | 1.8602e-06 | 1.8589e-06 | 2.0181e-06 | 1.8429e-06 | 1.8549e-06 | 2.0135e-06 | 2.2502e-06 | 1.997e-06 | 1.6616e-06 | 1.4514e-06 | 1.7852e-06 | 1.5044e-06 | 2.0673e-06 | 1.9172e-06 | 2.102e-06 | 2.0107e-06 | 1.6278e-06 | 1.6638e-06 | 2.0201e-06 | 1.939e-06 | 1.6313e-06 | 1.9102e-06 | 2.0238e-06 | 1.6442e-06 | 1.4128e-06 | 1.7572e-06 | 1.8156e-06 | 1.7686e-06 | 2.2003e-06 | 1.7638e-06 | 1.989e-06 | 1.821e-06 | 1.6859e-06 | 1.933e-06 | 1.7374e-06 | 2.1287e-06 | 1.8212e-06 | 1.6909e-06 | 1.7575e-06 | 2.2818e-06 | 2.0795e-06 | 2.0512e-06 | 1.9238e-06 | 1.9438e-06 | 1.5217e-06 | 1.8759e-06 | 1.9262e-06 | 1.4639e-06 | 1.7925e-06 | 1.8602e-06 | 1.8505e-06 | 1.9765e-06 | 2.1049e-06 | 1.8131e-06 | 1.8546e-06 | 1.8937e-06 | 1.9815e-06 | 2.0492e-06 | 2.1311e-06 | 1.8348e-06 | 1.6466e-06 | 1.9075e-06 | 1.6717e-06 | 1.6314e-06 | 1.8382e-06 | 2.07e-06 | 1.8295e-06 | 1.8617e-06 | 1.4519e-06 | 2.0656e-06 | 1.8889e-06 | 1.7622e-06 | 1.8182e-06 | 1.9514e-06 | 1.873e-06 | 1.6349e-06 | 1.6284e-06 | 1.9113e-06 | 1.8405e-06 | 1.4909e-06 | 1.6734e-06 | 1.9367e-06 | 2.061e-06 | 1.8195e-06 | 1.7068e-06 | 2.109e-06 | 1.5573e-06 | 2.0789e-06 | 1.5982e-06 | 1.4657e-06 | 1.8894e-06 | 1.9624e-06 | 2.1101e-06 | 1.5124e-06 | 2.0038e-06 | 1.7366e-06 | 2.1024e-06 | 1.8791e-06 | 1.8089e-06 | 2.024e-06 | 2.2752e-06 | 2.0613e-06 | 1.9353e-06 | 1.871e-06 | 1.7685e-06 | 2.2216e-06 | 1.9015e-06 | 1.9368e-06 | 1.7952e-06 | 1.7035e-06 | 1.9853e-06 | 1.785e-06 | 1.6821e-06 | 1.8725e-06 | 1.9119e-06 | 1.9431e-06 | 1.6458e-06 | 1.7567e-06 | 1.7668e-06 | 1.852e-06 | 2.1656e-06 | 1.6624e-06 | 1.726e-06 | 1.9935e-06 | 2.2296e-06 | 1.8085e-06 | 1.4209e-06 | 1.8845e-06 | 1.9602e-06 | 2.0296e-06 | 1.6602e-06 | 1.8504e-06 | 1.7419e-06 | 1.8243e-06 | 2.0355e-06 | 1.9305e-06 | 1.5575e-06 | 1.6808e-06 | 2.0191e-06 | 2.0874e-06 | 1.6789e-06 | 1.5438e-06 | 1.7884e-06 | 1.7572e-06 | 1.6466e-06 | 2.1039e-06 | 1.663e-06 | 1.8998e-06 | 1.9455e-06 | 1.889e-06 | 1.5745e-06 | 1.6368e-06 | 1.7307e-06 | 1.7006e-06 | 2.173e-06 | 2.156e-06 | 1.6109e-06 | 1.9615e-06 | 1.9111e-06 | 1.6975e-06 | 2.05e-06 | 1.6852e-06 | 1.8856e-06 | 1.7711e-06 | 1.6701e-06 | 1.6264e-06 | 1.8296e-06 | 1.8532e-06 | 1.8753e-06 | 1.7571e-06 | 1.4481e-06 | 1.8467e-06 | 1.8955e-06 | 2.2912e-06 | 1.8224e-06 | 1.8535e-06 | 1.7588e-06 | 1.7772e-06 | 1.8135e-06 | 1.8159e-06 | 1.9657e-06 | 1.8557e-06 | 1.9601e-06 | 1.9877e-06 | 2.0125e-06 | 1.9847e-06 | 1.7828e-06 | 1.9799e-06 | 2.1925e-06 | 2.3699e-06 | 1.9838e-06 | 1.7862e-06 | 1.7023e-06 | 1.8202e-06 | 1.8054e-06 | 2.3638e-06 | 1.7472e-06 | 1.7646e-06 | 1.8459e-06 | 2.0347e-06 | 1.8248e-06 | 1.8983e-06 | 1.9279e-06 | 1.6818e-06 | 1.9219e-06 | 2.039e-06 | 1.9454e-06 | 1.76e-06 | 1.944e-06 | 1.8856e-06 | 2.2926e-06 | 1.7771e-06 | 1.8495e-06 | 1.7147e-06 | 1.8407e-06 | 1.9793e-06 | 1.8515e-06 | 1.9642e-06 | 1.5265e-06 | 2.1103e-06 | 1.7616e-06 | 2.0215e-06 | 1.7937e-06 | 2.0222e-06 | 1.5998e-06 | 1.9696e-06 | 1.4262e-06 | 1.789e-06 | 2.0202e-06 | 1.7334e-06 | 1.736e-06 | 1.5625e-06 | 1.9868e-06 | 1.8602e-06 | 2.0274e-06 | 1.823e-06 | 1.7662e-06 | 2.1814e-06 | 2.0358e-06 | 1.9244e-06 | 1.6252e-06 | 2.2298e-06 | 2.0493e-06 | 1.6449e-06 | 1.7274e-06 | 1.8908e-06 | 2.0276e-06 | 2.0568e-06 | 2.0347e-06 | 1.7254e-06 | 2.2614e-06 | 1.6945e-06 | 1.8048e-06 | 1.5356e-06 | 2.0974e-06 | 1.7807e-06 | 1.6517e-06 | 1.9832e-06 | 2.0136e-06 | 1.8283e-06 | 1.7803e-06 | 2.17e-06 | 1.9153e-06 | 1.4532e-06 | 1.8507e-06 | 1.7642e-06 | 1.7145e-06 | 1.9556e-06 | 1.7391e-06 | 2.1341e-06 | 1.9786e-06 | 1.5816e-06 | 1.6846e-06 | 2.3663e-06 | 1.8479e-06 | 1.7672e-06 | 2.0196e-06 | 2.121e-06 | 2.0725e-06 | 1.7339e-06 | 1.9477e-06 | 1.909e-06 | 1.8386e-06 | 1.9961e-06 | 1.7827e-06 | 1.5971e-06 | 1.6602e-06 | 1.996e-06 | 1.7821e-06 | 2.0911e-06 | 1.8503e-06 | 1.7083e-06 | 1.6402e-06 | 1.8566e-06 | 1.636e-06 | 1.9039e-06 | 1.6895e-06 | 1.8387e-06 | 2.0055e-06 | 1.9588e-06 | 1.7768e-06 | 1.7123e-06 | 1.7935e-06 | 2.3229e-06 | 1.7499e-06 | 1.8029e-06 | 1.7137e-06 | 1.8355e-06 | 1.9292e-06 | 1.7189e-06 | 1.7632e-06 | 1.9307e-06 | 1.4577e-06 | 1.6941e-06 | 2.0206e-06 | 1.8155e-06 | 2.1929e-06 | 2.0749e-06 | 1.9748e-06 | 1.7842e-06 | 1.6403e-06 | 2.0807e-06 | 1.6489e-06 | 1.7709e-06 | 2.1031e-06 | 1.7213e-06 | 2.2224e-06 | 1.7452e-06 | 2.1566e-06 | 2.3019e-06 | 1.7273e-06 | 1.9037e-06 | 1.9742e-06 | 1.7101e-06 | 2.1178e-06 | 1.6613e-06 | 1.9658e-06 | 1.8223e-06 | 2.0318e-06 | 1.8806e-06 | 2.0511e-06 | 2.3292e-06 | 1.8467e-06 | 1.8267e-06 | 1.4839e-06 | 1.6038e-06 | 1.5798e-06 | 2.202e-06 | 1.623e-06 | 1.6556e-06 | 1.4719e-06 | 1.71e-06 | 1.9859e-06 | 1.9987e-06 | 1.6963e-06 | 2.0698e-06 | 2.0628e-06 | 1.6667e-06 | 2.0076e-06 | 1.8384e-06 | 1.7312e-06 | 1.892e-06 | 1.744e-06 | 1.8893e-06 | 1.7875e-06 | 2.1025e-06 | 1.8236e-06 | 1.7049e-06 | 1.9835e-06 | 1.958e-06 | 1.9582e-06 | 1.7779e-06 | 2.1253e-06 | 1.5302e-06 | 1.7101e-06 | 1.6519e-06 | 1.986e-06 | 1.7246e-06 | 1.8847e-06 | 1.7003e-06 | 1.7951e-06 | 1.7944e-06 | 1.7693e-06 | 1.7888e-06 | 1.5905e-06 | 1.6835e-06 | 1.7799e-06 | 1.8504e-06 | 1.8441e-06 | 1.9478e-06 | 1.8801e-06 | 1.8458e-06 | 1.7585e-06 | 1.8358e-06 | 1.6962e-06 | 1.6092e-06 | 1.8429e-06 | 1.8261e-06 | 1.9612e-06 | 2.1568e-06 | 2.1135e-06 | 1.7262e-06 | 1.9301e-06 | 1.8001e-06 | 1.8325e-06 | 1.9524e-06 | 1.7682e-06 | 1.7024e-06 | 1.9505e-06 | 1.8215e-06 | 2.2004e-06 | 1.9897e-06 | 1.7349e-06 | 1.7374e-06 | 2.1305e-06 | 1.7481e-06 | 1.855e-06 | 1.9831e-06 | 1.9147e-06 | 1.5541e-06 | 1.7845e-06 | 1.8087e-06 | 1.7126e-06 | 1.8241e-06 | 1.9989e-06 | 1.9448e-06 | 2.1731e-06 | 1.7458e-06 | 2.1927e-06 | 1.936e-06 | 1.6433e-06 | 2.2252e-06 | 2.2049e-06 | 1.6291e-06 | 1.8058e-06 | 1.719e-06 | 1.2967e-06 | 2.0555e-06 | 1.6779e-06 | 1.7761e-06 | 1.9734e-06 | 1.9239e-06 | 1.7106e-06 | 1.9517e-06 | 1.8418e-06 | 1.6684e-06 | 1.809e-06 | 2.1833e-06 | 1.804e-06 | 2.1403e-06 | 2.1486e-06 | 1.6757e-06 | 1.821e-06 | 1.7043e-06 | 1.8641e-06 | 2.0206e-06 | 1.7655e-06 | 1.688e-06 | 1.7056e-06 | 2.0364e-06 | 1.9282e-06 | 1.9048e-06 | 2.0859e-06 | 1.7206e-06 | 1.9815e-06 | 1.9384e-06 | 2.045e-06 | 1.7811e-06 | 1.7917e-06 | 2.1189e-06 | 2.0105e-06 | 1.8612e-06 | 1.9672e-06 | 1.9814e-06 | 2.1231e-06 | 1.5121e-06 | 1.5354e-06 | 2.1848e-06 | 1.8637e-06 | 2.1439e-06 | 2.0465e-06 | 1.9709e-06 | 1.6749e-06 | 1.958e-06 | 1.6923e-06 | 1.6721e-06 | 1.7411e-06 | 1.7167e-06 | 1.9466e-06 | 1.9068e-06 | 2.1694e-06 | 1.8106e-06 | 1.6455e-06 | 1.8453e-06 | 1.5658e-06 | 2.0012e-06 | 1.9875e-06 | 1.8264e-06 | 1.9667e-06 | 1.7735e-06 | 2.0373e-06 | 1.786e-06 | 1.5627e-06 | 1.5827e-06 | 1.8617e-06 | 1.8738e-06 | 1.9483e-06 | 1.6373e-06 | 2.0393e-06 | 1.9069e-06 | 2.0056e-06 | 1.9071e-06 | 1.9475e-06 | 1.8482e-06 | 1.8588e-06 | 1.9535e-06 | 1.8852e-06 | 2.0188e-06 | 2.0003e-06 | 2.2605e-06 | 2.0188e-06 | 2.0292e-06 | 1.8287e-06 | 1.7283e-06 | 1.9592e-06 | 1.7681e-06 | 1.8681e-06 | 1.9469e-06 | 1.9735e-06 | 1.8495e-06 | 1.6504e-06 | 1.7096e-06 | 1.8643e-06 | 1.8775e-06 | 1.7303e-06 | 1.6152e-06 | 1.8201e-06 | 1.9908e-06 | 2.1116e-06 | 1.8134e-06 | 2.1032e-06 | 1.9955e-06 | 2.0199e-06 | 2.0476e-06 | 1.9065e-06 | 1.5997e-06 | 2.0546e-06 | 1.6975e-06 | 1.8511e-06 | 1.8319e-06 | 2.2092e-06 | 2.0123e-06 | 2.1964e-06 | 1.7864e-06 | 1.4933e-06 | 1.8115e-06 | 1.9463e-06 | 1.7838e-06 | 1.7907e-06 | 1.9448e-06 | 1.8027e-06 | 1.8397e-06 | 1.859e-06 | 2.0001e-06 | 1.6073e-06 | 1.4824e-06 | 1.8158e-06 | 1.9141e-06 | 1.4196e-06 | 1.7714e-06 | 2.0003e-06 | 1.6433e-06 | 2.0413e-06 | 2.0718e-06 | 1.7817e-06 | 1.8501e-06 | 1.9137e-06 | 1.6954e-06 | 1.9335e-06 | 1.8075e-06 | 1.6693e-06 | 1.8264e-06 | 1.7633e-06 | 1.8358e-06 | 1.6881e-06 | 1.8085e-06 | 2.0501e-06 | 1.9111e-06 | 1.9084e-06 | 1.7285e-06 | 2.2683e-06 | 1.8427e-06 | 1.9968e-06 | 1.738e-06 | 1.9058e-06 | 1.8274e-06 | 2.0464e-06 | 1.4384e-06 | 1.8603e-06 | 1.8478e-06 | 2.0415e-06 | 2.0298e-06 | 1.4845e-06 | 1.6593e-06 | 1.75e-06 | 1.8633e-06 | 1.9102e-06 | 2.1046e-06 | 1.8518e-06 | 1.888e-06 | 1.8069e-06 | 1.7849e-06 | 1.83e-06 | 1.9528e-06 | 1.6794e-06 | 1.9593e-06 | 1.949e-06 | 1.8459e-06 | 1.8464e-06 | 2.1271e-06 | 1.8342e-06 | 1.9903e-06 | 1.7498e-06 | 1.7356e-06 | 1.8884e-06 | 1.7057e-06 | 1.8141e-06 | 1.8191e-06 | 1.8726e-06 | 1.7088e-06 | 1.8048e-06 | 1.6207e-06 | 2.0595e-06 | 1.6482e-06 | 1.7372e-06 | 1.9082e-06 | 2.0056e-06 | 1.6799e-06 | 1.7226e-06 | 2.0101e-06 | 2.0756e-06 | 1.6217e-06 | 2.3263e-06 | 1.9822e-06 | 1.8319e-06 | 1.8465e-06 | 1.5586e-06 | 2.1445e-06 | 2.1694e-06 | 1.991e-06 | 1.7543e-06 | 1.8913e-06 | 1.5479e-06 | 1.5343e-06 | 1.7993e-06 | 1.8185e-06 | 2.1542e-06 | 1.6202e-06 | 2.1818e-06 | 1.757e-06 | 1.6544e-06 | 1.9084e-06 | 2.3172e-06 | 1.6845e-06 | 2.0071e-06 | 1.6318e-06 | 2.0184e-06 | 1.9979e-06 | 2.122e-06 | 1.5161e-06 | 1.8778e-06 | 1.9832e-06 | 1.9561e-06 | 1.6585e-06 | 2.0331e-06 | 2.0684e-06 | 1.8535e-06 | 1.7933e-06 | 2.0832e-06 | 1.9409e-06 | 1.4409e-06 | 1.8888e-06 | 1.6358e-06 | 1.7858e-06 | 1.8784e-06 | 1.9751e-06 | 2.1345e-06 | 1.8046e-06 | 1.8709e-06 | 1.7603e-06 | 1.7832e-06 | 1.6878e-06 | 1.9442e-06 | 1.8516e-06 | 1.4685e-06 | 1.9187e-06 | 2.1241e-06 | 1.9927e-06 | 2.2075e-06 | 1.847e-06 | 1.9614e-06 | 2.0352e-06 | 2.0272e-06 | 1.7101e-06 | 1.5602e-06 | 1.7864e-06 | 1.7751e-06 | 2.2503e-06 | 1.6955e-06 | 1.7805e-06 | 1.5535e-06 | 2.0508e-06 | 2.0687e-06 | 2.1116e-06 | 1.902e-06 | 1.6331e-06 | 1.78e-06 | 1.994e-06 | 1.7257e-06 | 2.2265e-06 | 2.3244e-06 | 1.4703e-06 | 1.8044e-06 | 1.8762e-06 | 2.0153e-06 | 1.8133e-06 | 1.9604e-06 | 1.9812e-06 | 1.7585e-06 | 2.0163e-06 | 1.9666e-06 | 2.1567e-06 | 1.9432e-06 | 1.8484e-06 | 2.0276e-06 | 1.8608e-06 | 1.7504e-06 | 1.8479e-06 | 1.6531e-06 | 2.0931e-06 | 1.7823e-06 | 2.0238e-06 | 1.5404e-06 | 1.8313e-06 | 1.8649e-06 | 1.7132e-06 | 1.8843e-06 | 2.1057e-06 | 1.7748e-06 | 1.9989e-06 | 1.8364e-06 | 2.3054e-06 | 1.5916e-06 | 1.535e-06 | 1.772e-06 | 2.102e-06 | 2.28e-06 | 1.505e-06 | 1.8771e-06 | 1.4984e-06 | 1.7916e-06 | 1.8478e-06 | 2.1247e-06 | 1.6779e-06 | 1.8393e-06 | 1.8095e-06 | 1.7301e-06 | 1.5871e-06 | 1.7587e-06 | 2.1436e-06 | 1.8421e-06 | 2.0344e-06 | 1.6736e-06 | 1.9089e-06 | 2.0674e-06 | 1.8823e-06 | 1.577e-06 | 1.798e-06 | 1.9618e-06 | 2.3184e-06 | 1.8238e-06 | 1.8356e-06 | 2.054e-06 | 1.8049e-06 | 1.6519e-06 | 1.8222e-06 | 2.0086e-06 | 2.2983e-06 | 1.8386e-06 | 1.751e-06 | 1.7227e-06 | 1.8969e-06 | 1.827e-06 | 1.7957e-06 | 1.8832e-06 | 1.6936e-06 | 1.8898e-06 | 1.9544e-06 | 2.1442e-06 | 1.9486e-06 | 1.9862e-06 | 1.8968e-06 | 1.628e-06 | 1.7161e-06 | 2.1818e-06 | 2.178e-06 | 2.2065e-06 | 1.5986e-06 | 1.8178e-06 | 1.7561e-06 | 1.8714e-06 | 1.7881e-06 | 1.7178e-06 | 1.8295e-06 | 2.0826e-06 | 1.9672e-06 | 2.0109e-06 | 1.9614e-06 | 1.7989e-06 | 1.9429e-06 | 1.6894e-06 | 2.0197e-06 | 2.0488e-06 | 1.8738e-06 | 1.6714e-06 | 1.6261e-06 | 2.0181e-06 | 1.9654e-06 | 1.9999e-06 | 1.6717e-06 | 1.8106e-06 | 2.005e-06 | 1.7584e-06 | 1.704e-06 | 1.814e-06 | 1.625e-06 | 1.6617e-06 | 2.1569e-06 | 2.0067e-06 | 1.5909e-06 | 1.9186e-06 | 1.7546e-06 | 2.098e-06 | 1.7134e-06 | 1.7784e-06 | 1.9191e-06 | 1.8731e-06 | 1.9514e-06 | 1.5857e-06 | 2.1766e-06 | 2.0932e-06 | 1.7113e-06 | 1.9366e-06 | 1.7546e-06 | 1.5341e-06 | 2.0425e-06 | 1.9459e-06 | 1.9631e-06 | 1.879e-06 | 2.0637e-06 | 1.838e-06 | 1.9904e-06 | 1.9822e-06 | 1.7615e-06 | 1.4022e-06 | 1.9806e-06 | 1.8469e-06 | 2.0434e-06 | 2.2968e-06 | 1.8419e-06 | 1.6721e-06 | 1.7897e-06 | 1.9639e-06 | 1.7688e-06 | 1.7659e-06 | 2.1763e-06 | 2.2096e-06 | 1.8477e-06 | 1.7179e-06 | 1.9718e-06 | 2.1028e-06 | 1.7578e-06 | 1.7239e-06 | 1.9373e-06 | 2.1339e-06 | 2.0158e-06 | 1.6096e-06 | 2.0878e-06 | 1.9754e-06 | 1.5414e-06 | 1.4565e-06 | 2.1761e-06 | 1.8633e-06 | 2.1898e-06 | 1.5324e-06 | 2.1628e-06 | 1.8622e-06 | 2.0677e-06 | 1.9988e-06 | 2.1171e-06 | 1.8639e-06 | 1.7054e-06 | 1.8974e-06 | 1.919e-06 | 1.9884e-06 | 1.6215e-06 | 1.5716e-06 | 2.124e-06 | 1.7574e-06 | 1.6609e-06 | 1.8801e-06 | 1.6695e-06 | 1.6386e-06 | 1.9233e-06 | 1.6923e-06 | 1.814e-06 | 1.8596e-06 | 1.4269e-06 | 1.9558e-06 | 1.9846e-06 | 2.1057e-06 | 1.6512e-06 | 2.0153e-06 | 2.05e-06 | 2.0164e-06 | 1.9548e-06 | 1.8992e-06 | 2.2527e-06 | 1.8421e-06 | 1.605e-06 | 1.4516e-06 | 2.0408e-06 | 1.7981e-06 | 1.4791e-06 | 2.0743e-06 | 2.0101e-06 | 1.8399e-06 | 1.9727e-06 | 1.8518e-06 | 1.6645e-06 | 1.9434e-06 | 2.1074e-06 | 1.934e-06 | 1.5524e-06 | 1.7461e-06 | 1.7888e-06 | 1.6722e-06 | 1.7088e-06 | 1.793e-06 | 1.8649e-06 | 2.0263e-06 | 1.5461e-06 | 1.7966e-06 | 1.783e-06 | 2.1024e-06 | 2.1528e-06 | 1.5883e-06 | 1.7524e-06 | 1.7063e-06 | 1.6801e-06 | 1.8338e-06 | 2.1312e-06 | 1.7804e-06 | 1.653e-06 | 1.968e-06 | 1.991e-06 | 2.1805e-06 | 2.0053e-06 | 1.6138e-06 | 2.0262e-06 | 1.8428e-06 | 1.6681e-06 | 1.9983e-06 | 1.5555e-06 | 1.6999e-06 | 2.0659e-06 | 1.9049e-06 | 1.8174e-06 | 1.6215e-06 | 1.987e-06 | 1.9129e-06 | 1.9649e-06 | 1.7502e-06 | 1.7922e-06 | 1.8262e-06 | 1.9896e-06 | 1.7068e-06 | 1.8241e-06 | 1.8514e-06 | 1.9287e-06 | 1.7117e-06 | 1.8555e-06 | 1.7661e-06 | 1.9094e-06 | 1.8137e-06 | 1.9982e-06 | 2.1342e-06 | 1.6651e-06 | 1.7743e-06 | 1.637e-06 | 1.9381e-06 | 1.8783e-06 | 1.943e-06 | 1.7315e-06 | 1.7553e-06 | 1.6681e-06 | 1.9972e-06 | 1.9574e-06 | 2.0001e-06 | 2.1601e-06 | 1.9114e-06 | 1.7966e-06 | 1.9714e-06 | 1.7692e-06 | 1.6589e-06 | 2.0359e-06 | 1.8449e-06 | 1.7559e-06 | 1.8048e-06 | 1.8282e-06 | 1.8435e-06 | 1.9782e-06 | 1.5851e-06 | 1.8482e-06 | 1.6603e-06 | 2.0267e-06 | 1.8374e-06 | 2.1154e-06 | 1.9291e-06 | 1.8722e-06 | 1.8317e-06 | 1.8324e-06 | 1.6907e-06 | 1.7671e-06 | 1.8855e-06 | 2.5254e-06 | 1.9404e-06 | 1.8555e-06 | 2.1023e-06 | 2.0188e-06 | 1.6389e-06 | 1.691e-06 | 2.1965e-06 | 2.1272e-06 | 1.6019e-06 | 2.133e-06 | 2.0561e-06 | 2.2181e-06 | 1.9914e-06 | 2.0706e-06 | 1.5941e-06 | 1.7224e-06 | 1.8976e-06 | 1.8777e-06 | 1.9254e-06 | 1.8548e-06 | 1.7678e-06 | 1.6213e-06 | 2.0116e-06 | 2.1053e-06 | 1.762e-06 | 1.639e-06 | 1.4717e-06 | 1.7075e-06 | 1.854e-06 | 1.5543e-06 | 1.9954e-06 | 1.4609e-06 | 1.9076e-06 | 1.1193e-06 | 1.7523e-06 | 1.6688e-06 | 1.662e-06 | 1.6914e-06 | 1.7072e-06 | 2.0891e-06 | 1.5956e-06 | 1.9357e-06 | 2.1925e-06 | 1.8005e-06 | 1.6128e-06 | 1.9268e-06 | 1.9784e-06 | 2.0014e-06 | 1.9998e-06 | 1.7695e-06 | 1.7442e-06 | 1.6217e-06 | 1.9118e-06 | 1.7135e-06 | 1.6409e-06 | 2.1648e-06 | 2.0667e-06 | 1.5006e-06 | 2.1315e-06 | 1.6218e-06 | 1.7307e-06 | 1.6739e-06 | 2.1322e-06 | 1.8664e-06 | 1.6118e-06 | 1.8474e-06 | 2.2876e-06 | 1.6619e-06 | 1.7978e-06 | 1.7165e-06 | 1.9548e-06 | 2.0508e-06 | 1.7965e-06 | 1.7149e-06 | 1.603e-06 | 1.7597e-06 | 1.7879e-06 | 2.021e-06 | 1.8578e-06 | 1.8813e-06 | 1.8805e-06 | 1.9929e-06 | 2.0306e-06 | 1.7668e-06 | 2.202e-06 | 2.0643e-06 | 1.5851e-06 | 1.2164e-06 | 2.1687e-06 | 2.033e-06 | 1.9015e-06 | 1.4273e-06 | 2.03e-06 | 2.0315e-06 | 2.0194e-06 | 1.664e-06 | 1.8482e-06 | 1.9991e-06 | 1.7529e-06 | 1.6112e-06 | 1.8149e-06 | 1.6525e-06 | 2.334e-06 | 1.9837e-06 | 2.0006e-06 | 1.9928e-06 | 1.6628e-06 | 1.7898e-06 | 1.7115e-06 | 2.0349e-06 | 1.909e-06 | 1.4637e-06 | 2.187e-06 | 1.9904e-06 | 1.8516e-06 | 2.124e-06 | 1.4865e-06 | 2.0313e-06 | 1.4442e-06 | 1.9704e-06 | 1.7518e-06 | 1.862e-06 | 1.5404e-06 | 1.9053e-06 | 1.9343e-06 | 2.0093e-06 | 1.7017e-06 | 1.7548e-06 | 1.5371e-06 | 1.9602e-06 | 1.645e-06 | 1.5394e-06 | 1.6794e-06 | 1.9093e-06 | 2.072e-06 | 1.5592e-06 | 1.9715e-06 | 1.8582e-06 | 1.7206e-06 | 1.8043e-06 | 1.5511e-06 | 1.8568e-06 | 2.0477e-06 | 1.7847e-06 | 1.5629e-06 | 1.8617e-06 | 1.7873e-06 | 1.8586e-06 | 1.7524e-06 | 1.6661e-06 | 1.8017e-06 | 1.862e-06 | 2.0209e-06 | 1.6998e-06 | 2.0853e-06 | 1.7864e-06 | 1.5703e-06 | 2.0096e-06 | 2.0237e-06 | 1.8003e-06 | 1.9745e-06 | 1.8342e-06 | 2.0268e-06 | 1.7949e-06 | 1.7219e-06 | 1.7537e-06 | 1.9391e-06 | 1.6617e-06 | 1.7254e-06 | 1.6642e-06 | 1.5914e-06 | 1.8899e-06 | 1.9407e-06 | 2.0193e-06 | 1.7761e-06 | 1.9533e-06 | 1.7788e-06 | 1.8435e-06 | 1.5992e-06 | 1.7116e-06 | 1.7638e-06 | 1.7024e-06 | 1.7893e-06 | 1.8351e-06 | 2.2292e-06 | 2.0843e-06 | 1.9971e-06 | 1.7627e-06 | 1.7091e-06 | 1.9413e-06 | 1.7294e-06 | 1.8502e-06 | 2.0412e-06 | 1.6506e-06 | 1.8791e-06 | 1.967e-06 | 1.9857e-06 | 1.7672e-06 | 1.5648e-06 | 1.6382e-06 | 1.9252e-06 | 1.8756e-06 | 1.6655e-06 | 1.5947e-06 | 2.1302e-06 | 1.6607e-06 | 1.876e-06 | 1.9413e-06 | 2.0957e-06 | 1.5831e-06 | 1.8657e-06 | 1.6482e-06 | 1.6254e-06 | 1.5172e-06 | 1.6413e-06 | 1.7769e-06 | 2.17e-06 | 1.7562e-06 | 1.4593e-06 | 1.8933e-06 | 1.5678e-06 | 1.6087e-06 | 1.7977e-06 | 2.0153e-06 | 1.7845e-06 | 1.8108e-06 | 1.9363e-06 | 1.8776e-06 | 2.0465e-06 | 1.6899e-06 | 1.8787e-06 | 1.684e-06 | 2.2143e-06 | 2.174e-06 | 1.5153e-06 | 1.7021e-06 | 1.5867e-06 | 1.8551e-06 | 1.794e-06 | 1.9143e-06 | 2.2953e-06 | 1.743e-06 | 1.4144e-06 | 1.6871e-06 | 1.5216e-06 | 1.7096e-06 | 2.3253e-06 | 2.2175e-06 | 1.9874e-06 | 1.818e-06 | 1.8257e-06 | 1.7606e-06 | 2.0085e-06 | 1.7149e-06 | 1.5514e-06 | 1.885e-06 | 2.1456e-06 | 1.7392e-06 | 1.8062e-06 | 1.7021e-06 | 1.8225e-06 | 2.1974e-06 | 1.8233e-06 | 2.3164e-06 | 1.667e-06 | 1.5942e-06 | 2.0034e-06 | 1.7749e-06 | 1.8545e-06 | 1.6785e-06 | 1.4647e-06 | 1.3868e-06 | 1.7019e-06 | 1.8535e-06 | 1.7434e-06 | 1.7614e-06 | 1.7021e-06 | 1.7951e-06 | 1.8797e-06 | 2.1541e-06 | 1.7887e-06 | 1.9967e-06 | 1.6312e-06 | 1.7865e-06 | 1.6364e-06 | 1.6355e-06 | 1.7286e-06 | 1.6663e-06 | 1.7011e-06 | 1.8186e-06 | 1.828e-06 | 2.1625e-06 | 1.535e-06 | 1.7465e-06 | 1.8481e-06 | 1.9953e-06 | 1.9226e-06 | 1.608e-06 | 1.8277e-06 | 1.8881e-06 | 1.7854e-06 | 1.7727e-06 | 1.7137e-06 | 1.5714e-06 | 1.8738e-06 | 1.9314e-06 | 1.9533e-06 | 2.0096e-06 | 1.718e-06 | 1.7864e-06 | 2.0438e-06 | 2.0864e-06 | 2.0727e-06 | 1.8666e-06 | 1.8995e-06 | 1.858e-06 | 1.853e-06 | 2.0004e-06 | 1.8618e-06 | 2.0424e-06 | 1.7409e-06 | 1.9243e-06 | 2.1557e-06 | 1.8561e-06 | 2.1111e-06 | 1.5384e-06 | 1.657e-06 | 1.8015e-06 | 1.73e-06 | 1.6498e-06 | 1.6606e-06 | 1.9493e-06 | 1.7401e-06 | 1.8651e-06 | 1.942e-06 | 1.4986e-06 | 1.6047e-06 | 1.6551e-06 | 2.0196e-06 | 1.9138e-06 | 2.0961e-06 | 1.9188e-06 | 1.5257e-06 | 1.9046e-06 | 1.7474e-06 | 2.0147e-06 | 1.9651e-06 | 1.7327e-06 | 2.0625e-06 | 2.0111e-06 | 1.8355e-06 | 1.7552e-06 | 1.9332e-06 | 1.8381e-06 | 1.8314e-06 | 1.6392e-06 | 1.7075e-06 | 1.8312e-06 | 2.0372e-06 | 1.8146e-06 | 2.1542e-06 | 1.8767e-06 | 1.6362e-06 | 1.7182e-06 | 1.4879e-06 | 1.9426e-06 | 1.8113e-06 | 2.0156e-06 | 1.6243e-06 | 2.2891e-06 | 1.8598e-06 | 1.8417e-06 | 2.0173e-06 | 1.3695e-06 | 2.1386e-06 | 1.9523e-06 | 1.6644e-06 | 2.0173e-06 | 1.8706e-06 | 1.8495e-06 | 1.8723e-06 | 1.9276e-06 | 1.9823e-06 | 1.7857e-06 | 1.9591e-06 | 1.7363e-06 | 1.9775e-06 | 1.8621e-06 | 1.6749e-06 | 1.9252e-06 | 1.8231e-06 | 1.8513e-06 | 1.4523e-06 | 1.8582e-06 | 1.8355e-06 | 1.6892e-06 | 1.5016e-06 | 1.7622e-06 | 1.6431e-06 | 1.9938e-06 | 1.8617e-06 | 1.7607e-06 | 1.6365e-06 | 2.007e-06 | 2.0453e-06 | 2.0761e-06 | 1.8484e-06 | 1.6785e-06 | 1.5379e-06 | 1.8851e-06 | 1.6935e-06 | 2.0479e-06 | 2.0439e-06 | 1.886e-06 | 1.9109e-06 | 1.5286e-06 | 1.7927e-06 | 2.0402e-06 | 1.9341e-06 | 1.3178e-06 | 1.9506e-06 | 1.7428e-06 | 2.073e-06 | 2.1095e-06 | 2.1365e-06 | 1.6957e-06 | 2.0039e-06 | 1.8042e-06 | 1.5471e-06 | 1.8992e-06 | 1.7796e-06 | 2.0301e-06 | 1.8795e-06 | 1.5712e-06 | 1.7493e-06 | 1.8506e-06 | 1.7451e-06 | 2.0957e-06 | 2.0013e-06 | 1.9571e-06 | 1.8858e-06 | 1.7523e-06 | 1.7867e-06 | 1.4748e-06 | 1.91e-06 | 1.8024e-06 | 1.8506e-06 | 1.9843e-06 | 1.5097e-06 | 1.502e-06 | 1.4872e-06 | 1.9614e-06 | 1.8538e-06 | 2.2692e-06 | 2.0707e-06 | 1.889e-06 | 2.277e-06 | 1.6985e-06 | 1.805e-06 | 2.1029e-06 | 1.8162e-06 | 1.9115e-06 | 1.8141e-06 | 2.0661e-06 | 2.0007e-06 | 2.0304e-06 | 2.148e-06 | 1.6173e-06 | 2.1485e-06 | 2.3066e-06 | 1.6933e-06 | 1.6961e-06 | 1.8821e-06 | 1.7196e-06 | 1.3775e-06 | 1.7796e-06 | 1.5197e-06 | 1.8518e-06 | 1.9634e-06 | 1.7514e-06 | 1.895e-06 | 1.8652e-06 | 1.8536e-06 | 1.8659e-06 | 1.834e-06 | 1.981e-06 | 2.0599e-06 | 2.1005e-06 | 1.8198e-06 | 1.7335e-06 | 1.6562e-06 | 1.8207e-06 | 1.7849e-06 | 2.0579e-06 | 2.1749e-06 | 1.8e-06 | 1.8066e-06 | 1.3988e-06 | 2.0536e-06 | 1.7933e-06 | 1.749e-06 | 2.0239e-06 | 1.6006e-06 | 1.9511e-06 | 1.8827e-06 | 1.7375e-06 | 1.8242e-06 | 1.9488e-06 | 1.9765e-06 | 1.8337e-06 | 1.7875e-06 | 1.9505e-06 | 2.1471e-06 | 1.8841e-06 | 1.583e-06 | 2.2109e-06 | 2.0346e-06 | 1.8094e-06 | 1.8509e-06 | 1.7506e-06 | 1.9385e-06 | 1.7749e-06 | 2.133e-06 | 1.7269e-06 | 2.2291e-06 | 1.7735e-06 | 1.9973e-06 | 1.9719e-06 | 1.9677e-06 | 2.0124e-06 | 1.6071e-06 | 2.1026e-06 | 2.0109e-06 | 1.7786e-06 | 1.6502e-06 | 1.6045e-06 | 2.2295e-06 | 1.7239e-06 | 1.8738e-06 | 1.6963e-06 | 2.0633e-06 | 1.9589e-06 | 1.8599e-06 | 2.0591e-06 | 1.8025e-06 | 2.0216e-06 | 2.1094e-06 | 1.7886e-06 | 1.4502e-06 | 2.04e-06 | 1.8269e-06 | 1.8412e-06 | 2.1445e-06 | 1.9116e-06 | 2.1095e-06 | 1.7096e-06 | 1.7833e-06 | 2.0773e-06 | 1.8893e-06 | 1.9672e-06 | 1.8232e-06 | 1.7725e-06 | 2.0074e-06 | 1.4909e-06 | 1.779e-06 | 1.9464e-06 | 1.5851e-06 | 1.7663e-06 | 1.7643e-06 | 1.9995e-06 | 1.9492e-06 | 1.9968e-06 | 1.958e-06 | 1.8556e-06 | 1.8706e-06 | 2.0581e-06 | 1.6887e-06 | 2.0327e-06 | 1.8703e-06 | 2.0577e-06 | 1.7197e-06 | 2.2172e-06 | 1.82e-06 | 1.7582e-06 | 1.6874e-06 | 1.842e-06 | 1.8832e-06 | 1.7506e-06 | 1.7271e-06 | 1.6161e-06 | 1.6913e-06 | 1.6157e-06 | 1.3439e-06 | 1.8996e-06 | 1.9708e-06 | 1.7773e-06 | 1.749e-06 | 1.8507e-06 | 1.6422e-06 | 1.5938e-06 | 1.9047e-06 | 1.9365e-06 | 1.8215e-06 | 1.9294e-06 | 2.1717e-06 | 1.8602e-06 | 2.0873e-06 | 1.782e-06 | 1.9422e-06 | 1.9296e-06 | 1.978e-06 | 1.3493e-06 | 1.9571e-06 | 1.6549e-06 | 1.7937e-06 | 1.733e-06 | 1.7605e-06 | 1.5993e-06 | 1.9601e-06 | 1.8355e-06 | 1.6639e-06 | 1.9491e-06 | 1.7436e-06 | 1.6043e-06 | 1.9242e-06 | 1.5279e-06 | 2.1379e-06 | 1.724e-06 | 1.7242e-06 | 1.6827e-06 | 1.8722e-06 | 1.6075e-06 | 1.7382e-06 | 1.9976e-06 | 1.6649e-06 | 1.6821e-06 | 1.567e-06 | 1.8642e-06 | 1.9151e-06 | 1.6217e-06 | 1.7544e-06 | 1.6522e-06 | 1.6738e-06 | 1.5969e-06 | 2.0662e-06 | 2.0209e-06 | 2.0196e-06 | 1.9495e-06 | 2.0136e-06 | 2.1631e-06 | 1.5487e-06 | 1.7051e-06 | 1.9912e-06 | 1.9106e-06 | 2.0014e-06 | 2.083e-06 | 1.7101e-06 | 1.7599e-06 | 1.9019e-06 | 1.9645e-06 | 2.1158e-06 | 2.2892e-06 | 2.0592e-06 | 1.5485e-06 | 1.6213e-06 | 1.6421e-06 | 1.879e-06 | 1.9684e-06 | 1.651e-06 | 2.048e-06 | 1.8389e-06 | 2.0805e-06 | 1.8671e-06 | 2.072e-06 | 2.031e-06 | 1.9289e-06 | 2.1656e-06 | 1.9194e-06 | 1.9008e-06 | 1.993e-06 | 1.9431e-06 | 2.1165e-06 | 1.7878e-06 | 2.1187e-06 | 1.9484e-06 | 1.6687e-06 | 2.0414e-06 | 1.8219e-06 | 1.9247e-06 | 1.8978e-06 | 1.8649e-06 | 2.0557e-06 | 1.9573e-06 | 1.7446e-06 | 1.4709e-06 | 1.7545e-06 | 1.9331e-06 | 1.4799e-06 | 2.0579e-06 | 2.0499e-06 | 1.7078e-06 | 1.6491e-06 | 1.9533e-06 | 1.7995e-06 | 1.6664e-06 | 1.9336e-06 | 1.5879e-06 | 1.4694e-06 | 1.7933e-06 | 1.9346e-06 | 2.1157e-06 | 1.9054e-06 | 1.8515e-06 | 1.6494e-06 | 1.9703e-06 | 1.8676e-06 | 1.5868e-06 | 1.9823e-06 | 2.0718e-06 | 1.7053e-06 | 1.9172e-06 | 2.036e-06 | 1.6864e-06 | 1.8551e-06 | 1.7394e-06 | 1.9781e-06 | 1.6303e-06 | 1.7055e-06 | 1.7522e-06 | 1.6563e-06 | 1.8558e-06 | 2.1261e-06 | 2.0132e-06 | 1.9415e-06 | 1.957e-06 | 2.1756e-06 | 1.5741e-06 | 1.4331e-06 | 1.8017e-06 | 1.678e-06 | 1.7955e-06 | 1.9123e-06 | 1.9312e-06 | 1.8279e-06 | 1.9875e-06 | 1.6365e-06 | 1.9737e-06 | 2.1437e-06 | 2.0391e-06 | 2.0952e-06 | 1.7938e-06 | 2.2807e-06 | 1.7986e-06 | 1.8762e-06 | 1.5281e-06 | 1.8667e-06 | 1.949e-06 | 2.0268e-06 | 1.5662e-06 | 1.765e-06 | 1.8736e-06 | 2.0108e-06 | 2.0644e-06 | 1.8315e-06 | 2.1964e-06 | 1.8023e-06 | 1.769e-06 | 1.7887e-06 | 2.0274e-06 | 1.7546e-06 | 2.1716e-06 | 1.8189e-06 | 1.7724e-06 | 1.9755e-06 | 1.9398e-06 | 1.8615e-06 | 1.5826e-06 | 1.9265e-06 | 1.5017e-06 | 1.8803e-06 | 1.7971e-06 | 1.8452e-06 | 1.8248e-06 | 1.6496e-06 | 1.7498e-06 | 1.656e-06 | 2.0026e-06 | 1.8975e-06 | 1.602e-06 | 1.4857e-06 | 2.1835e-06 | 2.0321e-06 | 1.9031e-06 | 1.9929e-06 | 1.7166e-06 | 2.2183e-06 | 1.5782e-06 | 1.8751e-06 | 2.0098e-06 | 1.8039e-06 | 1.6295e-06 | 1.901e-06 | 1.9812e-06 | 1.4966e-06 | 2.1786e-06 | 1.7921e-06 | 1.9805e-06 | 1.7356e-06 | 1.9793e-06 | 1.8068e-06 | 2.1229e-06 | 1.7495e-06 | 1.69e-06 | 2.2085e-06 | 1.8406e-06 | 1.8285e-06 | 2.0332e-06 | 1.9744e-06 | 1.855e-06 | 1.9371e-06 | 2.0314e-06 | 1.8122e-06 | 2.0193e-06 | 1.9175e-06 | 2.02e-06 | 2.0568e-06 | 1.7715e-06 | 1.9774e-06 | 1.7295e-06 | 1.601e-06 | 1.9569e-06 | 1.98e-06 | 2.1247e-06 | 2.1562e-06 | 1.4885e-06 | 2.0522e-06 | 1.7412e-06 | 1.9252e-06 | 1.7227e-06 | 1.8348e-06 | 1.6849e-06 | 1.728e-06 | 2.2126e-06 | 1.7331e-06 | 1.8692e-06 | 2.0639e-06 | 1.9862e-06 | 2.0168e-06 | 1.6182e-06 | 1.739e-06 | 1.8528e-06 | 1.5076e-06 | 1.9117e-06 | 1.9702e-06 | 1.8507e-06 | 1.9481e-06 | 1.8807e-06 | 2.3054e-06 | 1.8658e-06 | 1.6818e-06 | 2.1119e-06 | 1.8319e-06 | 2.0152e-06 | 1.7161e-06 | 1.9717e-06 | 2.0502e-06 | 1.9806e-06 | 2.0098e-06 | 1.6762e-06 | 1.98e-06 | 1.8657e-06 | 1.8771e-06 | 2.0229e-06 | 1.9417e-06 | 1.8409e-06 | 2.0738e-06 | 2.1639e-06 | 1.6345e-06 | 2.1782e-06 | 2.0599e-06 | 1.8321e-06 | 1.8825e-06 | 1.7617e-06 | 2.0836e-06 | 1.6064e-06 | 1.9898e-06 | 1.8541e-06 | 1.7342e-06 | 1.8928e-06 | 1.7687e-06 | 2.0512e-06 | 2.2031e-06 | 1.606e-06 | 1.83e-06 | 1.8106e-06 | 1.793e-06 | 1.5411e-06 | 1.9514e-06 | 1.9e-06 | 2.0059e-06 | 1.7581e-06 | 1.7132e-06 | 2.1284e-06 | 1.6737e-06 | 1.8652e-06 | 1.9496e-06 | 1.7333e-06 | 1.895e-06 | 1.8079e-06 | 2.0738e-06 | 1.8758e-06 | 1.7817e-06 | 1.9191e-06 | 1.7478e-06 | 1.814e-06 | 1.7405e-06 | 1.784e-06 | 1.9053e-06 | 1.9657e-06 | 1.6493e-06 | 1.7578e-06 | 2.0688e-06 | 1.2179e-06 | 1.9793e-06 | 1.762e-06 | 1.8534e-06 | 1.8387e-06 | 1.6579e-06 | 1.7242e-06 | 1.656e-06 | 1.8085e-06 | 1.7697e-06 | 1.83e-06 | 2.0093e-06 | 1.8179e-06 | 1.9274e-06 | 1.7428e-06 | 2.0481e-06 | 2.116e-06 | 1.5306e-06 | 2e-06 | 1.8209e-06 | 1.8632e-06 | 1.6345e-06 | 1.8836e-06 | 1.8016e-06 | 1.8563e-06 | 1.7825e-06 | 1.7974e-06 | 1.6729e-06 | 1.8348e-06 | 1.7121e-06 | 1.8275e-06 | 1.9429e-06 | 1.841e-06 | 1.8312e-06 | 1.7571e-06 | 2.0921e-06 | 2.0117e-06 | 2.0011e-06 | 1.6857e-06 | 1.889e-06 | 1.8471e-06 | 1.8374e-06 | 1.723e-06 | 1.9391e-06 | 1.8923e-06 | 1.7535e-06 | 2.0753e-06 | 2.1163e-06 | 1.8143e-06 | 1.8183e-06 | 2.0379e-06 | 1.6338e-06 | 1.7794e-06 | 2.0007e-06 | 1.5855e-06 | 2.0346e-06 | 1.5236e-06 | 1.907e-06 | 1.5887e-06 | 1.7792e-06 | 2.3094e-06 | 1.4704e-06 | 1.974e-06 | 1.8e-06 | 2.0618e-06 | 1.6103e-06 | 1.4158e-06 | 1.8974e-06 | 1.8331e-06 | 1.5809e-06 | 1.8723e-06 | 1.8159e-06 | 2.0678e-06 | 1.8375e-06 | 1.5369e-06 | 1.9499e-06 | 1.9454e-06 | 2.0335e-06 | 1.5526e-06 | 1.5653e-06 | 1.9543e-06 | 1.9123e-06 | 1.9461e-06 | 1.9686e-06 | 1.8161e-06 | 1.7096e-06 | 1.8861e-06 | 2.0873e-06 | 1.5765e-06 | 1.7649e-06 | 1.973e-06 | 1.8812e-06 | 1.9495e-06 | 1.9218e-06 | 2.2503e-06 | 2.2596e-06 | 1.9022e-06 | 1.9259e-06 | 1.9729e-06 | 1.7675e-06 | 2.0148e-06 | 1.7381e-06 | 1.8039e-06 | 1.6386e-06 | 1.7474e-06 | 2.0913e-06 | 1.585e-06 | 2.5506e-06 | 2.1932e-06 | 1.9167e-06 | 1.6409e-06 | 1.898e-06 | 1.8553e-06 | 1.3611e-06 | 1.7126e-06 | 1.3185e-06 | 1.6985e-06 | 1.6714e-06 | 1.8043e-06 | 1.8509e-06 | 1.878e-06 | 1.8776e-06 | 2.0478e-06 | 1.7627e-06 | 1.7972e-06 | 1.9803e-06 | 1.9751e-06 | 1.8917e-06 | 1.7161e-06 | 1.9146e-06 | 1.7212e-06 | 1.9369e-06 | 1.9997e-06 | 1.685e-06 | 1.6919e-06 | 1.7542e-06 | 1.8433e-06 | 2.0231e-06 | 1.7203e-06 | 1.7669e-06 | 1.896e-06 | 1.9891e-06 | 1.4085e-06 | 1.8815e-06 | 1.8377e-06 | 1.9191e-06 | 2.0356e-06 | 2.1418e-06 | 1.9414e-06 | 2.007e-06 | 1.7402e-06 | 1.7018e-06 | 1.6849e-06 | 1.9592e-06 | 1.9263e-06 | 1.8895e-06 | 1.6478e-06 | 1.852e-06 | 2.0942e-06 | 1.4674e-06 | 1.8486e-06 | 1.8689e-06 | 1.7827e-06 | 1.3496e-06 | 1.6971e-06 | 1.8411e-06 | 1.6629e-06 | 1.7913e-06 | 1.9863e-06 | 1.9987e-06 | 2.0345e-06 | 1.8977e-06 | 1.4952e-06 | 1.6143e-06 | 1.5697e-06 | 1.88e-06 | 1.7073e-06 | 1.8302e-06 | 1.8115e-06 | 2.0657e-06 | 1.7457e-06 | 2.0247e-06 | 1.7787e-06 | 2.053e-06 | 1.6899e-06 | 1.7437e-06 | 1.641e-06 | 2.0416e-06 | 1.7748e-06 | 1.8217e-06 | 1.9713e-06 | 1.7434e-06 | 1.6413e-06 | 2.3189e-06 | 1.8997e-06 | 1.9726e-06 | 1.7448e-06 | 1.673e-06 | 2.0467e-06 | 1.644e-06 | 1.6436e-06 | 1.8497e-06 | 2.1266e-06 | 1.6592e-06 | 1.9297e-06 | 1.4603e-06 | 1.8807e-06 | 1.6052e-06 | 1.6545e-06 | 2.2083e-06 | 1.7743e-06 | 1.7475e-06 | 1.8143e-06 | 1.9306e-06 | 1.7495e-06 | 1.8878e-06 | 1.8988e-06 | 1.6572e-06 | 1.3413e-06 | 1.6798e-06 | 2.0878e-06 | 2.041e-06 | 2.0573e-06 | 2.131e-06 | 1.9816e-06 | 1.7683e-06 | 1.8152e-06 | 1.7907e-06 | 1.3665e-06 | 1.7529e-06 | 1.7757e-06 | 1.7101e-06 | 1.8468e-06 | 2.0538e-06 | 1.8779e-06 | 1.8329e-06 | 1.9918e-06 | 1.9421e-06 | 1.5194e-06 | 1.9009e-06 | 1.8169e-06 | 1.9436e-06 | 2.1339e-06 | 1.8331e-06 | 1.769e-06 | 1.819e-06 | 1.8781e-06 | 2.0201e-06 | 1.826e-06 | 1.7553e-06 | 1.848e-06 | 1.4757e-06 | 2.2119e-06 | 1.5619e-06 | 1.9083e-06 | 1.9971e-06 | 1.8866e-06 | 1.6898e-06 | 1.7245e-06 | 1.8967e-06 | 1.7161e-06 | 1.7361e-06 | 1.7911e-06 | 1.9672e-06 | 2.01e-06 | 1.7024e-06 | 2.1267e-06 | 1.7539e-06 | 2.1438e-06 | 1.9147e-06 | 1.9569e-06 | 1.406e-06 | 1.9943e-06 | 1.9485e-06 | 1.8426e-06 | 1.8151e-06 | 1.8171e-06 | 1.8802e-06 | 1.756e-06 | 1.5665e-06 | 1.8356e-06 | 1.7426e-06 | 1.7697e-06 | 1.8225e-06 | 1.8757e-06 | 1.7567e-06 | 1.6387e-06 | 1.8633e-06 | 1.7109e-06 | 1.8557e-06 | 1.8808e-06 | 1.8614e-06 | 1.9816e-06 | 1.5221e-06 | 1.9553e-06 | 1.7439e-06 | 1.9605e-06 | 2.2232e-06 | 1.8037e-06 | 1.7985e-06 | 1.5452e-06 | 1.7054e-06 | 2.2821e-06 | 1.8173e-06 | 1.7475e-06 | 1.8478e-06 | 1.8496e-06 | 1.963e-06 | 1.839e-06 | 1.7652e-06 | 1.7054e-06 | 1.8479e-06 | 1.9073e-06 | 1.9149e-06 | 1.7529e-06 | 1.902e-06 | 1.7121e-06 | 1.9815e-06 | 2.0234e-06 | 2.0131e-06 | 1.8028e-06 | 1.6622e-06 | 1.8396e-06 | 1.9955e-06 | 1.908e-06 | 2.1438e-06 | 1.7666e-06 | 1.8083e-06 | 1.8629e-06 | 1.5593e-06 | 1.909e-06 | 1.8652e-06 | 2.1805e-06 | 1.6902e-06 | 1.4471e-06 | 1.6868e-06 | 2.017e-06 | 1.7765e-06 | 2.4155e-06 | 1.8285e-06 | 1.9784e-06 | 1.5985e-06 | 1.6028e-06 | 1.9876e-06 | 1.7497e-06 | 1.7916e-06 | 1.9889e-06 | 1.5318e-06 | 2.1511e-06 | 1.7977e-06 | 1.9154e-06 | 1.5001e-06 | 1.7274e-06 | 2.1658e-06 | 1.6484e-06 | 1.5892e-06 | 1.9342e-06 | 1.8626e-06 | 2.1226e-06 | 1.619e-06 | 1.8181e-06 | 1.5239e-06 | 1.7764e-06 | 1.8948e-06 | 1.6096e-06 | 1.8636e-06 | 1.9823e-06 | 2.038e-06 | 2.0018e-06 | 1.8893e-06 | 1.5891e-06 | 2.0369e-06 | 1.8513e-06 | 1.5664e-06 | 1.7075e-06 | 1.7277e-06 | 1.6314e-06 | 1.6093e-06 | 2.1333e-06 | 1.8946e-06 | 1.8162e-06 | 1.6767e-06 | 2.0632e-06 | 1.7587e-06 | 1.6871e-06 | 1.7409e-06 | 1.933e-06 | 1.7686e-06 | 1.7175e-06 | 1.8364e-06 | 1.9384e-06 | 1.7686e-06 | 2.078e-06 | 1.8654e-06 | 2.2034e-06 | 2.246e-06 | 1.7445e-06 | 2.0586e-06 | 2.0746e-06 | 1.6582e-06 | 1.8483e-06 | 1.8058e-06 | 1.7576e-06 | 1.8252e-06 | 1.6729e-06 | 1.5354e-06 | 1.6053e-06 | 1.3668e-06 | 1.7534e-06 | 2.1334e-06 | 1.8559e-06 | 1.8402e-06 | 1.7109e-06 | 1.6994e-06 | 1.7548e-06 | 1.8657e-06 | 1.9167e-06 | 1.5411e-06 | 1.8331e-06 | 1.8361e-06 | 1.815e-06 | 1.5745e-06 | 1.8377e-06 | 2.0258e-06 | 1.836e-06 | 2.4519e-06 | 2.1805e-06 | 1.8239e-06 | 1.3953e-06 | 2.0279e-06 | 1.917e-06 | 2.2603e-06 | 1.703e-06 | 1.7781e-06 | 1.8738e-06 | 1.9232e-06 | 1.8309e-06 | 1.7454e-06 | 1.7603e-06 | 1.8923e-06 | 1.9092e-06 | 1.6825e-06 | 1.765e-06 | 1.605e-06 | 1.8619e-06 | 1.6141e-06 | 1.6574e-06 | 2.0296e-06 | 1.4224e-06 | 1.9784e-06 | 2.1755e-06 | 1.7645e-06 | 1.5826e-06 | 1.7543e-06 | 2.1681e-06 | 1.5485e-06 | 1.7511e-06 | 1.9158e-06 | 2.0159e-06 | 1.7075e-06 | 1.6921e-06 | 1.3792e-06 | 1.7477e-06 | 2.2291e-06 | 1.7758e-06 | 1.6763e-06 | 1.7369e-06 | 1.8978e-06 | 1.7226e-06 | 1.8703e-06 | 1.6722e-06 | 1.8526e-06 | 1.7457e-06 | 1.823e-06 | 1.7562e-06 | 1.9553e-06 | 1.6178e-06 | 1.8084e-06 | 1.696e-06 | 1.9224e-06 | 1.7876e-06 | 1.913e-06 | 1.8915e-06 | 1.6956e-06 | 1.7005e-06 | 1.912e-06 | 2.045e-06 | 1.8649e-06 | 1.8608e-06 | 1.7495e-06 | 1.6606e-06 | 1.7845e-06 | 1.7469e-06 | 1.5302e-06 | 1.8857e-06 | 1.8714e-06 | 1.9321e-06 | 1.3712e-06 | 1.8458e-06 | 1.8553e-06 | 1.7667e-06 | 1.8028e-06 | 1.7975e-06 | 1.7135e-06 | 2.045e-06 | 1.6927e-06 | 1.8668e-06 | 1.7087e-06 | 1.6273e-06 | 2.0347e-06 | 1.6993e-06 | 2.0603e-06 | 2.0986e-06 | 1.9842e-06 | 1.8239e-06 | 1.9124e-06 | 1.9121e-06 | 1.9072e-06 | 1.9268e-06 | 1.6619e-06 | 1.9324e-06 | 1.7739e-06 | 1.5234e-06 | 1.9858e-06 | 1.7657e-06 | 1.7821e-06 | 1.8266e-06 | 1.9881e-06 | 2.0009e-06 | 1.7043e-06 | 1.7683e-06 | 2.0789e-06 | 1.671e-06 | 1.9435e-06 | 1.9061e-06 | 1.7522e-06 | 1.7293e-06 | 1.7213e-06 | 1.6382e-06 | 1.7926e-06 | 1.7381e-06 | 2.0755e-06 | 2.0221e-06 | 1.8265e-06 | 1.79e-06 | 2.4377e-06 | 1.7424e-06 | 1.7385e-06 | 1.8708e-06 | 1.8002e-06 | 1.6726e-06 | 1.8456e-06 | 2.1291e-06 | 1.8352e-06 | 1.9587e-06 | 2.0341e-06 | 1.802e-06 | 1.8201e-06 | 1.7224e-06 | 1.9553e-06 | 1.5819e-06 | 2.0242e-06 | 1.7976e-06 | 1.9544e-06 | 1.7473e-06 | 1.8999e-06 | 1.7409e-06 | 1.9106e-06 | 1.8044e-06 | 1.9765e-06 | 1.938e-06 | 1.8035e-06 | 1.731e-06 | 1.8987e-06 | 1.7209e-06 | 1.9715e-06 | 1.7026e-06 | 1.65e-06 | 1.6806e-06 | 1.7274e-06 | 1.8628e-06 | 2.1092e-06 | 1.9067e-06 | 2.0117e-06 | 1.9865e-06 | 1.8744e-06 | 1.8386e-06 | 1.8612e-06 | 1.8819e-06 | 1.697e-06 | 1.9574e-06 | 2.0621e-06 | 1.6495e-06 | 1.7963e-06 | 1.9188e-06 | 2.1524e-06 | 1.8225e-06 | 1.7663e-06 | 1.842e-06 | 2.332e-06 | 1.7039e-06 | 1.9159e-06 | 1.6475e-06 | 1.7708e-06 | 1.9853e-06 | 1.9425e-06 | 1.6965e-06 | 1.7204e-06 | 2.0421e-06 | 1.72e-06 | 1.8434e-06 | 2.1055e-06 | 1.8422e-06 | 1.6978e-06 | 1.6715e-06 | 1.9429e-06 | 2.0412e-06 | 1.6447e-06 | 2.2143e-06 | 1.8025e-06 | 1.8078e-06 | 2.1251e-06 | 1.663e-06 | 1.6467e-06 | 1.5875e-06 | 1.8446e-06 | 2.0864e-06 | 1.7076e-06 | 1.7746e-06 | 1.973e-06 | 2.0711e-06 | 1.8054e-06 | 1.9403e-06 | 1.6618e-06 | 1.5575e-06 | 1.6083e-06 | 1.9496e-06 | 1.6673e-06 | 1.847e-06 | 1.8828e-06 | 1.6235e-06 | 1.5215e-06 | 1.8062e-06 | 2.2079e-06 | 1.6955e-06 | 1.7771e-06 | 1.9865e-06 | 1.5596e-06 | 1.9566e-06 | 1.7903e-06 | 1.7307e-06 | 1.7746e-06 | 1.8892e-06 | 1.7907e-06 | 1.809e-06 | 1.7729e-06 | 1.6569e-06 | 2.1183e-06 | 1.9593e-06 | 2.0465e-06 | 1.9567e-06 | 2.2496e-06 | 1.8494e-06 | 1.964e-06 | 1.6355e-06 | 1.8347e-06 | 1.7724e-06 | 1.8595e-06 | 1.7087e-06 | 1.9658e-06 | 1.8655e-06 | 1.7429e-06 | 1.7238e-06 | 1.925e-06 | 2.0423e-06 | 1.6212e-06 | 2.0377e-06 | 1.7956e-06 | 1.8389e-06 | 1.6326e-06 | 1.7421e-06 | 1.5489e-06 | 1.7589e-06 | 1.8049e-06 | 1.9095e-06 | 2.2136e-06 | 1.9628e-06 | 1.7727e-06 | 1.9428e-06 | 2.0604e-06 | 1.7669e-06 | 1.5934e-06 | 1.7398e-06 | 1.6486e-06 | 1.9431e-06 | 1.7502e-06 | 2.0929e-06 | 1.6512e-06 | 1.8128e-06 | 1.7056e-06 | 1.9569e-06 | 1.7651e-06 | 1.7415e-06 | 2.0601e-06 | 1.7196e-06 | 1.8314e-06 | 1.8865e-06 | 2.117e-06 | 1.8703e-06 | 1.8352e-06 | 1.8738e-06 | 1.7303e-06 | 1.976e-06 | 1.7666e-06 | 1.9307e-06 | 1.8047e-06 | 1.9819e-06 | 2.0276e-06 | 1.9629e-06 | 1.9559e-06 | 1.7645e-06 | 1.6084e-06 | 1.7771e-06 | 1.8684e-06 | 1.8244e-06 | 1.8486e-06 | 2.1587e-06 | 1.9659e-06 | 2.1661e-06 | 1.9298e-06 | 1.6776e-06 | 2.0205e-06 | 1.8229e-06 | 2.0693e-06 | 2.1336e-06 | 2.0726e-06 | 1.7454e-06 | 1.9416e-06 | 2.2872e-06 | 1.8227e-06 | 1.5767e-06 | 1.6944e-06 | 1.7812e-06 | 1.6784e-06 | 1.9208e-06 | 2.0515e-06 | 2.0869e-06 | 1.7946e-06 | 2.1076e-06 | 1.7974e-06 | 1.9902e-06 | 1.6097e-06 | 1.5248e-06 | 1.9677e-06 | 1.8926e-06 | 1.9194e-06 | 2.019e-06 | 1.9631e-06 | 1.7624e-06 | 2.0227e-06 | 1.8448e-06 | 1.6789e-06 | 1.6764e-06 | 1.7342e-06 | 1.6413e-06 | 1.7527e-06 | 1.7392e-06 | 1.9e-06 | 1.7717e-06 | 1.8305e-06 | 1.7964e-06 | 1.8681e-06 | 1.925e-06 | 1.4637e-06 | 1.6834e-06 | 1.9087e-06 | 1.8229e-06 | 1.7502e-06 | 1.8618e-06 | 2.1317e-06 | 2.1545e-06 | 1.7759e-06 | 1.888e-06 | 2.0073e-06 | 1.7994e-06 | 1.6923e-06 | 1.7564e-06 | 1.6126e-06 | 2.1146e-06 | 2.0915e-06 | 1.8655e-06 | 2.1954e-06 | 2.1525e-06 | 1.9923e-06 | 1.5388e-06 | 1.7855e-06 | 1.5646e-06 | 1.745e-06 | 1.9378e-06 | 1.5156e-06 | 1.8635e-06 | 1.8308e-06 | 1.5231e-06 | 2.0324e-06 | 1.8023e-06 | 1.8356e-06 | 2.1731e-06 | 1.8461e-06 | 1.8493e-06 | 1.4851e-06 | 1.5282e-06 | 1.8768e-06 | 1.9105e-06 | 2.0001e-06 | 1.7261e-06 | 2.0078e-06 | 2.0288e-06 | 2.1798e-06 | 1.8603e-06 | 2.2182e-06 | 1.7082e-06 | 1.6792e-06 | 2.0912e-06 | 1.7002e-06 | 1.646e-06 | 1.7936e-06 | 1.8429e-06 | 1.5951e-06 | 1.4621e-06 | 1.9145e-06 | 1.7967e-06 | 1.6911e-06 | 1.7683e-06 | 2.2891e-06 | 1.9501e-06 | 1.4802e-06 | 2.1318e-06 | 1.8276e-06 | 2.0361e-06 | 1.6609e-06 | 2.037e-06 | 1.7786e-06 | 1.7281e-06 | 1.8669e-06 | 1.8679e-06 | 1.7771e-06 | 1.7495e-06 | 1.5966e-06 | 1.8992e-06 | 1.9217e-06 | 1.9271e-06 | 2.0561e-06 | 2.0005e-06 | 1.8747e-06 | 1.829e-06 | 1.6671e-06 | 1.8329e-06 | 1.9719e-06 | 1.9089e-06 | 1.5853e-06 | 1.51e-06 | 1.608e-06 | 1.859e-06 | 1.9623e-06 | 1.6904e-06 | 1.9846e-06 | 1.9888e-06 | 1.8076e-06 | 1.9788e-06 | 1.6297e-06 | 2.0518e-06 | 1.6291e-06 | 1.7613e-06 | 1.716e-06 | 1.5679e-06 | 1.7709e-06 | 1.9272e-06 | 2.1636e-06 | 1.72e-06 | 1.4661e-06 | 1.9707e-06 | 2.1009e-06 | 1.9022e-06 | 1.9715e-06 | 1.7634e-06 | 2.2072e-06 | 1.5984e-06 | 2.2942e-06 | 2.2569e-06 | 1.6577e-06 | 1.6174e-06 | 2.1754e-06 | 1.4787e-06 | 1.926e-06 | 1.753e-06 | 1.7708e-06 | 1.8293e-06 | 1.8805e-06 | 1.5656e-06 | 1.7092e-06 | 1.7479e-06 | 2.0307e-06 | 1.8761e-06 | 1.691e-06 | 1.9914e-06 | 1.7414e-06 | 1.8423e-06 | 2.0911e-06 | 1.9905e-06 | 2.0419e-06 | 2.0233e-06 | 1.6437e-06 | 1.511e-06 | 1.8318e-06 | 1.9807e-06 | 1.9624e-06 | 1.6377e-06 | 1.5929e-06 | 1.9693e-06 | 1.9395e-06 | 1.8504e-06 | 1.5592e-06 | 1.8608e-06 | 2.0805e-06 | 1.819e-06 | 2.0493e-06 | 2.0594e-06 | 2.186e-06 | 2.0109e-06 | 1.8323e-06 | 1.7033e-06 | 1.891e-06 | 1.9129e-06 | 1.6757e-06 | 1.6987e-06 | 1.6108e-06 | 2.1428e-06 | 2.1309e-06 | 2.0952e-06 | 1.8138e-06 | 1.5775e-06 | 2.1579e-06 | 1.9125e-06 | 1.8198e-06 | 1.7443e-06 | 1.8365e-06 | 1.5737e-06 | 1.996e-06 | 1.8384e-06 | 1.8274e-06 | 1.7893e-06 | 1.5696e-06 | 1.9525e-06 | 1.5683e-06 | 1.9393e-06 | 1.8588e-06 | 1.7679e-06 | 2.1111e-06 | 1.806e-06 | 1.5988e-06 | 1.8356e-06 | 1.8759e-06 | 1.7739e-06 | 1.8266e-06 | 1.8014e-06 | 1.825e-06 | 1.8151e-06 | 1.9942e-06 | 1.8058e-06 | 2.0713e-06 | 1.9776e-06 | 1.9216e-06 | 1.799e-06 | 1.5243e-06 | 1.7716e-06 | 1.6226e-06 | 1.9637e-06 | 1.9684e-06 | 1.7872e-06 | 1.9529e-06 | 1.5605e-06 | 1.9391e-06 | 1.9837e-06 | 1.7296e-06 | 1.7618e-06 | 1.8132e-06 | 2.1186e-06 | 1.69e-06 | 1.8539e-06 | 1.846e-06 | 1.6817e-06 | 1.9541e-06 | 1.953e-06 | 1.728e-06 | 1.711e-06 | 1.5735e-06 | 1.6664e-06 | 1.7948e-06 | 1.892e-06 | 2.2558e-06 | 1.888e-06 | 1.9564e-06 | 1.9162e-06 | 2.0494e-06 | 2.1904e-06 | 1.6043e-06 | 1.8681e-06 | 1.7134e-06 | 1.7914e-06 | 1.7451e-06 | 1.8461e-06 | 1.7742e-06 | 1.7421e-06 | 2.1227e-06 | 1.9364e-06 | 1.9385e-06 | 1.9013e-06 | 1.7351e-06 | 1.8469e-06 | 1.8052e-06 | 1.9296e-06 | 1.5888e-06 | 1.9302e-06 | 1.7785e-06 | 1.7416e-06 | 2.1055e-06 | 2.0077e-06 | 1.703e-06 | 1.6845e-06 | 2.1402e-06 | 1.9271e-06 | 1.6615e-06 | 1.8137e-06 | 1.8424e-06 | 2.1239e-06 | 1.7907e-06 | 1.9657e-06 | 2.3976e-06 | 1.7729e-06 | 2.1186e-06 | 2.0241e-06 | 1.6584e-06 | 1.9195e-06 | 1.4418e-06 | 1.7976e-06 | 1.8513e-06 | 1.5567e-06 | 1.9052e-06 | 2.0486e-06 | 1.8309e-06 | 1.4473e-06 | 2.0698e-06 | 1.8075e-06 | 1.6778e-06 | 1.6928e-06 | 1.6169e-06 | 1.7517e-06 | 1.8085e-06 | 2.065e-06 | 1.6971e-06 | 1.951e-06 | 1.7732e-06 | 2.0522e-06 | 1.8057e-06 | 1.9595e-06 | 1.7482e-06 | 2.0355e-06 | 1.8452e-06 | 1.8422e-06 | 1.6987e-06 | 1.7898e-06 | 1.9997e-06 | 1.7699e-06 | 1.9765e-06 | 2.037e-06 | 2.2971e-06 | 1.6575e-06 | 1.905e-06 | 1.7638e-06 | 1.6788e-06 | 1.9143e-06 | 1.8459e-06 | 1.7827e-06 | 1.8586e-06 | 1.8729e-06 | 1.7747e-06 | 1.7996e-06 | 1.8033e-06 | 1.9854e-06 | 1.7681e-06 | 1.9379e-06 | 1.8771e-06 | 2.0133e-06 | 2.029e-06 | 1.826e-06 | 1.6922e-06 | 1.7451e-06 | 1.702e-06 | 1.9346e-06 | 1.9098e-06 | 1.6367e-06 | 1.918e-06 | 1.9149e-06 | 1.5211e-06 | 1.8132e-06 | 1.5165e-06 | 1.6612e-06 | 1.7011e-06 | 2.1818e-06 | 1.53e-06 | 1.6121e-06 | 2.1312e-06 | 1.5801e-06 | 2.1717e-06 | 1.9894e-06 | 2.1727e-06 | 2.0751e-06 | 1.5939e-06 | 1.4656e-06 | 2.0416e-06 | 2.129e-06 | 1.5046e-06 | 1.4919e-06 | 1.9812e-06 | 1.6208e-06 | 2.1602e-06 | 2.1427e-06 | 2.0511e-06 | 1.7291e-06 | 2.0808e-06 | 1.6494e-06 | 1.8845e-06 | 1.9064e-06 | 2.0343e-06 | 1.5568e-06 | 1.7456e-06 | 1.8021e-06 | 1.923e-06 | 2.0192e-06 | 1.9474e-06 | 1.8721e-06 | 1.7751e-06 | 1.8533e-06 | 1.6754e-06 | 1.8566e-06 | 1.8212e-06 | 2.1344e-06 | 2.1027e-06 | 1.7338e-06 | 1.5862e-06 | 2.0716e-06 | 1.4179e-06 | 1.7559e-06 | 1.6291e-06 | 1.9213e-06 | 1.8242e-06 | 1.9138e-06 | 1.788e-06 | 2.1476e-06 | 1.9343e-06 | 1.8634e-06 | 1.9604e-06 | 1.5969e-06 | 1.7826e-06 | 1.9514e-06 | 2.088e-06 | 1.994e-06 | 1.9859e-06 | 1.6796e-06 | 2.1095e-06 | 1.6841e-06 | 1.8574e-06 | 1.8462e-06 | 1.8371e-06 | 1.9175e-06 | 1.7659e-06 | 1.8318e-06 | 1.8722e-06 | 1.8557e-06 | 1.8796e-06 | 1.9724e-06 | 2.0745e-06 | 1.8339e-06 | 1.9082e-06 | 1.6023e-06 | 2.0958e-06 | 1.7069e-06 | 1.9095e-06 | 1.9526e-06 | 1.7754e-06 | 2.1685e-06 | 1.673e-06 | 1.8211e-06 | 1.6222e-06 | 1.7689e-06 | 2.1649e-06 | 1.6241e-06 | 1.7292e-06 | 1.6933e-06 | 2.0324e-06 | 2.0315e-06 | 1.7466e-06 | 1.9119e-06 | 2.1846e-06 | 1.529e-06 | 1.6035e-06 | 1.752e-06 | 2.3055e-06 | 2.0479e-06 | 1.9755e-06 | 1.5437e-06 | 1.803e-06 | 1.6779e-06 | 1.7305e-06 | 2.1115e-06 | 2.1898e-06 | 1.8336e-06 | 1.9685e-06 | 1.7896e-06 | 1.6247e-06 | 1.8827e-06 | 1.9461e-06 | 1.7073e-06 | 1.762e-06 | 1.9119e-06 | 1.9574e-06 | 1.865e-06 | 1.9089e-06 | 1.5352e-06 | 2.0526e-06 | 1.7839e-06 | 1.8531e-06 | 1.749e-06 | 1.4466e-06 | 1.9825e-06 | 1.9776e-06 | 1.8322e-06 | 1.703e-06 | 1.8727e-06 | 1.7768e-06 | 1.7341e-06 | 1.8526e-06 | 1.5966e-06 | 1.6821e-06 | 2.0078e-06 | 1.5063e-06 | 1.6408e-06 | 1.701e-06 | 1.7325e-06 | 1.9794e-06 | 1.7463e-06 | 1.9711e-06 | 1.6661e-06 | 2.015e-06 | 1.8227e-06 | 1.8419e-06 | 1.9186e-06 | 2.0436e-06 | 1.7756e-06 | 1.7543e-06 | 1.6575e-06 | 1.7089e-06 | 1.7542e-06 | 1.7953e-06 | 1.8412e-06 | 1.5144e-06 | 2.0311e-06 | 1.9172e-06 | 1.6788e-06 | 1.8062e-06 | 1.5338e-06 | 1.7374e-06 | 1.9356e-06 | 1.7652e-06 | 1.9739e-06 | 1.9913e-06 | 1.7298e-06 | 1.7098e-06 | 1.9943e-06 | 2.036e-06 | 1.7426e-06 | 1.8839e-06 | 1.8394e-06 | 1.7695e-06 | 1.8004e-06 | 1.7175e-06 | 1.5897e-06 | 2.3346e-06 | 1.8304e-06 | 1.8644e-06 | 2.187e-06 | 1.6687e-06 | 2.2555e-06 | 2.3149e-06 | 2.0293e-06 | 2.2509e-06 | 1.9493e-06 | 1.9718e-06 | 1.8156e-06 | 2.0927e-06 | 1.8581e-06 | 1.8436e-06 | 1.7069e-06 | 1.7588e-06 | 1.7281e-06 | 1.8904e-06 | 1.8713e-06 | 1.9292e-06 | 1.7284e-06 | 1.7496e-06 | 1.8922e-06 | 1.964e-06 | 1.7389e-06 | 1.7338e-06 | 1.9452e-06 | 1.9245e-06 | 1.881e-06 | 1.7456e-06 | 1.4847e-06 | 1.7864e-06 | 2.171e-06 | 1.9748e-06 | 1.7949e-06 | 1.5788e-06 | 2.1236e-06 | 1.4398e-06 | 2.1325e-06 | 1.7042e-06 | 1.8238e-06 | 1.8718e-06 | 2.2126e-06 | 2.1195e-06 | 1.7539e-06 | 1.9278e-06 | 1.8437e-06 | 1.7964e-06 | 1.9817e-06 | 1.8236e-06 | 1.7853e-06 | 1.9079e-06 | 1.6569e-06 | 1.8725e-06 | 1.8142e-06 | 1.9317e-06 | 2.1178e-06 | 1.9224e-06 | 2.0824e-06 | 1.9127e-06 | 1.6374e-06 | 1.7003e-06 | 1.8047e-06 | 1.5574e-06 | 1.8776e-06 | 1.6585e-06 | 1.8328e-06 | 1.8446e-06 | 1.8619e-06 | 1.9238e-06 | 1.9428e-06 | 1.7019e-06 | 2.0359e-06 | 1.7269e-06 | 1.6015e-06 | 2.0073e-06 | 2.0304e-06 | 1.7401e-06 | 1.5301e-06 | 2.0829e-06 | 1.7749e-06 | 1.863e-06 | 1.6132e-06 | 1.7576e-06 | 1.9842e-06 | 1.7649e-06 | 1.7248e-06 | 1.7318e-06 | 1.6739e-06 | 2.2023e-06 | 2.0267e-06 | 1.5041e-06 | 1.8228e-06 | 2.2038e-06 | 1.6699e-06 | 1.9148e-06 | 1.8409e-06 | 1.7842e-06 | 1.7237e-06 | 2.0903e-06 | 1.9779e-06 | 1.8044e-06 | 2.0362e-06 | 2.0466e-06 | 1.6513e-06 | 1.6989e-06 | 1.9427e-06 | 1.5219e-06 | 2.0602e-06 | 1.6711e-06 | 1.7449e-06 | 1.9727e-06 | 1.8425e-06 | 1.7639e-06 | 1.5991e-06 | 1.9424e-06 | 1.7807e-06 | 2.0202e-06 | 2.0374e-06 | 1.638e-06 | 1.6589e-06 | 1.7831e-06 | 1.6784e-06 | 2.2137e-06 | 1.73e-06 | 1.8627e-06 | 1.6282e-06 | 1.8832e-06 | 1.7416e-06 | 1.8017e-06 | 1.53e-06 | 1.6893e-06 | 1.6332e-06 | 1.9398e-06 | 2.0241e-06 | 2.0401e-06 | 1.5759e-06 | 1.6716e-06 | 1.9802e-06 | 1.6624e-06 | 2.0877e-06 | 1.7689e-06 | 1.9698e-06 | 2.0753e-06 | 1.5364e-06 | 1.6343e-06 | 1.8241e-06 | 1.6217e-06 | 1.9476e-06 | 1.7273e-06 | 1.7852e-06 | 1.792e-06 | 1.7078e-06 | 2.0198e-06 | 2.0349e-06 | 2.3289e-06 | 1.8315e-06 | 1.7431e-06 | 1.7745e-06 | 1.9136e-06 | 1.6448e-06 | 1.4192e-06 | 1.8636e-06 | 1.8444e-06 | 1.6858e-06 | 1.771e-06 | 1.7489e-06 | 1.8938e-06 | 1.5949e-06 | 1.7335e-06 | 1.9495e-06 | 2.2061e-06 | 2.0361e-06 | 1.9362e-06 | 1.8348e-06 | 1.986e-06 | 2.1965e-06 | 2.1384e-06 | 1.6089e-06 | 1.6474e-06 | 1.5208e-06 | 1.785e-06 | 1.7553e-06 | 1.8113e-06 | 1.7877e-06 | 1.9483e-06 | 1.7705e-06 | 1.7736e-06 | 1.9194e-06 | 2.033e-06 | 1.7314e-06 | 1.926e-06 | 1.7488e-06 | 1.9288e-06 | 1.8869e-06 | 1.8427e-06 | 1.7393e-06 | 2.2704e-06 | 1.8694e-06 | 1.8366e-06 | 1.5775e-06 | 1.745e-06 | 1.9311e-06 | 1.7352e-06 | 1.9812e-06 | 1.6924e-06 | 1.5068e-06 | 1.6677e-06 | 1.8305e-06 | 1.6914e-06 | 1.9996e-06 | 1.8702e-06 | 1.9748e-06 | 1.9563e-06 | 1.4878e-06 | 1.7062e-06 | 1.6696e-06 | 2.0748e-06 | 1.6363e-06 | 2.0677e-06 | 1.7507e-06 | 1.6928e-06 | 1.889e-06 | 1.8407e-06 | 1.5888e-06 | 2.0702e-06 | 1.7699e-06 | 1.6912e-06 | 1.9016e-06 | 1.926e-06 | 1.5036e-06 | 1.6737e-06 | 1.99e-06 | 1.951e-06 | 1.7906e-06 | 1.4021e-06 | 1.732e-06 | 1.7944e-06 | 1.8797e-06 | 2.0641e-06 | 1.7999e-06 | 1.8861e-06 | 2.0212e-06 | 1.9785e-06 | 1.9083e-06 | 2.1531e-06 | 1.6841e-06 | 1.6566e-06 | 1.5624e-06 | 2.1977e-06 | 2.0812e-06 | 1.935e-06 | 1.8714e-06 | 2.0517e-06 | 1.7539e-06 | 2.1651e-06 | 1.7511e-06 | 1.6352e-06 | 1.7955e-06 | 2.0757e-06 | 1.8024e-06 | 2.06e-06 | 1.698e-06 | 1.8154e-06 | 1.7327e-06 | 1.7569e-06 | 2.1056e-06 | 1.6849e-06 | 1.9256e-06 | 1.9698e-06 | 1.7902e-06 | 2.2296e-06 | 1.7151e-06 | 1.7266e-06 | 1.8458e-06 | 1.3644e-06 | 1.9386e-06 | 2.0362e-06 | 1.9454e-06 | 2.1228e-06 | 2.0445e-06 | 1.9486e-06 | 1.7968e-06 | 2.0152e-06 | 1.8424e-06 | 1.7733e-06 | 1.6786e-06 | 1.8272e-06 | 2.0106e-06 | 1.5927e-06 | 1.8585e-06 | 1.815e-06 | 1.5897e-06 | 1.8201e-06 | 1.6773e-06 | 1.7504e-06 | 1.4392e-06 | 1.9671e-06 | 1.6943e-06 | 1.8975e-06 | 2.0133e-06 | 1.9432e-06 | 1.9238e-06 | 1.8971e-06 | 2.0629e-06 | 2.0735e-06 | 1.7813e-06 | 1.9805e-06 | 1.4424e-06 | 2.2168e-06 | 1.3092e-06 | 1.5396e-06 | 1.8233e-06 | 1.7439e-06 | 1.8786e-06 | 1.6952e-06 | 2.0381e-06 | 2.0364e-06 | 1.6567e-06 | 1.7651e-06 | 1.8907e-06 | 1.5734e-06 | 1.9092e-06 | 1.6967e-06 | 1.8101e-06 | 1.673e-06 | 1.8069e-06 | 1.8204e-06 | 1.8965e-06 | 1.5607e-06 | 1.657e-06 | 1.8399e-06 | 1.8567e-06 | 1.8264e-06 | 1.9964e-06 | 1.9602e-06 | 1.7494e-06 | 1.9709e-06 | 1.8705e-06 | 2.0944e-06 | 2.0131e-06 | 1.9854e-06 | 1.8443e-06 | 1.8706e-06 | 2.0694e-06 | 1.9691e-06 | 1.719e-06 | 1.9951e-06 | 1.6615e-06 | 1.7755e-06 | 1.7274e-06 | 1.9309e-06 | 1.9051e-06 | 1.9205e-06 | 2.0318e-06 | 1.8822e-06 | 1.5685e-06 | 1.853e-06 | 1.9316e-06 | 2.065e-06 | 1.7244e-06 | 1.9101e-06 | 1.7095e-06 | 1.8693e-06 | 1.913e-06 | 1.8713e-06 | 1.506e-06 | 1.9592e-06 | 1.7696e-06 | 1.8359e-06 | 1.8355e-06 | 2.1956e-06 | 2.0318e-06 | 1.8883e-06 | 2.1386e-06 | 1.7569e-06 | 2.0038e-06 | 2.066e-06 | 2.006e-06 | 1.7683e-06 | 1.6075e-06 | 2.0436e-06 | 1.7315e-06 | 1.974e-06 | 1.855e-06 | 2.2466e-06 | 1.7371e-06 | 1.5926e-06 | 1.9666e-06 | 1.9399e-06 | 2.0442e-06 | 1.5649e-06 | 1.8814e-06 | 1.8711e-06 | 1.8998e-06 | 2.0997e-06 | 1.8759e-06 | 1.7273e-06 | 1.9524e-06 | 2.0306e-06 | 1.6346e-06 | 1.6376e-06 | 1.793e-06 | 1.6762e-06 | 1.8216e-06 | 1.7585e-06 | 1.9146e-06 | 1.9921e-06 | 1.7809e-06 | 1.7581e-06 | 1.8652e-06 | 1.4202e-06 | 1.7094e-06 | 1.7203e-06 | 1.6273e-06 | 1.853e-06 | 2.1142e-06 | 1.9481e-06 | 1.7051e-06 | 1.8272e-06 | 1.8327e-06 | 1.8955e-06 | 1.8936e-06 | 1.9752e-06 | 1.8005e-06 | 1.6534e-06 | 1.6422e-06 | 2.143e-06 | 1.8555e-06 | 1.5644e-06 | 1.9482e-06 | 1.8369e-06 | 1.9797e-06 | 1.7055e-06 | 1.859e-06 | 2.0959e-06 | 1.4776e-06 | 2.0696e-06 | 2.0059e-06 | 1.9374e-06 | 1.863e-06 | 1.9372e-06 | 1.9916e-06 | 1.5248e-06 | 1.9122e-06 | 1.5503e-06 | 2.1056e-06 | 1.9848e-06 | 2.182e-06 | 1.7574e-06 | 2.0224e-06 | 1.9705e-06 | 2.0383e-06 | 1.8029e-06 | 1.821e-06 | 1.8706e-06 | 1.9289e-06 | 1.8968e-06 | 1.6457e-06 | 1.788e-06 | 1.7115e-06 | 1.7034e-06 | 1.8422e-06 | 1.8102e-06 | 1.9036e-06 | 1.7298e-06 | 2.0912e-06 | 1.7513e-06 | 1.7994e-06 | 1.6333e-06 | 1.7146e-06 | 1.8719e-06 | 1.8428e-06 | 1.903e-06 | 1.8888e-06 | 1.6321e-06 | 1.7044e-06 | 1.5919e-06 | 1.6816e-06 | 2.045e-06 | 1.9523e-06 | 2.0558e-06 | 1.9993e-06 | 2.2477e-06 | 1.7333e-06 | 2.0537e-06 | 1.7349e-06 | 1.7586e-06 | 1.8153e-06 | 1.7857e-06 | 1.8074e-06 | 1.8756e-06 | 1.7211e-06 | 2.2379e-06 | 1.8048e-06 | 1.7116e-06 | 2.018e-06 | 1.8131e-06 | 1.7834e-06 | 1.9702e-06 | 2.1169e-06 | 1.9062e-06 | 2.1346e-06 | 1.9122e-06 | 1.29e-06 | 1.6432e-06 | 1.786e-06 | 1.7712e-06 | 2.0572e-06 | 1.9247e-06 | 1.8636e-06 | 1.7705e-06 | 1.5953e-06 | 1.7063e-06 | 1.9821e-06 | 1.6481e-06 | 1.8096e-06 | 1.7209e-06 | 1.9866e-06 | 1.7047e-06 | 2.1267e-06 | 1.9114e-06 | 2.0381e-06 | 2.0978e-06 | 2.1275e-06 | 1.9796e-06 | 2.1624e-06 | 1.9647e-06 | 2.1343e-06 | 1.8523e-06 | 1.7434e-06 | 1.8417e-06 | 1.9447e-06 | 1.9518e-06 | 1.6369e-06 | 1.8956e-06 | 1.9719e-06 | 1.9476e-06 | 1.6986e-06 | 1.6826e-06 | 1.8566e-06 | 2.181e-06 | 2.0652e-06 | 2.0788e-06 | 1.5665e-06 | 1.9791e-06 | 1.8266e-06 | 1.6669e-06 | 1.9001e-06 | 2.0067e-06 | 2.0259e-06 | 2.2604e-06 | 1.7267e-06 | 1.8548e-06 | 1.9274e-06 | 1.7487e-06 | 1.9473e-06 | 2.1369e-06 | 2.1074e-06 | 2.005e-06 | 2.0427e-06 | 1.8152e-06 | 1.7977e-06 | 2.0367e-06 | 1.5207e-06 | 1.7706e-06 | 1.9298e-06 | 1.4123e-06 | 1.6639e-06 | 1.6056e-06 | 1.8876e-06 | 1.7596e-06 | 1.7128e-06 | 1.7211e-06 | 1.9313e-06 | 1.7163e-06 | 1.8588e-06 | 2.3241e-06 | 1.9026e-06 | 1.8134e-06 | 1.588e-06 | 1.7169e-06 | 1.6936e-06 | 2.0379e-06 | 1.5261e-06 | 1.8374e-06 | 1.7384e-06 | 1.7082e-06 | 2.0401e-06 | 2.1209e-06 | 1.6618e-06 | 1.9137e-06 | 1.9355e-06 | 1.8376e-06 | 1.8457e-06 | 1.7688e-06 | 1.9731e-06 | 1.7482e-06 | 1.3037e-06 | 1.7997e-06 | 1.8579e-06 | 1.9948e-06 | 1.6436e-06 | 1.9228e-06 | 1.4774e-06 | 2.1926e-06 | 1.9976e-06 | 1.7176e-06 | 2.2176e-06 | 2.2596e-06 | 1.9372e-06 | 1.9749e-06 | 1.6598e-06 | 1.9303e-06 | 1.8909e-06 | 2.1046e-06 | 1.705e-06 | 1.8458e-06 | 1.636e-06 | 1.6888e-06 | 1.8591e-06 | 1.9305e-06 | 2.1329e-06 | 1.9181e-06 | 1.7203e-06 | 1.6984e-06 | 1.6475e-06 | 2.1779e-06 | 1.7108e-06 | 2.0364e-06 | 1.6518e-06 | 1.6713e-06 | 1.8613e-06 | 1.8304e-06 | 2.018e-06 | 1.8178e-06 | 1.7681e-06 | 2.3033e-06 | 1.8243e-06 | 2.0057e-06 | 1.7632e-06 | 1.5484e-06 | 1.7209e-06 | 1.4926e-06 | 1.6641e-06 | 1.861e-06 | 2.0995e-06 | 1.8492e-06 | 1.6647e-06 | 2.0051e-06 | 1.8901e-06 | 1.7382e-06 | 1.8303e-06 | 2.2236e-06 | 1.7929e-06 | 1.4703e-06 | 1.9603e-06 | 1.8353e-06 | 2.1092e-06 | 1.5636e-06 | 1.6674e-06 | 1.7441e-06 | 1.8507e-06 | 1.8208e-06 | 1.8064e-06 | 1.7573e-06 | 1.849e-06 | 1.8685e-06 | 2.0814e-06 | 1.7044e-06 | 2.074e-06 | 1.5417e-06 | 1.8494e-06 | 1.8514e-06 | 1.7077e-06 | 2.1502e-06 | 1.7364e-06 | 1.6743e-06 | 1.7492e-06 | 2.0003e-06 | 1.6448e-06 | 1.9367e-06 | 1.9958e-06 | 1.8792e-06 | 1.7583e-06 | 1.9313e-06 | 1.859e-06 | 1.8001e-06 | 1.9011e-06 | 1.5798e-06 | 1.5591e-06 | 1.6766e-06 | 2.0981e-06 | 1.7698e-06 | 1.9908e-06 | 1.9143e-06 | 1.6284e-06 | 1.8479e-06 | 1.9788e-06 | 1.95e-06 | 2.026e-06 | 1.542e-06 | 2.2682e-06 | 1.9413e-06 | 1.7291e-06 | 2.3909e-06 | 1.9374e-06 | 1.4075e-06 | 1.8277e-06 | 1.8966e-06 | 1.528e-06 | 1.7927e-06 | 1.9561e-06 | 2.0938e-06 | 1.9735e-06 | 1.9113e-06 | 1.9136e-06 | 1.5615e-06 | 1.7264e-06 | 1.9577e-06 | 2.0861e-06 | 1.6641e-06 | 1.8394e-06 | 1.7e-06 | 1.5111e-06 | 2.0342e-06 | 1.9657e-06 | 1.8516e-06 | 1.4596e-06 | 1.9942e-06 | 1.6839e-06 | 1.4882e-06 | 2.1139e-06 | 1.6291e-06 | 1.7653e-06 | 2.1083e-06 | 1.7631e-06 | 1.6682e-06 | 1.8665e-06 | 1.9838e-06 | 1.8708e-06 | 1.9425e-06 | 1.8199e-06 | 1.7688e-06 | 1.6762e-06 | 1.841e-06 | 2.158e-06 | 1.7878e-06 | 1.7839e-06 | 1.8507e-06 | 2.0583e-06 | 1.5474e-06 | 1.6888e-06 | 1.9605e-06 | 1.6366e-06 | 1.8929e-06 | 1.8242e-06 | 2.0287e-06 | 1.5736e-06 | 1.9295e-06 | 1.9638e-06 | 1.9982e-06 | 1.6416e-06 | 1.6452e-06 | 1.8089e-06 | 1.7079e-06 | 2.2282e-06 | 1.7036e-06 | 1.7703e-06 | 1.7455e-06 | 1.589e-06 | 1.4837e-06 | 1.351e-06 | 1.8517e-06 | 2.0152e-06 | 1.6149e-06 | 2.167e-06 | 1.9003e-06 | 1.9829e-06 | 1.5838e-06 | 1.8747e-06 | 1.6785e-06 | 1.9481e-06 | 2.1327e-06 | 1.9997e-06 | 1.7775e-06 | 1.7966e-06 | 1.9896e-06 | 1.8724e-06 | 1.74e-06 | 2.0382e-06 | 2.0848e-06 | 2.0892e-06 | 1.7595e-06 | 1.8225e-06 | 1.9148e-06 | 1.8228e-06 | 1.9617e-06 | 1.9839e-06 | 2.1583e-06 | 1.772e-06 | 1.64e-06 | 2.0029e-06 | 1.9117e-06 | 1.9087e-06 | 1.9723e-06 | 2.0833e-06 | 1.8963e-06 | 1.7363e-06 | 1.922e-06 | 1.9106e-06 | 1.5179e-06 | 1.8603e-06 | 1.7167e-06 | 1.6569e-06 | 2.0842e-06 | 1.8683e-06 | 1.8797e-06 | 2.0575e-06 | 1.9579e-06 | 2.1384e-06 | 1.8196e-06 | 2.2373e-06 | 1.5047e-06 | 1.9977e-06 | 1.9362e-06 | 1.9519e-06 | 1.8691e-06 | 1.9432e-06 | 1.7833e-06 | 1.8922e-06 | 2.1135e-06 | 2.0811e-06 | 1.881e-06 | 1.7328e-06 | 1.7434e-06 | 1.8579e-06 | 2.0857e-06 | 1.8909e-06 | 1.9901e-06 | 2.1142e-06 | 2.1507e-06 | 1.9832e-06 | 1.7397e-06 | 1.7806e-06 | 1.8748e-06 | 1.6379e-06 | 1.9052e-06 | 1.8524e-06 | 1.7765e-06 | 2.0895e-06 | 1.9595e-06 | 1.59e-06 | 2.0208e-06 | 1.9983e-06 | 1.6966e-06 | 1.7136e-06 | 1.6378e-06 | 1.8055e-06 | 1.9462e-06 | 1.8513e-06 | 1.8579e-06 | 1.983e-06 | 1.9709e-06 | 1.7727e-06 | 1.6314e-06 | 1.6988e-06 | 1.7306e-06 | 2.034e-06 | 1.7223e-06 | 1.8841e-06 | 1.6912e-06 | 1.7439e-06 | 1.7901e-06 | 2.0313e-06 | 1.9508e-06 | 2.0708e-06 | 1.905e-06 | 1.9097e-06 | 2.0353e-06 | 1.7093e-06 | 1.7195e-06 | 1.8909e-06 | 1.8578e-06 | 1.8264e-06 | 1.6953e-06 | 1.6487e-06 | 2.254e-06 | 1.8477e-06 | 1.8292e-06 | 1.7422e-06 | 1.6262e-06 | 1.5061e-06 | 1.7414e-06 | 1.9906e-06 | 1.7053e-06 | 1.8294e-06 | 2.0581e-06 | 1.7007e-06 | 2.0009e-06 | 1.6706e-06 | 1.8409e-06 | 1.7213e-06 | 1.9833e-06 | 1.8263e-06 | 1.6192e-06 | 1.8428e-06 | 2.1605e-06 | 1.6393e-06 | 1.4391e-06 | 2.0134e-06 | 2.0519e-06 | 1.4887e-06 | 1.804e-06 | 1.3299e-06 | 1.7815e-06 | 1.7375e-06 | 1.8395e-06 | 1.901e-06 | 1.9538e-06 | 1.7815e-06 | 2.0004e-06 | 1.9955e-06 | 1.8271e-06 | 2.0838e-06 | 1.7815e-06 | 1.5075e-06 | 1.5959e-06 | 1.9473e-06 | 1.8107e-06 | 1.7534e-06 | 1.9588e-06 | 1.8055e-06 | 1.7505e-06 | 2.2637e-06 | 1.8895e-06 | 1.5428e-06 | 1.8111e-06 | 2.1003e-06 | 1.7327e-06 | 1.544e-06 | 1.5549e-06 | 1.9943e-06 | 1.534e-06 | 1.6883e-06 | 1.9302e-06 | 1.6166e-06 | 2.1108e-06 | 2.0637e-06 | 1.721e-06 | 1.6865e-06 | 1.6495e-06 | 1.8551e-06 | 1.903e-06 | 1.6514e-06 | 1.7616e-06 | 1.9924e-06 | 1.9967e-06 | 2.0819e-06 | 1.6909e-06 | 1.7207e-06 | 1.6726e-06 | 1.7717e-06 | 1.8882e-06 | 1.8845e-06 | 1.7048e-06 | 1.8916e-06 | 2.0258e-06 | 1.5446e-06 | 1.8741e-06 | 1.8443e-06 | 2.0449e-06 | 2.0819e-06 | 1.5538e-06 | 1.9555e-06 | 1.8172e-06 | 1.9454e-06 | 1.4908e-06 | 1.8484e-06 | 2.0871e-06 | 1.8081e-06 | 2.0137e-06 | 1.9842e-06 | 1.924e-06 | 1.5799e-06 | 1.9541e-06 | 1.9553e-06 | 2.0862e-06 | 1.5744e-06 | 1.781e-06 | 2.0402e-06 | 1.879e-06 | 1.9042e-06 | 1.7423e-06 | 1.6181e-06 | 1.9756e-06 | 1.832e-06 | 1.9102e-06 | 1.5514e-06 | 1.8941e-06 | 2.1034e-06 | 2.1796e-06 | 1.9569e-06 | 2.1035e-06 | 1.7238e-06 | 1.7789e-06 | 1.7386e-06 | 2.0166e-06 | 1.8495e-06 | 1.7424e-06 | 1.5264e-06 | 1.6442e-06 | 1.664e-06 | 1.9895e-06 | 1.4212e-06 | 1.9548e-06 | 1.6707e-06 | 1.5802e-06 | 1.7461e-06 | 1.6536e-06 | 1.8604e-06 | 2.1429e-06 | 1.4935e-06 | 2.0151e-06 | 1.8095e-06 | 1.5892e-06 | 2.0205e-06 | 2.1055e-06 | 1.8491e-06 | 1.8705e-06 | 1.8095e-06 | 1.676e-06 | 1.8777e-06 | 1.6372e-06 | 1.975e-06 | 1.6874e-06 | 1.7889e-06 | 1.7648e-06 | 1.986e-06 | 1.9624e-06 | 2.1569e-06 | 1.9188e-06 | 1.7048e-06 | 1.8651e-06 | 1.7052e-06 | 2.0618e-06 | 1.7708e-06 | 2.1607e-06 | 1.8403e-06 | 1.8978e-06 | 1.843e-06 | 2.1141e-06 | 1.9771e-06 | 2.0065e-06 | 1.909e-06 | 1.844e-06 | 1.9501e-06 | 1.8844e-06 | 1.8921e-06 | 2.1866e-06 | 1.6812e-06 | 2.1045e-06 | 1.73e-06 | 1.6637e-06 | 1.9325e-06 | 1.8898e-06 | 1.8033e-06 | 1.8767e-06 | 1.6008e-06 | 1.8087e-06 | 1.6856e-06 | 1.7474e-06 | 1.4751e-06 | 1.6277e-06 | 2.0971e-06 | 1.7798e-06 | 1.7829e-06 | 2.1543e-06 | 1.9799e-06 | 2.0831e-06 | 1.7949e-06 | 1.761e-06 | 1.9679e-06 | 1.558e-06 | 1.6706e-06 | 1.7301e-06 | 2.0607e-06 | 1.7615e-06 | 2.2562e-06 | 1.7892e-06 | 1.6356e-06 | 1.8694e-06 | 1.6736e-06 | 2.0377e-06 | 1.5804e-06 | 1.7667e-06 | 2.004e-06 | 1.9638e-06 | 1.7223e-06 | 1.5921e-06 | 1.6487e-06 | 1.8751e-06 | 2.0508e-06 | 1.5748e-06 | 1.8908e-06 | 2.0694e-06 | 1.8307e-06 | 1.818e-06 | 1.8171e-06 | 1.9105e-06 | 1.9354e-06 | 1.7136e-06 | 2.064e-06 | 1.9614e-06 | 1.3418e-06 | 1.9259e-06 | 1.8943e-06 | 1.8093e-06 | 1.9669e-06 | 1.5056e-06 | 1.7645e-06 | 1.8242e-06 | 1.8069e-06 | 1.8877e-06 | 1.7254e-06 | 1.7347e-06 | 1.8945e-06 | 2.1392e-06 | 1.5681e-06 | 1.8643e-06 | 1.8962e-06 | 1.9131e-06 | 1.5713e-06 | 1.6885e-06 | 1.7727e-06 | 1.9866e-06 | 1.9717e-06 | 1.731e-06 | 1.9584e-06 | 1.5764e-06 | 2.3652e-06 | 1.7581e-06 | 1.6721e-06 | 1.4849e-06 | 1.6265e-06 | 1.7214e-06 | 1.9709e-06 | 1.6101e-06 | 1.9099e-06 | 1.7046e-06 | 1.6185e-06 | 1.6588e-06 | 1.8248e-06 | 1.96e-06 | 2.0912e-06 | 1.8969e-06 | 1.8308e-06 | 2.0004e-06 | 1.8462e-06 | 2.1587e-06 | 1.462e-06 | 1.9425e-06 | 1.9069e-06 | 2.0287e-06 | 1.7358e-06 | 1.6314e-06 | 1.8457e-06 | 1.6761e-06 | 1.4902e-06 | 1.7215e-06 | 2.0078e-06 | 2.0056e-06 | 1.6783e-06 | 1.6768e-06 | 1.9088e-06 | 1.8267e-06 | 2.0779e-06 | 1.4657e-06 | 1.799e-06 | 2.0924e-06 | 1.949e-06 | 1.8121e-06 | 1.7402e-06 | 1.7697e-06 | 1.6173e-06 | 1.9514e-06 | 2.1998e-06 | 1.8723e-06 | 1.9113e-06 | 1.9941e-06 | 1.3475e-06 | 1.9678e-06 | 1.9344e-06 | 1.6703e-06 | 1.9168e-06 | 1.7374e-06 | 1.8828e-06 | 1.4503e-06 | 1.6897e-06 | 2.1629e-06 | 2.2722e-06 | 1.9451e-06 | 1.7512e-06 | 2.139e-06 | 1.9879e-06 | 1.7632e-06 | 2.1547e-06 | 2.0297e-06 | 2.0407e-06 | 1.7082e-06 | 1.9282e-06 | 1.5541e-06 | 1.7804e-06 | 1.7165e-06 | 1.6161e-06 | 2.2152e-06 | 1.7442e-06 | 1.8006e-06 | 1.9938e-06 | 1.8485e-06 | 1.8674e-06 | 1.9421e-06 | 2.0139e-06 | 1.992e-06 | 1.6809e-06 | 1.8262e-06 | 1.9271e-06 | 1.9908e-06 | 1.5654e-06 | 1.8897e-06 | 1.7974e-06 | 1.7438e-06 | 1.7265e-06 | 1.7904e-06 | 1.9551e-06 | 1.9437e-06 | 1.9362e-06 | 1.9814e-06 | 1.4991e-06 | 1.7736e-06 | 2.1627e-06 | 1.7466e-06 | 1.8853e-06 | 2.0177e-06 | 1.7693e-06 | 1.6796e-06 | 1.7772e-06 | 1.8788e-06 | 1.7277e-06 | 1.8484e-06 | 1.6858e-06 | 1.8148e-06 | 2.0435e-06 | 1.8062e-06 | 1.6799e-06 | 1.7708e-06 | 1.7925e-06 | 1.8813e-06 | 1.9957e-06 | 1.6133e-06 | 1.8321e-06 | 1.7484e-06 | 1.6086e-06 | 1.727e-06 | 2.1744e-06 | 1.827e-06 | 1.8526e-06 | 2.0878e-06 | 1.785e-06 | 2.0301e-06 | 1.8816e-06 | 1.9228e-06 | 1.9536e-06 | 1.6984e-06 | 1.8583e-06 | 1.6128e-06 | 2.1041e-06 | 1.9458e-06 | 1.7054e-06 | 1.4427e-06 | 1.8074e-06 | 2.1043e-06 | 1.8606e-06 | 1.774e-06 | 2.0921e-06 | 1.7931e-06 | 2.3138e-06 | 1.8868e-06 | 1.8425e-06 | 1.7022e-06 | 1.7264e-06 | 2.0965e-06 | 2.0319e-06 | 1.617e-06 | 1.8543e-06 | 1.9671e-06 | 1.5399e-06 | 2.0416e-06 | 1.6499e-06 | 1.7318e-06 | 1.5986e-06 | 1.8639e-06 | 1.6679e-06 | 1.5179e-06 | 2.0998e-06 | 1.565e-06 | 1.7571e-06 | 1.5782e-06 | 2.0768e-06 | 1.7989e-06 | 1.9443e-06 | 1.6519e-06 | 1.7872e-06 | 1.6794e-06 | 1.5323e-06 | 2.1227e-06 | 1.8985e-06 | 1.9196e-06 | 1.9572e-06 | 2.0233e-06 | 1.7769e-06 | 1.707e-06 | 1.9367e-06 | 2.0355e-06 | 1.7974e-06 | 1.6109e-06 | 2.0532e-06 | 1.662e-06 | 2.0904e-06 | 1.6353e-06 | 1.884e-06 | 1.9609e-06 | 1.7829e-06 | 1.7417e-06 | 1.795e-06 | 2.0267e-06 | 1.923e-06 | 1.8385e-06 | 2.0658e-06 | 1.6679e-06 | 2.0835e-06 | 1.8691e-06 | 1.5833e-06 | 1.8587e-06 | 1.8053e-06 | 1.7943e-06 | 1.73e-06 | 2.2281e-06 | 2.1312e-06 | 1.6032e-06 | 1.7858e-06 | 1.7762e-06 | 1.8289e-06 | 1.6957e-06 | 1.6317e-06 | 1.6513e-06 | 1.7476e-06 | 1.4705e-06 | 1.9653e-06 | 1.7992e-06 | 1.7536e-06 | 1.8333e-06 | 1.5999e-06 | 2.1314e-06 | 1.7654e-06 | 1.5371e-06 | 2.1839e-06 | 2.0178e-06 | 2.1202e-06 | 1.9722e-06 | 1.7886e-06 | 1.8425e-06 | 1.6199e-06 | 1.9168e-06 | 1.4382e-06 | 1.7289e-06 | 2.1275e-06 | 2.1586e-06 | 1.7886e-06 | 1.773e-06 | 2.0151e-06 | 1.843e-06 | 1.8746e-06 | 1.626e-06 | 1.9235e-06 | 2.0634e-06 | 1.8097e-06 | 1.6901e-06 | 1.8271e-06 | 1.8558e-06 | 2.0288e-06 | 1.8229e-06 | 1.9336e-06 | 1.6984e-06 | 1.9123e-06 | 1.9287e-06 | 1.7627e-06 | 2.0597e-06 | 1.9003e-06 | 1.6439e-06 | 1.8792e-06 | 1.9672e-06 | 1.6346e-06 | 1.9418e-06 | 2.1181e-06 | 1.7999e-06 | 1.9205e-06 | 2.0621e-06 | 1.458e-06 | 1.7014e-06 | 1.8938e-06 | 1.7786e-06 | 1.8211e-06 | 1.7839e-06 | 1.5183e-06 | 1.7559e-06 | 1.8978e-06 | 1.7225e-06 | 2.0827e-06 | 1.8239e-06 | 1.536e-06 | 1.7818e-06 | 1.9741e-06 | 1.8203e-06 | 1.4354e-06 | 1.9211e-06 | 1.629e-06 | 1.415e-06 | 1.7401e-06 | 1.6669e-06 | 1.5821e-06 | 2.1462e-06 | 1.6407e-06 | 1.5805e-06 | 1.4808e-06 | 1.8636e-06 | 2.0044e-06 | 2.2318e-06 | 1.7806e-06 | 2.0718e-06 | 1.5378e-06 | 2.0038e-06 | 1.6171e-06 | 2.093e-06 | 1.9303e-06 | 2.1546e-06 | 1.7328e-06 | 1.7139e-06 | 1.9889e-06 | 1.798e-06 | 1.8841e-06 | 1.9125e-06 | 2.0373e-06 | 1.9095e-06 | 1.5836e-06 | 1.7828e-06 | 1.811e-06 | 2.1114e-06 | 1.5669e-06 | 1.6258e-06 | 1.8547e-06 | 1.8237e-06 | 1.8154e-06 | 1.7711e-06 | 1.9364e-06 | 2.0145e-06 | 1.6896e-06 | 1.6834e-06 | 1.6612e-06 | 1.8396e-06 | 1.8174e-06 | 1.7845e-06 | 1.8296e-06 | 1.7802e-06 | 1.7715e-06 | 1.7148e-06 | 1.8725e-06 | 1.7347e-06 | 2.2823e-06 | 1.7668e-06 | 1.8436e-06 | 2.1289e-06 | 1.6376e-06 | 1.7796e-06 | 1.827e-06 | 1.5444e-06 | 1.9533e-06 | 1.6587e-06 | 2.0819e-06 | 1.9816e-06 | 1.8502e-06 | 1.5535e-06 | 1.9667e-06 | 1.6599e-06 | 1.9213e-06 | 1.9842e-06 | 1.7336e-06 | 1.7479e-06 | 1.8586e-06 | 2.1555e-06 | 2.1579e-06 | 1.6248e-06 | 1.8026e-06 | 1.9495e-06 | 1.6879e-06 | 1.8887e-06 | 2.1003e-06 | 1.983e-06 | 1.7991e-06 | 1.7314e-06 | 1.909e-06 | 1.7972e-06 | 1.5068e-06 | 1.4655e-06 | 1.9006e-06 | 1.7562e-06 | 1.7039e-06 | 1.8801e-06 | 1.8194e-06 | 2.0055e-06 | 1.7328e-06 | 1.8061e-06 | 1.5476e-06 | 1.9499e-06 | 2.0414e-06 | 1.7708e-06 | 1.9831e-06 | 1.779e-06 | 2.0414e-06 | 1.6422e-06 | 1.8167e-06 | 1.9974e-06 | 1.8978e-06 | 1.9245e-06 | 1.4011e-06 | 1.6196e-06 | 1.8309e-06 | 1.7877e-06 | 1.9267e-06 | 2.1179e-06 | 1.8294e-06 | 1.6853e-06 | 1.9751e-06 | 1.6562e-06 | 2.223e-06 | 1.828e-06 | 1.7489e-06 | 1.6205e-06 | 2.1415e-06 | 2.0626e-06 | 1.7905e-06 | 1.7161e-06 | 1.7804e-06 | 2.1873e-06 | 1.8736e-06 | 1.8588e-06 | 2.0274e-06 | 1.8489e-06 | 1.853e-06 | 1.8864e-06 | 1.562e-06 | 1.5662e-06 | 1.8326e-06 | 1.7333e-06 | 2.0724e-06 | 1.8512e-06 | 1.915e-06 | 1.9242e-06 | 2.1684e-06 | 2.1785e-06 | 1.8192e-06 | 1.844e-06 | 1.5951e-06 | 1.7935e-06 | 2.1034e-06 | 2.1624e-06 | 1.7782e-06 | 1.8962e-06 | 1.9453e-06 | 1.5326e-06 | 1.7958e-06 | 1.6307e-06 | 1.8919e-06 | 1.8781e-06 | 1.7509e-06 | 1.8567e-06 | 2.1203e-06 | 1.7824e-06 | 1.8362e-06 | 2.1017e-06 | 1.8339e-06 | 1.8898e-06 | 1.561e-06 | 2.0451e-06 | 1.9817e-06 | 1.9045e-06 | 1.7022e-06 | 1.9449e-06 | 1.6377e-06 | 1.9155e-06 | 1.5928e-06 | 1.5756e-06 | 1.8361e-06 | 2.056e-06 | 1.688e-06 | 1.9058e-06 | 1.9084e-06 | 1.8702e-06 | 1.4804e-06 | 1.9092e-06 | 1.9027e-06 | 1.9763e-06 | 1.6838e-06 | 1.7371e-06 | 2.0669e-06 | 1.573e-06 | 1.767e-06 | 1.9534e-06 | 2.1288e-06 | 1.5599e-06 | 1.9004e-06 | 1.7578e-06 | 1.8114e-06 | 2.1489e-06 | 1.7521e-06 | 1.7398e-06 | 1.8673e-06 | 1.8536e-06 | 1.588e-06 | 2.1205e-06 | 1.889e-06 | 1.7845e-06 | 1.9614e-06 | 1.8182e-06 | 1.2351e-06 | 1.5744e-06 | 2.1756e-06 | 2.0135e-06 | 1.6376e-06 | 1.9662e-06 | 1.7664e-06 | 1.9567e-06 | 1.9427e-06 | 1.8227e-06 | 1.747e-06 | 1.978e-06 | 1.791e-06 | 2.2505e-06 | 1.5207e-06 | 1.8266e-06 | 1.848e-06 | 2.0987e-06 | 1.9882e-06 | 1.9631e-06 | 1.8503e-06 | 1.854e-06 | 1.665e-06 | 1.932e-06 | 1.7486e-06 | 2.0751e-06 | 1.4303e-06 | 1.6599e-06 | 2.034e-06 | 1.8444e-06 | 1.7227e-06 | 1.5264e-06 | 1.5657e-06 | 1.5897e-06 | 2.1536e-06 | 1.6549e-06 | 1.8264e-06 | 2.1091e-06 | 2.0278e-06 | 1.6255e-06 | 1.6896e-06 | 1.9167e-06 | 1.7545e-06 | 2.0605e-06 | 1.8133e-06 | 1.8827e-06 | 1.8393e-06 | 1.7966e-06 | 1.9926e-06 | 1.7114e-06 | 1.5517e-06 | 1.8287e-06 | 1.9376e-06 | 1.8573e-06 | 1.7669e-06 | 1.9833e-06 | 1.7301e-06 | 1.6302e-06 | 1.8202e-06 | 1.7119e-06 | 1.8895e-06 | 1.9953e-06 | 1.6789e-06 | 2.0482e-06 | 1.7939e-06 | 1.9477e-06 | 1.73e-06 | 1.7155e-06 | 1.8625e-06 | 2.1884e-06 | 1.9485e-06 | 1.72e-06 | 1.7532e-06 | 2.0354e-06 | 2.2116e-06 | 2.0418e-06 | 2.0781e-06 | 1.7704e-06 | 2.2456e-06 | 2.0845e-06 | 2.0159e-06 | 1.5604e-06 | 2.2199e-06 | 2.0953e-06 | 1.9696e-06 | 1.8859e-06 | 1.7605e-06 | 1.9652e-06 | 1.9395e-06 | 1.8301e-06 | 1.6408e-06 | 1.466e-06 | 2.1294e-06 | 1.819e-06 | 2.0497e-06 | 2.0952e-06 | 2.1061e-06 | 1.6261e-06 | 1.957e-06 | 1.8147e-06 | 1.8639e-06 | 1.8996e-06 | 1.67e-06 | 1.8224e-06 | 1.8276e-06 | 1.9231e-06 | 1.8048e-06 | 2.0019e-06 | 2.0008e-06 | 1.7282e-06 | 2.1086e-06 | 1.4476e-06 | 2.1144e-06 | 1.658e-06 | 1.9556e-06 | 1.9228e-06 | 1.9041e-06 | 2.0003e-06 | 1.7948e-06 | 2.1837e-06 | 1.806e-06 | 1.7648e-06 | 1.9727e-06 | 1.9962e-06 | 1.4738e-06 | 1.9161e-06 | 1.8463e-06 | 1.7835e-06 | 1.8287e-06 | 2.005e-06 | 1.7909e-06 | 1.8097e-06 | 1.7683e-06 | 1.8557e-06 | 1.7647e-06 | 1.9137e-06 | 1.8214e-06 | 1.7618e-06 | 1.8482e-06 | 1.6825e-06 | 1.7826e-06 | 1.6455e-06 | 1.8289e-06 | 1.9238e-06 | 1.9641e-06 | 1.9942e-06 | 1.738e-06 | 1.8953e-06 | 1.7296e-06 | 1.88e-06 | 1.8491e-06 | 1.7948e-06 | 1.9088e-06 | 1.4493e-06 | 2.0299e-06 | 1.792e-06 | 1.9977e-06 | 2.0655e-06 | 1.6354e-06 | 1.6009e-06 | 1.9564e-06 | 1.9597e-06 | 1.574e-06 | 1.8934e-06 | 1.836e-06 | 1.5295e-06 | 1.6307e-06 | 1.6223e-06 | 1.9762e-06 | 1.715e-06 | 1.5955e-06 | 1.814e-06 | 1.5886e-06 | 1.8004e-06 | 1.8062e-06 | 2.5099e-06 | 1.8778e-06 | 1.8569e-06 | 1.7102e-06 | 1.9445e-06 | 1.7756e-06 | 2.0708e-06 | 1.5219e-06 | 1.8426e-06 | 1.9773e-06 | 1.6368e-06 | 1.8917e-06 | 1.592e-06 | 1.9677e-06 | 1.7334e-06 | 1.4597e-06 | 1.9513e-06 | 1.9917e-06 | 1.989e-06 | 2.0854e-06 | 1.4753e-06 | 1.6202e-06 | 1.5671e-06 | 1.695e-06 | 1.7099e-06 | 2.0861e-06 | 1.7284e-06 | 1.6867e-06 | 1.8424e-06 | 1.9818e-06 | 1.8682e-06 | 2.1024e-06 | 1.7953e-06 | 2.0383e-06 | 1.885e-06 | 2.0748e-06 | 1.9279e-06 | 1.6945e-06 | 1.8477e-06 | 1.7071e-06 | 1.9608e-06 | 2.1063e-06 | 1.7059e-06 | 1.8415e-06 | 1.3391e-06 | 1.6373e-06 | 1.9095e-06 | 1.9094e-06 | 1.6246e-06 | 2.0821e-06 | 1.9232e-06 | 2.0203e-06 | 1.8822e-06 | 2.0311e-06 | 1.8373e-06 | 1.8353e-06 | 1.4114e-06 | 1.4819e-06 | 1.7503e-06 | 1.9151e-06 | 2.0011e-06 | 1.4511e-06 | 1.8931e-06 | 1.7733e-06 | 1.7653e-06 | 1.6725e-06 | 2.1354e-06 | 2.0391e-06 | 1.9479e-06 | 1.7715e-06 | 1.6494e-06 | 1.4714e-06 | 1.6042e-06 | 1.7545e-06 | 1.7445e-06 | 1.9284e-06 | 1.925e-06 | 2.002e-06 | 1.7452e-06 | 1.7096e-06 | 1.7072e-06 | 1.8836e-06 | 1.9848e-06 | 1.9002e-06 | 1.801e-06 | 1.9056e-06 | 1.6792e-06 | 1.7716e-06 | 1.8814e-06 | 1.7979e-06 | 1.8504e-06 | 1.5499e-06 | 2.1803e-06 | 1.5911e-06 | 1.9626e-06 | 1.6471e-06 | 2.0228e-06 | 1.7149e-06 | 1.751e-06 | 1.7265e-06 | 1.7131e-06 | 1.9087e-06 | 1.9469e-06 | 1.8048e-06 | 1.7833e-06 | 2.2365e-06 | 1.7027e-06 | 1.6866e-06 | 1.8783e-06 | 1.6892e-06 | 1.7667e-06 | 2.0117e-06 | 1.6928e-06 | 1.6192e-06 | 2.2564e-06 | 2.1532e-06 | 1.4115e-06 | 1.9311e-06 | 1.7956e-06 | 1.9188e-06 | 1.7049e-06 | 1.734e-06 | 2.1516e-06 | 2.0083e-06 | 2.0401e-06 | 2.1158e-06 | 1.9035e-06 | 1.814e-06 | 2.0167e-06 | 1.8201e-06 | 1.5932e-06 | 1.8881e-06 | 1.9923e-06 | 2.0631e-06 | 1.8151e-06 | 1.8812e-06 | 2.1399e-06 | 2.2674e-06 | 1.7938e-06 | 1.8739e-06 | 2.0709e-06 | 1.4088e-06 | 1.846e-06 | 1.8215e-06 | 1.8533e-06 | 1.7266e-06 | 2.0607e-06 | 1.7697e-06 | 1.7784e-06 | 1.7281e-06 | 1.5383e-06 | 1.9787e-06 | 1.8396e-06 | 1.6565e-06 | 1.705e-06 | 1.9853e-06 | 1.8463e-06 | 1.8263e-06 | 1.4781e-06 | 1.8446e-06 | 1.8109e-06 | 1.8223e-06 | 2.0756e-06 | 1.6849e-06 | 1.641e-06 | 1.9798e-06 | 1.8743e-06 | 1.7571e-06 | 1.8327e-06 | 1.946e-06 | 1.5964e-06 | 1.97e-06 | 1.8766e-06 | 1.9472e-06 | 2.1076e-06 | 1.9401e-06 | 1.7289e-06 | 2.3441e-06 | 1.9486e-06 | 1.7987e-06 | 1.9635e-06 | 1.9822e-06 | 1.7426e-06 | 1.3669e-06 | 1.8304e-06 | 1.6952e-06 | 1.7456e-06 | 1.4849e-06 | 1.5971e-06 | 1.8486e-06 | 1.5969e-06 | 1.6492e-06 | 1.5849e-06 | 1.9822e-06 | 2.2385e-06 | 1.6039e-06 | 1.9696e-06 | 1.7808e-06 | 1.9922e-06 | 1.8901e-06 | 1.6598e-06 | 1.8521e-06 | 1.791e-06 | 1.8466e-06 | 2.2348e-06 | 1.7723e-06 | 1.9965e-06 | 1.7472e-06 | 2.1239e-06 | 1.9283e-06 | 1.7218e-06 | 1.573e-06 | 1.5239e-06 | 1.8031e-06 | 1.9005e-06 | 1.8141e-06 | 1.753e-06 | 1.7763e-06 | 2.4594e-06 | 1.8605e-06 | 1.7276e-06 | 1.9361e-06 | 1.9439e-06 | 2.0681e-06 | 1.9152e-06 | 1.5056e-06 | 2.0289e-06 | 1.8726e-06 | 1.738e-06 | 2.2389e-06 | 2.1253e-06 | 1.8582e-06 | 1.839e-06 | 1.854e-06 | 1.9484e-06 | 1.9287e-06 | 2.0555e-06 | 1.7697e-06 | 2.0094e-06 | 2.3552e-06 | 1.9504e-06 | 1.7677e-06 | 1.7916e-06 | 1.8107e-06 | 2.1116e-06 | 2.1267e-06 | 1.9563e-06 | 1.6446e-06 | 1.7561e-06 | 1.78e-06 | 1.7435e-06 | 1.556e-06 | 1.7948e-06 | 2.1431e-06 | 1.8061e-06 | 2.0363e-06 | 1.8248e-06 | 2.0702e-06 | 1.7534e-06 | 1.8868e-06 | 1.7676e-06 | 1.7595e-06 | 1.8024e-06 | 1.6779e-06 | 1.7234e-06 | 1.9823e-06 | 1.6534e-06 | 2.0754e-06 | 1.8775e-06 | 1.927e-06 | 1.7977e-06 | 2.0562e-06 | 1.835e-06 | 2.259e-06 | 2.1904e-06 | 1.9578e-06 | 1.6976e-06 | 1.7117e-06 | 1.8521e-06 | 1.6602e-06 | 1.4343e-06 | 1.9587e-06 | 2.1445e-06 | 1.789e-06 | 1.7228e-06 | 1.6542e-06 | 1.6534e-06 | 2.0014e-06 | 1.7224e-06 | 1.6116e-06 | 2.04e-06 | 1.5884e-06 | 2.1536e-06 | 1.9134e-06 | 1.7316e-06 | 1.4529e-06 | 1.7714e-06 | 2.3465e-06 | 1.8645e-06 | 1.679e-06 | 1.7665e-06 | 2.0882e-06 | 1.8892e-06 | 1.9886e-06 | 1.8039e-06 | 2.1152e-06 | 1.9544e-06 | 1.6133e-06 | 2.0038e-06 | 1.8511e-06 | 1.9083e-06 | 1.7703e-06 | 1.5947e-06 | 1.7953e-06 | 2.0058e-06 | 1.7681e-06 | 1.8292e-06 | 1.6802e-06 | 1.722e-06 | 1.6888e-06 | 1.8357e-06 | 1.8219e-06 | 2.2348e-06 | 1.815e-06 | 2.0966e-06 | 1.9797e-06 | 2.2825e-06 | 1.4248e-06 | 1.8636e-06 | 1.8885e-06 | 1.6151e-06 | 1.7584e-06 | 1.7796e-06 | 1.9271e-06 | 1.7531e-06 | 1.6102e-06 | 1.8805e-06 | 2.0153e-06 | 1.9174e-06 | 2.0108e-06 | 1.9536e-06 | 1.5785e-06 | 1.8822e-06 | 1.5693e-06 | 1.9038e-06 | 2.1483e-06 | 1.5988e-06 | 1.8208e-06 | 1.9929e-06 | 1.7498e-06 | 1.3744e-06 | 1.9187e-06 | 1.6921e-06 | 1.84e-06 | 1.9471e-06 | 1.5008e-06 | 1.7528e-06 | 1.9456e-06 | 1.5722e-06 | 1.7981e-06 | 1.772e-06 | 1.6748e-06 | 1.8301e-06 | 1.6826e-06 | 1.7625e-06 | 1.8419e-06 | 1.8769e-06 | 1.7241e-06 | 1.7202e-06 | 1.7834e-06 | 1.9435e-06 | 1.8605e-06 | 2.1473e-06 | 1.6398e-06 | 2.137e-06 | 1.7519e-06 | 1.7823e-06 | 2.0369e-06 | 1.6926e-06 | 1.5833e-06 | 1.8708e-06 | 1.9118e-06 | 1.4824e-06 | 2.0355e-06 | 2.2351e-06 | 1.5513e-06 | 1.8971e-06 | 2.1128e-06 | 1.4725e-06 | 1.6406e-06 | 1.8552e-06 | 1.7725e-06 | 1.8064e-06 | 1.8561e-06 | 1.6099e-06 | 1.407e-06 | 1.6267e-06 | 1.8657e-06 | 1.9718e-06 | 2.0305e-06 | 1.5029e-06 | 1.6077e-06 | 1.8092e-06 | 1.6763e-06 | 1.9486e-06 | 1.7354e-06 | 1.7688e-06 | 1.8493e-06 | 1.8721e-06 | 1.8544e-06 | 1.8563e-06 | 1.7508e-06 | 1.9873e-06 | 1.9552e-06 | 1.6265e-06 | 2.0652e-06 | 1.7778e-06 | 1.91e-06 | 1.8238e-06 | 1.9102e-06 | 1.8354e-06 | 1.827e-06 | 1.878e-06 | 1.5235e-06 | 2.0281e-06 | 1.9636e-06 | 1.8724e-06 | 1.7309e-06 | 1.7243e-06 | 1.6403e-06 | 1.6976e-06 | 1.906e-06 | 2.1877e-06 | 1.9863e-06 | 2.1077e-06 | 1.8001e-06 | 2.1701e-06 | 1.9985e-06 | 1.8745e-06 | 1.9965e-06 | 1.9273e-06 | 1.9992e-06 | 1.8292e-06 | 1.9482e-06 | 1.8702e-06 | 1.6364e-06 | 1.7845e-06 | 1.6475e-06 | 2.1457e-06 | 1.6043e-06 | 1.9038e-06 | 1.6918e-06 | 1.6725e-06 | 2.0373e-06 | 2.0437e-06 | 1.7255e-06 | 1.9438e-06 | 1.6481e-06 | 1.6324e-06 | 1.8797e-06 | 1.9762e-06 | 1.9102e-06 | 1.8534e-06 | 1.9623e-06 | 2.0561e-06 | 1.5901e-06 | 1.4475e-06 | 2.1119e-06 | 2.155e-06 | 2.0104e-06 | 1.693e-06 | 1.8004e-06 | 1.6977e-06 | 1.7092e-06 | 1.9295e-06 | 1.7234e-06 | 2.1134e-06 | 1.5064e-06 | 1.7063e-06 | 1.9094e-06 | 1.8743e-06 | 1.8369e-06 | 1.8646e-06 | 1.7368e-06 | 2.0301e-06 | 1.7098e-06 | 1.9207e-06 | 1.9107e-06 | 1.6928e-06 | 2.3579e-06 | 1.9674e-06 | 1.88e-06 | 1.9071e-06 | 2.0098e-06 | 1.5606e-06 | 1.6103e-06 | 1.7551e-06 | 1.8078e-06 | 1.2769e-06 | 2.0108e-06 | 1.8e-06 | 1.9317e-06 | 1.5872e-06 | 1.8589e-06 | 1.7932e-06 | 1.8146e-06 | 1.9363e-06 | 2.0316e-06 | 1.6151e-06 | 1.53e-06 | 2.1577e-06 | 2.3194e-06 | 1.6518e-06 | 1.7587e-06 | 1.533e-06 | 1.6568e-06 | 2.0412e-06 | 1.9861e-06 | 1.727e-06 | 2.2517e-06 | 1.5592e-06 | 1.7109e-06 | 1.9494e-06 | 1.8696e-06 | 2.1153e-06 | 1.8353e-06 | 1.83e-06 | 1.6121e-06 | 1.6824e-06 | 1.9157e-06 | 1.9046e-06 | 1.5306e-06 | 1.5084e-06 | 1.7932e-06 | 1.7112e-06 | 2.0925e-06 | 1.7355e-06 | 1.7845e-06 | 2.1165e-06 | 1.9037e-06 | 2.0424e-06 | 2.232e-06 | 1.941e-06 | 1.9007e-06 | 1.7554e-06 | 1.8968e-06 | 2.2374e-06 | 1.7859e-06 | 1.9263e-06 | 1.8952e-06 | 1.5705e-06 | 1.587e-06 | 1.7243e-06 | 1.8871e-06 | 2.3485e-06 | 1.647e-06 | 1.6951e-06 | 2.0392e-06 | 1.7969e-06 | 2.2428e-06 | 1.8752e-06 | 2.2274e-06 | 2.0795e-06 | 1.9251e-06 | 1.9292e-06 | 2.0873e-06 | 1.5839e-06 | 1.7313e-06 | 2.3057e-06 | 2.1278e-06 | 2.131e-06 | 1.8638e-06 | 1.6946e-06 | 2.0073e-06 | 1.6154e-06 | 1.69e-06 | 1.9935e-06 | 1.9347e-06 | 1.8986e-06 | 1.7845e-06 | 1.6751e-06 | 1.8751e-06 | 1.8074e-06 | 1.7402e-06 | 1.6519e-06 | 1.9774e-06 | 1.9407e-06 | 1.8313e-06 | 1.8522e-06 | 1.9836e-06 | 1.9501e-06 | 2.0139e-06 | 1.6787e-06 | 1.7863e-06 | 1.9668e-06 | 1.6079e-06 | 1.8225e-06 | 1.9014e-06 | 1.8499e-06 | 1.8473e-06 | 1.9116e-06 | 1.774e-06 | 1.7465e-06 | 1.5159e-06 | 1.7691e-06 | 1.7339e-06 | 1.804e-06 | 1.8986e-06 | 1.7362e-06 | 1.8684e-06 | 1.6293e-06 | 1.8512e-06 | 1.7366e-06 | 2.1626e-06 | 1.7434e-06 | 2.0605e-06 | 1.8638e-06 | 1.673e-06 | 2.1016e-06 | 1.6892e-06 | 1.919e-06 | 1.9822e-06 | 1.7472e-06 | 1.5355e-06 | 1.6463e-06 | 1.6664e-06 | 1.6028e-06 | 2.1498e-06 | 1.8918e-06 | 1.6854e-06 | 2.1005e-06 | 2.0816e-06 | 1.7618e-06 | 2.1205e-06 | 1.6196e-06 | 1.6648e-06 | 1.7164e-06 | 1.5778e-06 | 2.148e-06 | 2.2646e-06 | 1.9882e-06 | 1.9345e-06 | 1.8005e-06 | 1.864e-06 | 2.1569e-06 | 1.9365e-06 | 1.9809e-06 | 1.9662e-06 | 1.9211e-06 | 1.9869e-06 | 1.7333e-06 | 1.6035e-06 | 2.0927e-06 | 2.0002e-06 | 1.711e-06 | 1.8223e-06 | 1.6575e-06 | 1.7533e-06 | 1.9553e-06 | 1.9829e-06 | 2.0179e-06 | 1.8286e-06 | 2.0022e-06 | 2.0457e-06 | 1.9938e-06 | 1.5473e-06 | 2.0291e-06 | 1.7573e-06 | 1.4024e-06 | 1.8692e-06 | 1.6573e-06 | 1.5498e-06 | 1.9572e-06 | 1.681e-06 | 1.8429e-06 | 2.276e-06 | 1.8393e-06 | 1.778e-06 | 1.7159e-06 | 2.032e-06 | 1.7966e-06 | 1.8387e-06 | 1.7679e-06 | 1.8582e-06 | 1.8907e-06 | 1.8245e-06 | 1.8903e-06 | 2.0534e-06 | 1.757e-06 | 1.6607e-06 | 1.6781e-06 | 2.0858e-06 | 1.7959e-06 | 1.8991e-06 | 1.8371e-06 | 1.6314e-06 | 1.7453e-06 | 1.911e-06 | 1.8506e-06 | 1.914e-06 | 2.0612e-06 | 1.4585e-06 | 1.7357e-06 | 1.927e-06 | 1.4352e-06 | 2.1388e-06 | 1.8391e-06 | 1.8604e-06 | 1.8912e-06 | 1.9334e-06 | 1.4563e-06 | 1.8232e-06 | 1.8727e-06 | 1.9035e-06 | 2.2239e-06 | 1.8839e-06 | 1.6443e-06 | 1.4246e-06 | 1.8246e-06 | 1.9245e-06 | 1.7607e-06 | 1.8687e-06 | 1.7331e-06 | 1.8445e-06 | 2.212e-06 | 1.5623e-06 | 1.7877e-06 | 1.696e-06 | 2.004e-06 | 1.6887e-06 | 1.9871e-06 | 1.962e-06 | 1.7525e-06 | 2.1206e-06 | 1.8633e-06 | 1.8459e-06 | 1.824e-06 | 1.741e-06 | 1.8224e-06 | 1.9491e-06 | 1.814e-06 | 1.8231e-06 | 1.6226e-06 | 2.0632e-06 | 1.5846e-06 | 1.6795e-06 | 1.7661e-06 | 1.7939e-06 | 1.9145e-06 | 1.7586e-06 | 1.9473e-06 | 1.5796e-06 | 1.5416e-06 | 2.186e-06 | 1.9373e-06 | 1.8083e-06 | 1.8702e-06 | 1.705e-06 | 1.9237e-06 | 1.8556e-06 | 1.7094e-06 | 1.7316e-06 | 1.8701e-06 | 1.5364e-06 | 1.7814e-06 | 1.6047e-06 | 1.7939e-06 | 2.1174e-06 | 1.7219e-06 | 2.0804e-06 | 1.9167e-06 | 1.8317e-06 | 2.0756e-06 | 2.0278e-06 | 1.8074e-06 | 1.8146e-06 | 1.7951e-06 | 1.8615e-06 | 1.7448e-06 | 1.7802e-06 | 1.8485e-06 | 1.6501e-06 | 1.9598e-06 | 2.0143e-06 | 1.9497e-06 | 1.8192e-06 | 1.3686e-06 | 1.8689e-06 | 1.6149e-06 | 1.8641e-06 | 1.8398e-06 | 1.8951e-06 | 2.2905e-06 | 1.8465e-06 | 1.4971e-06 | 1.775e-06 | 1.9458e-06 | 1.6928e-06 | 1.7761e-06 | 2.0021e-06 | 2.0744e-06 | 1.3836e-06 | 1.9545e-06 | 2.0351e-06 | 1.9558e-06 | 2.0954e-06 | 1.5928e-06 | 1.3193e-06 | 1.4415e-06 | 2.144e-06 | 2.0205e-06 | 1.859e-06 | 1.5669e-06 | 1.735e-06 | 2.068e-06 | 1.7968e-06 | 1.9343e-06 | 1.6482e-06 | 1.9163e-06 | 1.8983e-06 | 1.5355e-06 | 2.0317e-06 | 2.0409e-06 | 1.8252e-06 | 1.5961e-06 | 1.808e-06 | 2.1258e-06 | 1.8017e-06 | 2.1265e-06 | 1.8752e-06 | 1.7595e-06 | 1.8724e-06 | 1.8761e-06 | 1.368e-06 | 2.0343e-06 | 1.5142e-06 | 1.9021e-06 | 2.0154e-06 | 1.9339e-06 | 1.8312e-06 | 2.1115e-06 | 1.8911e-06 | 1.9934e-06 | 1.8143e-06 | 2.0272e-06 | 1.8002e-06 | 2.1322e-06 | 2.0834e-06 | 1.9214e-06 | 2.1183e-06 | 1.9633e-06 | 1.5343e-06 | 1.9196e-06 | 1.8736e-06 | 1.7891e-06 | 1.6404e-06 | 1.8433e-06 | 1.6778e-06 | 1.9335e-06 | 1.84e-06 | 1.8751e-06 | 2.1327e-06 | 1.6101e-06 | 1.5441e-06 | 2.1457e-06 | 2.0911e-06 | 1.6368e-06 | 2.0287e-06 | 1.8795e-06 | 1.6868e-06 | 1.8058e-06 | 2.2194e-06 | 1.9364e-06 | 1.942e-06 | 1.8174e-06 | 1.8784e-06 | 1.7293e-06 | 1.7854e-06 | 2.0415e-06 | 2.2271e-06 | 1.5492e-06 | 1.7761e-06 | 1.9712e-06 | 2.1657e-06 | 1.7459e-06 | 1.9073e-06 | 1.658e-06 | 2.1162e-06 | 1.9952e-06 | 1.9849e-06 | 2.0425e-06 | 1.9332e-06 | 2.014e-06 | 1.821e-06 | 1.7541e-06 | 1.8795e-06 | 1.8397e-06 | 2.1905e-06 | 1.7995e-06 | 1.8818e-06 | 1.7364e-06 | 1.4379e-06 | 1.7392e-06 | 2.1983e-06 | 2.0632e-06 | 1.9407e-06 | 1.8919e-06 | 1.9864e-06 | 1.6832e-06 | 2.0755e-06 | 1.6306e-06 | 2.11e-06 | 2.1229e-06 | 1.6893e-06 | 1.8725e-06 | 1.694e-06 | 1.8491e-06 | 1.9755e-06 | 1.8853e-06 | 1.4351e-06 | 1.4674e-06 | 2.0649e-06 | 1.6427e-06 | 1.6463e-06 | 1.6924e-06 | 2.0767e-06 | 1.6858e-06 | 1.8392e-06 | 1.6622e-06 | 1.888e-06 | 1.9507e-06 | 1.8391e-06 | 1.8357e-06 | 1.9006e-06 | 1.7489e-06 | 1.952e-06 | 1.5928e-06 | 1.8486e-06 | 1.5991e-06 | 1.572e-06 | 2.061e-06 | 1.9362e-06 | 1.9157e-06 | 1.9522e-06 | 1.899e-06 | 1.8747e-06 | 1.9285e-06 | 1.9379e-06 | 1.7172e-06 | 1.5289e-06 | 1.8999e-06 | 1.6732e-06 | 1.9561e-06 | 1.9351e-06 | 2.1136e-06 | 1.8493e-06 | 1.7412e-06 | 1.9038e-06 | 1.5445e-06 | 1.6697e-06 | 2.0456e-06 | 1.8024e-06 | 1.8136e-06 | 1.963e-06 | 2.0346e-06 | 1.994e-06 | 1.7982e-06 | 1.53e-06 | 2.0479e-06 | 1.7911e-06 | 1.8807e-06 | 1.6588e-06 | 2.122e-06 | 1.9233e-06 | 2.037e-06 | 1.9327e-06 | 2.0737e-06 | 1.7352e-06 | 1.9627e-06 | 2.0586e-06 | 1.6496e-06 | 2.3833e-06 | 1.981e-06 | 2.0422e-06 | 2.0992e-06 | 1.7704e-06 | 1.7501e-06 | 1.7746e-06 | 1.9104e-06 | 1.9834e-06 | 2.0073e-06 | 1.7504e-06 | 1.9507e-06 | 1.724e-06 | 1.7556e-06 | 1.7177e-06 | 1.9861e-06 | 2.0398e-06 | 1.9504e-06 | 2.139e-06 | 1.9041e-06 | 1.9378e-06 | 1.6324e-06 | 1.7871e-06 | 1.8145e-06 | 1.6973e-06 | 1.8089e-06 | 1.6646e-06 | 1.698e-06 | 1.877e-06 | 1.9432e-06 | 1.8541e-06 | 1.9225e-06 | 1.8295e-06 | 1.5254e-06 | 1.9296e-06 | 1.9672e-06 | 1.8215e-06 | 1.8362e-06 | 1.8809e-06 | 1.8116e-06 | 2.0067e-06 | 2.0764e-06 | 1.834e-06 | 1.8498e-06 | 1.8209e-06 | 1.8539e-06 | 2.0347e-06 | 1.9762e-06 | 2.0292e-06 | 1.4656e-06 | 1.518e-06 | 1.7988e-06 | 2.1416e-06 | 2.0329e-06 | 1.8834e-06 | 1.908e-06 | 1.8613e-06 | 2.2665e-06 | 1.8201e-06 | 2.16e-06 | 1.8525e-06 | 1.5754e-06 | 1.6373e-06 | 2.1176e-06 | 2.1211e-06 | 1.7921e-06 | 1.86e-06 | 2.1815e-06 | 1.9207e-06 | 1.9669e-06 | 1.8566e-06 | 1.8606e-06 | 1.8136e-06 | 1.8904e-06 | 1.6148e-06 | 1.671e-06 | 1.6066e-06 | 1.8089e-06 | 1.7119e-06 | 2.0661e-06 | 1.9234e-06 | 1.9205e-06 | 1.9555e-06 | 1.9341e-06 | 1.8717e-06 | 1.7907e-06 | 1.6114e-06 | 1.9849e-06 | 1.9078e-06 | 1.7295e-06 | 1.9255e-06 | 1.8792e-06 | 1.9194e-06 | 1.8742e-06 | 2.0343e-06 | 1.8597e-06 | 2.0234e-06 | 1.6746e-06 | 1.6754e-06 | 1.9682e-06 | 1.6792e-06 | 1.8942e-06 | 1.8126e-06 | 2.0899e-06 | 1.9874e-06 | 1.9301e-06 | 1.8341e-06 | 1.847e-06 | 1.8139e-06 | 2.2079e-06 | 1.7327e-06 | 1.9768e-06 | 2.0568e-06 | 1.8082e-06 | 1.7346e-06 | 1.859e-06 | 1.9511e-06 | 2.082e-06 | 1.7382e-06 | 1.9535e-06 | 1.9385e-06 | 1.8508e-06 | 2.1209e-06 | 1.691e-06 | 2.0676e-06 | 1.8821e-06 | 1.6916e-06 | 1.7272e-06 | 1.9807e-06 | 2.0519e-06 | 1.6541e-06 | 1.8802e-06 | 2.0772e-06 | 1.5463e-06 | 2.0315e-06 | 2.0937e-06 | 1.7974e-06 | 2.1485e-06 | 1.6454e-06 | 1.632e-06 | 1.9051e-06 | 1.5509e-06 | 1.9092e-06 | 1.9305e-06 | 1.7249e-06 | 2.062e-06 | 1.6192e-06 | 1.4841e-06 | 1.5952e-06 | 1.7229e-06 | 1.6737e-06 | 1.8906e-06 | 2.1123e-06 | 1.9738e-06 | 1.9914e-06 | 1.8977e-06 | 1.8714e-06 | 1.4677e-06 | 1.7519e-06 | 1.643e-06 | 2.1228e-06 | 2.1971e-06 | 1.9989e-06 | 1.742e-06 | 1.8661e-06 | 1.7652e-06 | 1.774e-06 | 1.9011e-06 | 1.7509e-06 | 1.821e-06 | 1.7053e-06 | 1.8125e-06 | 1.9801e-06 | 1.9274e-06 | 2.2685e-06 | 1.3694e-06 | 2.215e-06 | 1.9409e-06 | 1.8911e-06 | 1.9171e-06 | 1.8539e-06 | 1.8245e-06 | 1.9368e-06 | 2.1878e-06 | 2.1818e-06 | 1.9866e-06 | 1.8981e-06 | 1.6186e-06 | 1.6557e-06 | 1.7105e-06 | 1.6988e-06 | 1.8896e-06 | 1.8116e-06 | 1.3882e-06 | 1.8152e-06 | 1.9812e-06 | 1.7186e-06 | 2.035e-06 | 1.8478e-06 | 1.8831e-06 | 1.9961e-06 | 2.1529e-06 | 2.0754e-06 | 2.0779e-06 | 1.957e-06 | 2.0323e-06 | 1.68e-06 | 1.8758e-06 | 1.6576e-06 | 1.7575e-06 | 1.7847e-06 | 2.1493e-06 | 1.911e-06 | 1.6963e-06 | 1.9228e-06 | 1.5411e-06 | 1.7671e-06 | 1.7645e-06 | 1.6406e-06 | 1.7807e-06 | 1.9581e-06 | 1.5627e-06 | 1.9192e-06 | 1.7836e-06 | 1.9063e-06 | 1.9126e-06 | 2.3425e-06 | 1.8896e-06 | 1.8998e-06 | 1.6123e-06 | 1.4871e-06 | 1.9965e-06 | 1.7699e-06 | 1.618e-06 | 1.4803e-06 | 1.7922e-06 | 1.9932e-06 | 1.8326e-06 | 2.0642e-06 | 1.8111e-06 | 1.7983e-06 | 1.6088e-06 | 1.8827e-06 | 1.7949e-06 | 1.994e-06 | 1.9009e-06 | 1.8694e-06 | 1.8916e-06 | 1.6667e-06 | 1.7142e-06 | 1.8795e-06 | 1.9217e-06 | 1.981e-06 | 2.0104e-06 | 1.7248e-06 | 2.0654e-06 | 1.6838e-06 | 1.9276e-06 | 1.9688e-06 | 1.504e-06 | 1.8091e-06 | 1.9377e-06 | 2.0295e-06 | 1.8383e-06 | 1.7316e-06 | 1.9109e-06 | 1.7517e-06 | 2.01e-06 | 1.6253e-06 | 1.9988e-06 | 1.9285e-06 | 1.8388e-06 | 1.9161e-06 | 1.8663e-06 | 1.8008e-06 | 1.7459e-06 | 1.7608e-06 | 2.05e-06 | 1.8523e-06 | 1.7697e-06 | 1.9159e-06 | 2.0462e-06 | 1.658e-06 | 1.7979e-06 | 1.9315e-06 | 1.8726e-06 | 1.7094e-06 | 2.0879e-06 | 1.6561e-06 | 1.7638e-06 | 2.106e-06 | 1.797e-06 | 1.7901e-06 | 1.6177e-06 | 1.8876e-06 | 2.0154e-06 | 1.9677e-06 | 1.6142e-06 | 1.8066e-06 | 1.6838e-06 | 1.9468e-06 | 1.7706e-06 | 1.8354e-06 | 1.9137e-06 | 1.895e-06 | 1.8133e-06 | 2.2004e-06 | 1.481e-06 | 1.8547e-06 | 1.9926e-06 | 1.9582e-06 | 2.043e-06 | 1.9956e-06 | 1.8364e-06 | 1.9312e-06 | 1.6171e-06 | 1.9686e-06 | 1.9978e-06 | 1.706e-06 | 1.9016e-06 | 1.9973e-06 | 1.5223e-06 | 1.9183e-06 | 1.6605e-06 | 1.6993e-06 | 1.9904e-06 | 1.898e-06 | 2.0319e-06 | 1.6447e-06 | 1.9764e-06 | 1.7601e-06 | 1.7521e-06 | 1.6617e-06 | 1.8113e-06 | 1.846e-06 | 1.9661e-06 | 1.6302e-06 | 1.7535e-06 | 1.6609e-06 | 2.0969e-06 | 2.0328e-06 | 1.7611e-06 | 1.5923e-06 | 1.8739e-06 | 1.9646e-06 | 2.2466e-06 | 1.6372e-06 | 1.5772e-06 | 2.2161e-06 | 1.5581e-06 | 1.7932e-06 | 1.8679e-06 | 1.7141e-06 | 1.8932e-06 | 2.1473e-06 | 1.9196e-06 | 2.0669e-06 | 2.0156e-06 | 1.6476e-06 | 1.7951e-06 | 1.9777e-06 | 1.5186e-06 | 1.844e-06 | 1.6288e-06 | 1.6776e-06 | 1.9983e-06 | 1.6891e-06 | 1.7599e-06 | 1.8928e-06 | 2.0879e-06 | 1.63e-06 | 1.55e-06 | 1.8187e-06 | 2.2133e-06 | 1.9641e-06 | 1.9985e-06 | 1.9486e-06 | 1.8755e-06 | 1.6094e-06 | 1.6654e-06 | 1.9177e-06 | 1.7752e-06 | 1.5782e-06 | 1.9712e-06 | 2.0392e-06 | 1.8212e-06 | 1.9887e-06 | 2.0797e-06 | 1.7212e-06 | 2.1204e-06 | 1.8239e-06 | 1.6561e-06 | 1.7143e-06 | 1.8787e-06 | 1.8076e-06 | 1.6445e-06 | 2.007e-06 | 2.1352e-06 | 1.8286e-06 | 1.7847e-06 | 1.5138e-06 | 1.8967e-06 | 1.4438e-06 | 1.9334e-06 | 2.0281e-06 | 2.0735e-06 | 1.9003e-06 | 2.0241e-06 | 1.8138e-06 | 2.1239e-06 | 2.0436e-06 | 2.1287e-06 | 1.6299e-06 | 1.577e-06 | 1.8263e-06 | 1.7893e-06 | 1.966e-06 | 1.9465e-06 | 2.1032e-06 | 1.7128e-06 | 1.9408e-06 | 2.0564e-06 | 1.9627e-06 | 1.8271e-06 | 1.7444e-06 | 1.6858e-06 | 1.8919e-06 | 1.8638e-06 | 1.6968e-06 | 1.9177e-06 | 1.7665e-06 | 2.0869e-06 | 1.601e-06 | 1.8326e-06 | 1.8281e-06 | 1.7034e-06 | 2.0347e-06 | 1.7406e-06 | 1.9509e-06 | 1.7021e-06 | 2.2397e-06 | 1.6753e-06 | 2.0162e-06 | 1.7586e-06 | 2.0735e-06 | 1.6177e-06 | 1.856e-06 | 1.7742e-06 | 1.8662e-06 | 1.6767e-06 | 1.9164e-06 | 1.5996e-06 | 1.9853e-06 | 1.8507e-06 | 1.7647e-06 | 1.9015e-06 | 2.2074e-06 | 2.0007e-06 | 2.1277e-06 | 1.6205e-06 | 1.826e-06 | 1.7081e-06 | 1.9673e-06 | 1.9286e-06 | 1.5882e-06 | 1.7335e-06 | 1.9573e-06 | 1.6984e-06 | 1.6339e-06 | 1.8818e-06 | 2.1222e-06 | 2.184e-06 | 2.0247e-06 | 1.5051e-06 | 1.8813e-06 | 1.8667e-06 | 1.7942e-06 | 1.7388e-06 | 2.134e-06 | 2.1788e-06 | 1.7859e-06 | 2.0833e-06 | 2.1303e-06 | 1.7394e-06 | 1.7886e-06 | 1.8208e-06 | 1.9628e-06 | 1.9859e-06 | 1.7477e-06 | 1.7441e-06 | 1.498e-06 | 1.775e-06 | 1.4342e-06 | 2.0049e-06 | 1.9487e-06 | 1.5738e-06 | 1.993e-06 | 1.7595e-06 | 1.8563e-06 | 1.7912e-06 | 1.9679e-06 | 1.8482e-06 | 1.9715e-06 | 1.8005e-06 | 1.939e-06 | 1.7988e-06 | 1.9115e-06 | 1.8069e-06 | 1.6851e-06 | 1.8155e-06 | 1.7228e-06 | 1.9239e-06 | 2.0142e-06 | 1.996e-06 | 1.9939e-06
Air change rate |  |  | 0.0010763 |  |  | Ventilation rates from input sheet converted into air change rate
Filtration rate |  |  | 0 |  |  | Filtration rates from input sheet converted into air change rate
Air change rate + filtration rate | ψ | constant | 0.0010763 |  | /s | The sum of ventilation and filtration removal rates | ψ | 0.0010763 | 0.0010763 | 0.0010763 | 0.0010763 | 0.0010763 | 0.0010763 | 0.0010763 | 0.0010763 | 0.0010763 | 0.0010763 | 0.0010763 | 0.0010763 | 0.0010763 | 0.0010763 | 0.0010763 | 0.0010763 | 0.0010763 | 0.0010763 | 0.0010763 | 0.0010763 | 0.0010763 | 0.0010763 | 0.0010763 | 0.0010763 | 0.0010763 | 0.0010763 | 0.0010763 | 0.0010763 | 0.0010763 | 0.0010763 | 0.0010763 | 0.0010763 | 0.0010763 | 0.0010763 | 0.0010763 | 0.0010763 | 0.0010763 | 0.0010763 | 0.0010763 | 0.0010763 | 0.0010763 | 0.0010763 | 0.0010763 | 0.0010763 | 0.0010763 | 0.0010763 | 0.0010763 | 0.0010763 | 0.0010763 | 0.0010763 | 0.0010763 | 0.0010763 | 0.0010763 | 0.0010763 | 0.0010763 | 0.0010763 | 0.0010763 | 0.0010763 | 0.0010763 | 0.0010763 | 0.0010763 | 0.0010763 | 0.0010763 | 0.0010763 | 0.0010763 | 0.0010763 | 0.0010763 | 0.0010763 | 0.0010763 | 0.0010763 | 0.0010763 | 0.0010763 | 0.0010763 | 0.0010763 | 0.0010763 | 0.0010763 | 0.0010763 | 0.0010763 | 0.0010763 | 0.0010763 | 0.0010763 | 0.0010763 | 0.0010763 | 0.0010763 | 0.0010763 | 0.0010763 | 0.0010763 | 0.0010763 | 0.0010763 | 0.0010763 | 0.0010763 | 0.0010763 | 0.0010763 | 0.0010763 | 0.0010763 | 0.0010763 | 0.0010763 | 0.0010763 | 0.0010763 | 0.0010763 | 0.0010763 | 0.0010763 | 0.0010763 | 0.0010763 | 0.0010763 | 0.0010763 | 0.0010763 | 0.0010763 | 0.0010763 | 0.0010763 | 0.0010763 | 0.0010763 | 0.0010763 | 0.0010763 | 0.0010763 | 0.0010763 | 0.0010763 | 0.0010763 | 0.0010763 | 0.0010763 | 0.0010763 | 0.0010763 | 0.0010763 | 0.0010763 | 0.0010763 | 0.0010763 | 0.0010763 | 0.0010763 | 0.0010763 | 0.0010763 | 0.0010763 | 0.0010763 | 0.0010763 | 0.0010763 | 0.0010763 | 0.0010763 | 0.0010763 | 0.0010763 | 0.0010763 | 0.0010763 | 0.0010763 | 0.0010763 | 0.0010763 | 0.0010763 | 0.0010763 | 0.0010763 | 0.0010763 | 0.0010763 | 0.0010763 | 0.0010763 | 0.0010763 | 0.0010763 | 0.0010763 | 0.0010763 | 0.0010763 | 0.0010763 | 0.0010763 | 0.0010763 | 0.0010763 | 0.0010763 | 0.0010763 | 0.0010763 | 0.0010763 | 0.0010763 | 0.0010763 | 0.0010763 | 0.0010763 | 0.0010763 | 0.0010763 | 0.0010763 | 0.0010763 | 0.0010763 | 0.0010763 | 0.0010763 | 0.0010763 | 0.0010763 | 0.0010763 | 0.0010763 | 0.0010763 | 0.0010763 | 0.0010763 | 0.0010763 | 0.0010763 | 0.0010763 | 0.0010763 | 0.0010763 | 0.0010763 | 0.0010763 | 0.0010763 | 0.0010763 | 0.0010763 | 0.0010763 | 0.0010763 | 0.0010763 | 0.0010763 | 0.0010763 | 0.0010763 | 0.0010763 | 0.0010763 | 0.0010763 | 0.0010763 | 0.0010763 | 0.0010763 | 0.0010763 | 0.0010763 | 0.0010763 | 0.0010763 | 0.0010763 | 0.0010763 | 0.0010763 | 0.0010763 | 0.0010763 | 0.0010763 | 0.0010763 | 0.0010763 | 0.0010763 | 0.0010763 | 0.0010763 | 0.0010763 | 0.0010763 | 0.0010763 | 0.0010763 | 0.0010763 | 0.0010763 | 0.0010763 | 0.0010763 | 0.0010763 | 0.0010763 | 0.0010763 | 0.0010763 | 0.0010763 | 0.0010763 | 0.0010763 | 0.0010763 | 0.0010763 | 0.0010763 | 0.0010763 | 0.0010763 | 0.0010763 | 0.0010763 | 0.0010763 | 0.0010763 | 0.0010763 | 0.0010763 | 0.0010763 | 0.0010763 | 0.0010763 | 0.0010763 | 0.0010763 | 0.0010763 | 0.0010763 | 0.0010763 | 0.0010763 | 0.0010763 | 0.0010763 | 0.0010763 | 0.0010763 | 0.0010763 | 0.0010763 | 0.0010763 | 0.0010763 | 0.0010763 | 0.0010763 | 0.0010763 | 0.0010763 | 0.0010763 | 0.0010763 | 0.0010763 | 0.0010763 | 0.0010763 | 0.0010763 | 0.0010763 | 0.0010763 | 0.0010763 | 0.0010763 | 0.0010763 | 0.0010763 | 0.0010763 | 0.0010763 | 0.0010763 | 0.0010763 | 0.0010763 | 0.0010763 | 0.0010763 | 0.0010763 | 0.0010763 | 0.0010763 | 0.0010763 | 0.0010763 | 0.0010763 | 0.0010763 | 0.0010763 | 0.0010763 | 0.0010763 | 0.0010763 | 0.0010763 | 0.0010763 | 0.0010763 | 0.0010763 | 0.0010763 | 0.0010763 | 0.0010763 | 0.0010763 | 0.0010763 | 0.0010763 | 0.0010763 | 0.0010763 | 0.0010763 | 0.0010763 | 0.0010763 | 0.0010763 | 0.0010763 | 0.0010763 | 0.0010763 | 0.0010763 | 0.0010763 | 0.0010763 | 0.0010763 | 0.0010763 | 0.0010763 | 0.0010763 | 0.0010763 | 0.0010763 | 0.0010763 | 0.0010763 | 0.0010763 | 0.0010763 | 0.0010763 | 0.0010763 | 0.0010763 | 0.0010763 | 0.0010763 | 0.0010763 | 0.0010763 | 0.0010763 | 0.0010763 | 0.0010763 | 0.0010763 | 0.0010763 | 0.0010763 | 0.0010763 | 0.0010763 | 0.0010763 | 0.0010763 | 0.0010763 | 0.0010763 | 0.0010763 | 0.0010763 | 0.0010763 | 0.0010763 | 0.0010763 | 0.0010763 | 0.0010763 | 0.0010763 | 0.0010763 | 0.0010763 | 0.0010763 | 0.0010763 | 0.0010763 | 0.0010763 | 0.0010763 | 0.0010763 | 0.0010763 | 0.0010763 | 0.0010763 | 0.0010763 | 0.0010763 | 0.0010763 | 0.0010763 | 0.0010763 | 0.0010763 | 0.0010763 | 0.0010763 | 0.0010763 | 0.0010763 | 0.0010763 | 0.0010763 | 0.0010763 | 0.0010763 | 0.0010763 | 0.0010763 | 0.0010763 | 0.0010763 | 0.0010763 | 0.0010763 | 0.0010763 | 0.0010763 | 0.0010763 | 0.0010763 | 0.0010763 | 0.0010763 | 0.0010763 | 0.0010763 | 0.0010763 | 0.0010763 | 0.0010763 | 0.0010763 | 0.0010763 | 0.0010763 | 0.0010763 | 0.0010763 | 0.0010763 | 0.0010763 | 0.0010763 | 0.0010763 | 0.0010763 | 0.0010763 | 0.0010763 | 0.0010763 | 0.0010763 | 0.0010763 | 0.0010763 | 0.0010763 | 0.0010763 | 0.0010763 | 0.0010763 | 0.0010763 | 0.0010763 | 0.0010763 | 0.0010763 | 0.0010763 | 0.0010763 | 0.0010763 | 0.0010763 | 0.0010763 | 0.0010763 | 0.0010763 | 0.0010763 | 0.0010763 | 0.0010763 | 0.0010763 | 0.0010763 | 0.0010763 | 0.0010763 | 0.0010763 | 0.0010763 | 0.0010763 | 0.0010763 | 0.0010763 | 0.0010763 | 0.0010763 | 0.0010763 | 0.0010763 | 0.0010763 | 0.0010763 | 0.0010763 | 0.0010763 | 0.0010763 | 0.0010763 | 0.0010763 | 0.0010763 | 0.0010763 | 0.0010763 | 0.0010763 | 0.0010763 | 0.0010763 | 0.0010763 | 0.0010763 | 0.0010763 | 0.0010763 | 0.0010763 | 0.0010763 | 0.0010763 | 0.0010763 | 0.0010763 | 0.0010763 | 0.0010763 | 0.0010763 | 0.0010763 | 0.0010763 | 0.0010763 | 0.0010763 | 0.0010763 | 0.0010763 | 0.0010763 | 0.0010763 | 0.0010763 | 0.0010763 | 0.0010763 | 0.0010763 | 0.0010763 | 0.0010763 | 0.0010763 | 0.0010763 | 0.0010763 | 0.0010763 | 0.0010763 | 0.0010763 | 0.0010763 | 0.0010763 | 0.0010763 | 0.0010763 | 0.0010763 | 0.0010763 | 0.0010763 | 0.0010763 | 0.0010763 | 0.0010763 | 0.0010763 | 0.0010763 | 0.0010763 | 0.0010763 | 0.0010763 | 0.0010763 | 0.0010763 | 0.0010763 | 0.0010763 | 0.0010763 | 0.0010763 | 0.0010763 | 0.0010763 | 0.0010763 | 0.0010763 | 0.0010763 | 0.0010763 | 0.0010763 | 0.0010763 | 0.0010763 | 0.0010763 | 0.0010763 | 0.0010763 | 0.0010763 | 0.0010763 | 0.0010763 | 0.0010763 | 0.0010763 | 0.0010763 | 0.0010763 | 0.0010763 | 0.0010763 | 0.0010763 | 0.0010763 | 0.0010763 | 0.0010763 | 0.0010763 | 0.0010763 | 0.0010763 | 0.0010763 | 0.0010763 | 0.0010763 | 0.0010763 | 0.0010763 | 0.0010763 | 0.0010763 | 0.0010763 | 0.0010763 | 0.0010763 | 0.0010763 | 0.0010763 | 0.0010763 | 0.0010763 | 0.0010763 | 0.0010763 | 0.0010763 | 0.0010763 | 0.0010763 | 0.0010763 | 0.0010763 | 0.0010763 | 0.0010763 | 0.0010763 | 0.0010763 | 0.0010763 | 0.0010763 | 0.0010763 | 0.0010763 | 0.0010763 | 0.0010763 | 0.0010763 | 0.0010763 | 0.0010763 | 0.0010763 | 0.0010763 | 0.0010763 | 0.0010763 | 0.0010763 | 0.0010763 | 0.0010763 | 0.0010763 | 0.0010763 | 0.0010763 | 0.0010763 | 0.0010763 | 0.0010763 | 0.0010763 | 0.0010763 | 0.0010763 | 0.0010763 | 0.0010763 | 0.0010763 | 0.0010763 | 0.0010763 | 0.0010763 | 0.0010763 | 0.0010763 | 0.0010763 | 0.0010763 | 0.0010763 | 0.0010763 | 0.0010763 | 0.0010763 | 0.0010763 | 0.0010763 | 0.0010763 | 0.0010763 | 0.0010763 | 0.0010763 | 0.0010763 | 0.0010763 | 0.0010763 | 0.0010763 | 0.0010763 | 0.0010763 | 0.0010763 | 0.0010763 | 0.0010763 | 0.0010763 | 0.0010763 | 0.0010763 | 0.0010763 | 0.0010763 | 0.0010763 | 0.0010763 | 0.0010763 | 0.0010763 | 0.0010763 | 0.0010763 | 0.0010763 | 0.0010763 | 0.0010763 | 0.0010763 | 0.0010763 | 0.0010763 | 0.0010763 | 0.0010763 | 0.0010763 | 0.0010763 | 0.0010763 | 0.0010763 | 0.0010763 | 0.0010763 | 0.0010763 | 0.0010763 | 0.0010763 | 0.0010763 | 0.0010763 | 0.0010763 | 0.0010763 | 0.0010763 | 0.0010763 | 0.0010763 | 0.0010763 | 0.0010763 | 0.0010763 | 0.0010763 | 0.0010763 | 0.0010763 | 0.0010763 | 0.0010763 | 0.0010763 | 0.0010763 | 0.0010763 | 0.0010763 | 0.0010763 | 0.0010763 | 0.0010763 | 0.0010763 | 0.0010763 | 0.0010763 | 0.0010763 | 0.0010763 | 0.0010763 | 0.0010763 | 0.0010763 | 0.0010763 | 0.0010763 | 0.0010763 | 0.0010763 | 0.0010763 | 0.0010763 | 0.0010763 | 0.0010763 | 0.0010763 | 0.0010763 | 0.0010763 | 0.0010763 | 0.0010763 | 0.0010763 | 0.0010763 | 0.0010763 | 0.0010763 | 0.0010763 | 0.0010763 | 0.0010763 | 0.0010763 | 0.0010763 | 0.0010763 | 0.0010763 | 0.0010763 | 0.0010763 | 0.0010763 | 0.0010763 | 0.0010763 | 0.0010763 | 0.0010763 | 0.0010763 | 0.0010763 | 0.0010763 | 0.0010763 | 0.0010763 | 0.0010763 | 0.0010763 | 0.0010763 | 0.0010763 | 0.0010763 | 0.0010763 | 0.0010763 | 0.0010763 | 0.0010763 | 0.0010763 | 0.0010763 | 0.0010763 | 0.0010763 | 0.0010763 | 0.0010763 | 0.0010763 | 0.0010763 | 0.0010763 | 0.0010763 | 0.0010763 | 0.0010763 | 0.0010763 | 0.0010763 | 0.0010763 | 0.0010763 | 0.0010763 | 0.0010763 | 0.0010763 | 0.0010763 | 0.0010763 | 0.0010763 | 0.0010763 | 0.0010763 | 0.0010763 | 0.0010763 | 0.0010763 | 0.0010763 | 0.0010763 | 0.0010763 | 0.0010763 | 0.0010763 | 0.0010763 | 0.0010763 | 0.0010763 | 0.0010763 | 0.0010763 | 0.0010763 | 0.0010763 | 0.0010763 | 0.0010763 | 0.0010763 | 0.0010763 | 0.0010763 | 0.0010763 | 0.0010763 | 0.0010763 | 0.0010763 | 0.0010763 | 0.0010763 | 0.0010763 | 0.0010763 | 0.0010763 | 0.0010763 | 0.0010763 | 0.0010763 | 0.0010763 | 0.0010763 | 0.0010763 | 0.0010763 | 0.0010763 | 0.0010763 | 0.0010763 | 0.0010763 | 0.0010763 | 0.0010763 | 0.0010763 | 0.0010763 | 0.0010763 | 0.0010763 | 0.0010763 | 0.0010763 | 0.0010763 | 0.0010763 | 0.0010763 | 0.0010763 | 0.0010763 | 0.0010763 | 0.0010763 | 0.0010763 | 0.0010763 | 0.0010763 | 0.0010763 | 0.0010763 | 0.0010763 | 0.0010763 | 0.0010763 | 0.0010763 | 0.0010763 | 0.0010763 | 0.0010763 | 0.0010763 | 0.0010763 | 0.0010763 | 0.0010763 | 0.0010763 | 0.0010763 | 0.0010763 | 0.0010763 | 0.0010763 | 0.0010763 | 0.0010763 | 0.0010763 | 0.0010763 | 0.0010763 | 0.0010763 | 0.0010763 | 0.0010763 | 0.0010763 | 0.0010763 | 0.0010763 | 0.0010763 | 0.0010763 | 0.0010763 | 0.0010763 | 0.0010763 | 0.0010763 | 0.0010763 | 0.0010763 | 0.0010763 | 0.0010763 | 0.0010763 | 0.0010763 | 0.0010763 | 0.0010763 | 0.0010763 | 0.0010763 | 0.0010763 | 0.0010763 | 0.0010763 | 0.0010763 | 0.0010763 | 0.0010763 | 0.0010763 | 0.0010763 | 0.0010763 | 0.0010763 | 0.0010763 | 0.0010763 | 0.0010763 | 0.0010763 | 0.0010763 | 0.0010763 | 0.0010763 | 0.0010763 | 0.0010763 | 0.0010763 | 0.0010763 | 0.0010763 | 0.0010763 | 0.0010763 | 0.0010763 | 0.0010763 | 0.0010763 | 0.0010763 | 0.0010763 | 0.0010763 | 0.0010763 | 0.0010763 | 0.0010763 | 0.0010763 | 0.0010763 | 0.0010763 | 0.0010763 | 0.0010763 | 0.0010763 | 0.0010763 | 0.0010763 | 0.0010763 | 0.0010763 | 0.0010763 | 0.0010763 | 0.0010763 | 0.0010763 | 0.0010763 | 0.0010763 | 0.0010763 | 0.0010763 | 0.0010763 | 0.0010763 | 0.0010763 | 0.0010763 | 0.0010763 | 0.0010763 | 0.0010763 | 0.0010763 | 0.0010763 | 0.0010763 | 0.0010763 | 0.0010763 | 0.0010763 | 0.0010763 | 0.0010763 | 0.0010763 | 0.0010763 | 0.0010763 | 0.0010763 | 0.0010763 | 0.0010763 | 0.0010763 | 0.0010763 | 0.0010763 | 0.0010763 | 0.0010763 | 0.0010763 | 0.0010763 | 0.0010763 | 0.0010763 | 0.0010763 | 0.0010763 | 0.0010763 | 0.0010763 | 0.0010763 | 0.0010763 | 0.0010763 | 0.0010763 | 0.0010763 | 0.0010763 | 0.0010763 | 0.0010763 | 0.0010763 | 0.0010763 | 0.0010763 | 0.0010763 | 0.0010763 | 0.0010763 | 0.0010763 | 0.0010763 | 0.0010763 | 0.0010763 | 0.0010763 | 0.0010763 | 0.0010763 | 0.0010763 | 0.0010763 | 0.0010763 | 0.0010763 | 0.0010763 | 0.0010763 | 0.0010763 | 0.0010763 | 0.0010763 | 0.0010763 | 0.0010763 | 0.0010763 | 0.0010763 | 0.0010763 | 0.0010763 | 0.0010763 | 0.0010763 | 0.0010763 | 0.0010763 | 0.0010763 | 0.0010763 | 0.0010763 | 0.0010763 | 0.0010763 | 0.0010763 | 0.0010763 | 0.0010763 | 0.0010763 | 0.0010763 | 0.0010763 | 0.0010763 | 0.0010763 | 0.0010763 | 0.0010763 | 0.0010763 | 0.0010763 | 0.0010763 | 0.0010763 | 0.0010763 | 0.0010763 | 0.0010763 | 0.0010763 | 0.0010763 | 0.0010763 | 0.0010763 | 0.0010763 | 0.0010763 | 0.0010763 | 0.0010763 | 0.0010763 | 0.0010763 | 0.0010763 | 0.0010763 | 0.0010763 | 0.0010763 | 0.0010763 | 0.0010763 | 0.0010763 | 0.0010763 | 0.0010763 | 0.0010763 | 0.0010763 | 0.0010763 | 0.0010763 | 0.0010763 | 0.0010763 | 0.0010763 | 0.0010763 | 0.0010763 | 0.0010763 | 0.0010763 | 0.0010763 | 0.0010763 | 0.0010763 | 0.0010763 | 0.0010763 | 0.0010763 | 0.0010763 | 0.0010763 | 0.0010763 | 0.0010763 | 0.0010763 | 0.0010763 | 0.0010763 | 0.0010763 | 0.0010763 | 0.0010763 | 0.0010763 | 0.0010763 | 0.0010763 | 0.0010763 | 0.0010763 | 0.0010763 | 0.0010763 | 0.0010763 | 0.0010763 | 0.0010763 | 0.0010763 | 0.0010763 | 0.0010763 | 0.0010763 | 0.0010763 | 0.0010763 | 0.0010763 | 0.0010763 | 0.0010763 | 0.0010763 | 0.0010763 | 0.0010763 | 0.0010763 | 0.0010763 | 0.0010763 | 0.0010763 | 0.0010763 | 0.0010763 | 0.0010763 | 0.0010763 | 0.0010763 | 0.0010763 | 0.0010763 | 0.0010763 | 0.0010763 | 0.0010763 | 0.0010763 | 0.0010763 | 0.0010763 | 0.0010763 | 0.0010763 | 0.0010763 | 0.0010763 | 0.0010763 | 0.0010763 | 0.0010763 | 0.0010763 | 0.0010763 | 0.0010763 | 0.0010763 | 0.0010763 | 0.0010763 | 0.0010763 | 0.0010763 | 0.0010763 | 0.0010763 | 0.0010763 | 0.0010763 | 0.0010763 | 0.0010763 | 0.0010763 | 0.0010763 | 0.0010763 | 0.0010763 | 0.0010763 | 0.0010763 | 0.0010763 | 0.0010763 | 0.0010763 | 0.0010763 | 0.0010763 | 0.0010763 | 0.0010763 | 0.0010763 | 0.0010763 | 0.0010763 | 0.0010763 | 0.0010763 | 0.0010763 | 0.0010763 | 0.0010763 | 0.0010763 | 0.0010763 | 0.0010763 | 0.0010763 | 0.0010763 | 0.0010763 | 0.0010763 | 0.0010763 | 0.0010763 | 0.0010763 | 0.0010763 | 0.0010763 | 0.0010763 | 0.0010763 | 0.0010763 | 0.0010763 | 0.0010763 | 0.0010763 | 0.0010763 | 0.0010763 | 0.0010763 | 0.0010763 | 0.0010763 | 0.0010763 | 0.0010763 | 0.0010763 | 0.0010763 | 0.0010763 | 0.0010763 | 0.0010763 | 0.0010763 | 0.0010763 | 0.0010763 | 0.0010763 | 0.0010763 | 0.0010763 | 0.0010763 | 0.0010763 | 0.0010763 | 0.0010763 | 0.0010763 | 0.0010763 | 0.0010763 | 0.0010763 | 0.0010763 | 0.0010763 | 0.0010763 | 0.0010763 | 0.0010763 | 0.0010763 | 0.0010763 | 0.0010763 | 0.0010763 | 0.0010763 | 0.0010763 | 0.0010763 | 0.0010763 | 0.0010763 | 0.0010763 | 0.0010763 | 0.0010763 | 0.0010763 | 0.0010763 | 0.0010763 | 0.0010763 | 0.0010763 | 0.0010763 | 0.0010763 | 0.0010763 | 0.0010763 | 0.0010763 | 0.0010763 | 0.0010763 | 0.0010763 | 0.0010763 | 0.0010763 | 0.0010763 | 0.0010763 | 0.0010763 | 0.0010763 | 0.0010763 | 0.0010763 | 0.0010763 | 0.0010763 | 0.0010763 | 0.0010763 | 0.0010763 | 0.0010763 | 0.0010763 | 0.0010763 | 0.0010763 | 0.0010763 | 0.0010763 | 0.0010763 | 0.0010763 | 0.0010763 | 0.0010763 | 0.0010763 | 0.0010763 | 0.0010763 | 0.0010763 | 0.0010763 | 0.0010763 | 0.0010763 | 0.0010763 | 0.0010763 | 0.0010763 | 0.0010763 | 0.0010763 | 0.0010763 | 0.0010763 | 0.0010763 | 0.0010763 | 0.0010763 | 0.0010763 | 0.0010763 | 0.0010763 | 0.0010763 | 0.0010763 | 0.0010763 | 0.0010763 | 0.0010763 | 0.0010763 | 0.0010763 | 0.0010763 | 0.0010763 | 0.0010763 | 0.0010763 | 0.0010763 | 0.0010763 | 0.0010763 | 0.0010763 | 0.0010763 | 0.0010763 | 0.0010763 | 0.0010763 | 0.0010763 | 0.0010763 | 0.0010763 | 0.0010763 | 0.0010763 | 0.0010763 | 0.0010763 | 0.0010763 | 0.0010763 | 0.0010763 | 0.0010763 | 0.0010763 | 0.0010763 | 0.0010763 | 0.0010763 | 0.0010763 | 0.0010763 | 0.0010763 | 0.0010763 | 0.0010763 | 0.0010763 | 0.0010763 | 0.0010763 | 0.0010763 | 0.0010763 | 0.0010763 | 0.0010763 | 0.0010763 | 0.0010763 | 0.0010763 | 0.0010763 | 0.0010763 | 0.0010763 | 0.0010763 | 0.0010763 | 0.0010763 | 0.0010763 | 0.0010763 | 0.0010763 | 0.0010763 | 0.0010763 | 0.0010763 | 0.0010763 | 0.0010763 | 0.0010763 | 0.0010763 | 0.0010763 | 0.0010763 | 0.0010763 | 0.0010763 | 0.0010763 | 0.0010763 | 0.0010763 | 0.0010763 | 0.0010763 | 0.0010763 | 0.0010763 | 0.0010763 | 0.0010763 | 0.0010763 | 0.0010763 | 0.0010763 | 0.0010763 | 0.0010763 | 0.0010763 | 0.0010763 | 0.0010763 | 0.0010763 | 0.0010763 | 0.0010763 | 0.0010763 | 0.0010763 | 0.0010763 | 0.0010763 | 0.0010763 | 0.0010763 | 0.0010763 | 0.0010763 | 0.0010763 | 0.0010763 | 0.0010763 | 0.0010763 | 0.0010763 | 0.0010763 | 0.0010763 | 0.0010763 | 0.0010763 | 0.0010763 | 0.0010763 | 0.0010763 | 0.0010763 | 0.0010763 | 0.0010763 | 0.0010763 | 0.0010763 | 0.0010763 | 0.0010763 | 0.0010763 | 0.0010763 | 0.0010763 | 0.0010763 | 0.0010763 | 0.0010763 | 0.0010763 | 0.0010763 | 0.0010763 | 0.0010763 | 0.0010763 | 0.0010763 | 0.0010763 | 0.0010763 | 0.0010763 | 0.0010763 | 0.0010763 | 0.0010763 | 0.0010763 | 0.0010763 | 0.0010763 | 0.0010763 | 0.0010763 | 0.0010763 | 0.0010763 | 0.0010763 | 0.0010763 | 0.0010763 | 0.0010763 | 0.0010763 | 0.0010763 | 0.0010763 | 0.0010763 | 0.0010763 | 0.0010763 | 0.0010763 | 0.0010763 | 0.0010763 | 0.0010763 | 0.0010763 | 0.0010763 | 0.0010763 | 0.0010763 | 0.0010763 | 0.0010763 | 0.0010763 | 0.0010763 | 0.0010763 | 0.0010763 | 0.0010763 | 0.0010763 | 0.0010763 | 0.0010763 | 0.0010763 | 0.0010763 | 0.0010763 | 0.0010763 | 0.0010763 | 0.0010763 | 0.0010763 | 0.0010763 | 0.0010763 | 0.0010763 | 0.0010763 | 0.0010763 | 0.0010763 | 0.0010763 | 0.0010763 | 0.0010763 | 0.0010763 | 0.0010763 | 0.0010763 | 0.0010763 | 0.0010763 | 0.0010763 | 0.0010763 | 0.0010763 | 0.0010763 | 0.0010763 | 0.0010763 | 0.0010763 | 0.0010763 | 0.0010763 | 0.0010763 | 0.0010763 | 0.0010763 | 0.0010763 | 0.0010763 | 0.0010763 | 0.0010763 | 0.0010763 | 0.0010763 | 0.0010763 | 0.0010763 | 0.0010763 | 0.0010763 | 0.0010763 | 0.0010763 | 0.0010763 | 0.0010763 | 0.0010763 | 0.0010763 | 0.0010763 | 0.0010763 | 0.0010763 | 0.0010763 | 0.0010763 | 0.0010763 | 0.0010763 | 0.0010763 | 0.0010763 | 0.0010763 | 0.0010763 | 0.0010763 | 0.0010763 | 0.0010763 | 0.0010763 | 0.0010763 | 0.0010763 | 0.0010763 | 0.0010763 | 0.0010763 | 0.0010763 | 0.0010763 | 0.0010763 | 0.0010763 | 0.0010763 | 0.0010763 | 0.0010763 | 0.0010763 | 0.0010763 | 0.0010763 | 0.0010763 | 0.0010763 | 0.0010763 | 0.0010763 | 0.0010763 | 0.0010763 | 0.0010763 | 0.0010763 | 0.0010763 | 0.0010763 | 0.0010763 | 0.0010763 | 0.0010763 | 0.0010763 | 0.0010763 | 0.0010763 | 0.0010763 | 0.0010763 | 0.0010763 | 0.0010763 | 0.0010763 | 0.0010763 | 0.0010763 | 0.0010763 | 0.0010763 | 0.0010763 | 0.0010763 | 0.0010763 | 0.0010763 | 0.0010763 | 0.0010763 | 0.0010763 | 0.0010763 | 0.0010763 | 0.0010763 | 0.0010763 | 0.0010763 | 0.0010763 | 0.0010763 | 0.0010763 | 0.0010763 | 0.0010763 | 0.0010763 | 0.0010763 | 0.0010763 | 0.0010763 | 0.0010763 | 0.0010763 | 0.0010763 | 0.0010763 | 0.0010763 | 0.0010763 | 0.0010763 | 0.0010763 | 0.0010763 | 0.0010763 | 0.0010763 | 0.0010763 | 0.0010763 | 0.0010763 | 0.0010763 | 0.0010763 | 0.0010763 | 0.0010763 | 0.0010763 | 0.0010763 | 0.0010763 | 0.0010763 | 0.0010763 | 0.0010763 | 0.0010763 | 0.0010763 | 0.0010763 | 0.0010763 | 0.0010763 | 0.0010763 | 0.0010763 | 0.0010763 | 0.0010763 | 0.0010763 | 0.0010763 | 0.0010763 | 0.0010763 | 0.0010763 | 0.0010763 | 0.0010763 | 0.0010763 | 0.0010763 | 0.0010763 | 0.0010763 | 0.0010763 | 0.0010763 | 0.0010763 | 0.0010763 | 0.0010763 | 0.0010763 | 0.0010763 | 0.0010763 | 0.0010763 | 0.0010763 | 0.0010763 | 0.0010763 | 0.0010763 | 0.0010763 | 0.0010763 | 0.0010763 | 0.0010763 | 0.0010763 | 0.0010763 | 0.0010763 | 0.0010763 | 0.0010763 | 0.0010763 | 0.0010763 | 0.0010763 | 0.0010763 | 0.0010763 | 0.0010763 | 0.0010763 | 0.0010763 | 0.0010763 | 0.0010763 | 0.0010763 | 0.0010763 | 0.0010763 | 0.0010763 | 0.0010763 | 0.0010763 | 0.0010763 | 0.0010763 | 0.0010763 | 0.0010763 | 0.0010763 | 0.0010763 | 0.0010763 | 0.0010763 | 0.0010763 | 0.0010763 | 0.0010763 | 0.0010763 | 0.0010763 | 0.0010763 | 0.0010763 | 0.0010763 | 0.0010763 | 0.0010763 | 0.0010763 | 0.0010763 | 0.0010763 | 0.0010763 | 0.0010763 | 0.0010763 | 0.0010763 | 0.0010763 | 0.0010763 | 0.0010763 | 0.0010763 | 0.0010763 | 0.0010763 | 0.0010763 | 0.0010763 | 0.0010763 | 0.0010763 | 0.0010763 | 0.0010763 | 0.0010763 | 0.0010763 | 0.0010763 | 0.0010763 | 0.0010763 | 0.0010763 | 0.0010763 | 0.0010763 | 0.0010763 | 0.0010763 | 0.0010763 | 0.0010763 | 0.0010763 | 0.0010763 | 0.0010763 | 0.0010763 | 0.0010763 | 0.0010763 | 0.0010763 | 0.0010763 | 0.0010763 | 0.0010763 | 0.0010763 | 0.0010763 | 0.0010763 | 0.0010763 | 0.0010763 | 0.0010763 | 0.0010763 | 0.0010763 | 0.0010763 | 0.0010763 | 0.0010763 | 0.0010763 | 0.0010763 | 0.0010763 | 0.0010763 | 0.0010763 | 0.0010763 | 0.0010763 | 0.0010763 | 0.0010763 | 0.0010763 | 0.0010763 | 0.0010763 | 0.0010763 | 0.0010763 | 0.0010763 | 0.0010763 | 0.0010763 | 0.0010763 | 0.0010763 | 0.0010763 | 0.0010763 | 0.0010763 | 0.0010763 | 0.0010763 | 0.0010763 | 0.0010763 | 0.0010763 | 0.0010763 | 0.0010763 | 0.0010763 | 0.0010763 | 0.0010763 | 0.0010763 | 0.0010763 | 0.0010763 | 0.0010763 | 0.0010763 | 0.0010763 | 0.0010763 | 0.0010763 | 0.0010763 | 0.0010763 | 0.0010763 | 0.0010763 | 0.0010763 | 0.0010763 | 0.0010763 | 0.0010763 | 0.0010763 | 0.0010763 | 0.0010763 | 0.0010763 | 0.0010763 | 0.0010763 | 0.0010763 | 0.0010763 | 0.0010763 | 0.0010763 | 0.0010763 | 0.0010763 | 0.0010763 | 0.0010763 | 0.0010763 | 0.0010763 | 0.0010763 | 0.0010763 | 0.0010763 | 0.0010763 | 0.0010763 | 0.0010763 | 0.0010763 | 0.0010763 | 0.0010763 | 0.0010763 | 0.0010763 | 0.0010763 | 0.0010763 | 0.0010763 | 0.0010763 | 0.0010763 | 0.0010763 | 0.0010763 | 0.0010763 | 0.0010763 | 0.0010763 | 0.0010763 | 0.0010763 | 0.0010763 | 0.0010763 | 0.0010763 | 0.0010763 | 0.0010763 | 0.0010763 | 0.0010763 | 0.0010763 | 0.0010763 | 0.0010763 | 0.0010763 | 0.0010763 | 0.0010763 | 0.0010763 | 0.0010763 | 0.0010763 | 0.0010763 | 0.0010763 | 0.0010763 | 0.0010763 | 0.0010763 | 0.0010763 | 0.0010763 | 0.0010763 | 0.0010763 | 0.0010763 | 0.0010763 | 0.0010763 | 0.0010763 | 0.0010763 | 0.0010763 | 0.0010763 | 0.0010763 | 0.0010763 | 0.0010763 | 0.0010763 | 0.0010763 | 0.0010763 | 0.0010763 | 0.0010763 | 0.0010763 | 0.0010763 | 0.0010763 | 0.0010763 | 0.0010763 | 0.0010763 | 0.0010763 | 0.0010763 | 0.0010763 | 0.0010763 | 0.0010763 | 0.0010763 | 0.0010763 | 0.0010763 | 0.0010763 | 0.0010763 | 0.0010763 | 0.0010763 | 0.0010763 | 0.0010763 | 0.0010763 | 0.0010763 | 0.0010763 | 0.0010763 | 0.0010763 | 0.0010763 | 0.0010763 | 0.0010763 | 0.0010763 | 0.0010763 | 0.0010763 | 0.0010763 | 0.0010763 | 0.0010763 | 0.0010763 | 0.0010763 | 0.0010763 | 0.0010763 | 0.0010763 | 0.0010763 | 0.0010763 | 0.0010763 | 0.0010763 | 0.0010763 | 0.0010763 | 0.0010763 | 0.0010763 | 0.0010763 | 0.0010763 | 0.0010763 | 0.0010763 | 0.0010763 | 0.0010763 | 0.0010763 | 0.0010763 | 0.0010763 | 0.0010763 | 0.0010763 | 0.0010763 | 0.0010763 | 0.0010763 | 0.0010763 | 0.0010763 | 0.0010763 | 0.0010763 | 0.0010763 | 0.0010763 | 0.0010763 | 0.0010763 | 0.0010763 | 0.0010763 | 0.0010763 | 0.0010763 | 0.0010763 | 0.0010763 | 0.0010763 | 0.0010763 | 0.0010763 | 0.0010763 | 0.0010763 | 0.0010763 | 0.0010763 | 0.0010763 | 0.0010763 | 0.0010763 | 0.0010763 | 0.0010763 | 0.0010763 | 0.0010763 | 0.0010763 | 0.0010763 | 0.0010763 | 0.0010763 | 0.0010763 | 0.0010763 | 0.0010763 | 0.0010763 | 0.0010763 | 0.0010763 | 0.0010763 | 0.0010763 | 0.0010763 | 0.0010763 | 0.0010763 | 0.0010763 | 0.0010763 | 0.0010763 | 0.0010763 | 0.0010763 | 0.0010763 | 0.0010763 | 0.0010763 | 0.0010763 | 0.0010763 | 0.0010763 | 0.0010763 | 0.0010763 | 0.0010763 | 0.0010763 | 0.0010763 | 0.0010763 | 0.0010763 | 0.0010763 | 0.0010763 | 0.0010763 | 0.0010763 | 0.0010763 | 0.0010763 | 0.0010763 | 0.0010763 | 0.0010763 | 0.0010763 | 0.0010763 | 0.0010763 | 0.0010763 | 0.0010763 | 0.0010763 | 0.0010763 | 0.0010763 | 0.0010763 | 0.0010763 | 0.0010763 | 0.0010763 | 0.0010763 | 0.0010763 | 0.0010763 | 0.0010763 | 0.0010763 | 0.0010763 | 0.0010763 | 0.0010763 | 0.0010763 | 0.0010763 | 0.0010763 | 0.0010763 | 0.0010763 | 0.0010763 | 0.0010763 | 0.0010763 | 0.0010763 | 0.0010763 | 0.0010763 | 0.0010763 | 0.0010763 | 0.0010763 | 0.0010763 | 0.0010763 | 0.0010763 | 0.0010763 | 0.0010763 | 0.0010763 | 0.0010763 | 0.0010763 | 0.0010763 | 0.0010763 | 0.0010763 | 0.0010763 | 0.0010763 | 0.0010763 | 0.0010763 | 0.0010763 | 0.0010763 | 0.0010763 | 0.0010763 | 0.0010763 | 0.0010763 | 0.0010763 | 0.0010763 | 0.0010763 | 0.0010763 | 0.0010763 | 0.0010763 | 0.0010763 | 0.0010763 | 0.0010763 | 0.0010763 | 0.0010763 | 0.0010763 | 0.0010763 | 0.0010763 | 0.0010763 | 0.0010763 | 0.0010763 | 0.0010763 | 0.0010763 | 0.0010763 | 0.0010763 | 0.0010763 | 0.0010763 | 0.0010763 | 0.0010763 | 0.0010763 | 0.0010763 | 0.0010763 | 0.0010763 | 0.0010763 | 0.0010763 | 0.0010763 | 0.0010763 | 0.0010763 | 0.0010763 | 0.0010763 | 0.0010763 | 0.0010763 | 0.0010763 | 0.0010763 | 0.0010763 | 0.0010763 | 0.0010763 | 0.0010763 | 0.0010763 | 0.0010763 | 0.0010763 | 0.0010763 | 0.0010763 | 0.0010763 | 0.0010763 | 0.0010763 | 0.0010763 | 0.0010763 | 0.0010763 | 0.0010763 | 0.0010763 | 0.0010763 | 0.0010763 | 0.0010763 | 0.0010763 | 0.0010763 | 0.0010763 | 0.0010763 | 0.0010763 | 0.0010763 | 0.0010763 | 0.0010763 | 0.0010763 | 0.0010763 | 0.0010763 | 0.0010763 | 0.0010763 | 0.0010763 | 0.0010763 | 0.0010763 | 0.0010763 | 0.0010763 | 0.0010763 | 0.0010763 | 0.0010763 | 0.0010763 | 0.0010763 | 0.0010763 | 0.0010763 | 0.0010763 | 0.0010763 | 0.0010763 | 0.0010763 | 0.0010763 | 0.0010763 | 0.0010763 | 0.0010763 | 0.0010763 | 0.0010763 | 0.0010763 | 0.0010763 | 0.0010763 | 0.0010763 | 0.0010763 | 0.0010763 | 0.0010763 | 0.0010763 | 0.0010763 | 0.0010763 | 0.0010763 | 0.0010763 | 0.0010763 | 0.0010763 | 0.0010763 | 0.0010763 | 0.0010763 | 0.0010763 | 0.0010763 | 0.0010763 | 0.0010763 | 0.0010763 | 0.0010763 | 0.0010763 | 0.0010763 | 0.0010763 | 0.0010763 | 0.0010763 | 0.0010763 | 0.0010763 | 0.0010763 | 0.0010763 | 0.0010763 | 0.0010763 | 0.0010763 | 0.0010763 | 0.0010763 | 0.0010763 | 0.0010763 | 0.0010763 | 0.0010763 | 0.0010763 | 0.0010763 | 0.0010763 | 0.0010763 | 0.0010763 | 0.0010763 | 0.0010763 | 0.0010763 | 0.0010763 | 0.0010763 | 0.0010763 | 0.0010763 | 0.0010763 | 0.0010763 | 0.0010763 | 0.0010763 | 0.0010763 | 0.0010763 | 0.0010763 | 0.0010763 | 0.0010763 | 0.0010763 | 0.0010763 | 0.0010763 | 0.0010763 | 0.0010763 | 0.0010763 | 0.0010763 | 0.0010763 | 0.0010763 | 0.0010763 | 0.0010763 | 0.0010763 | 0.0010763 | 0.0010763 | 0.0010763 | 0.0010763 | 0.0010763 | 0.0010763 | 0.0010763 | 0.0010763 | 0.0010763 | 0.0010763 | 0.0010763 | 0.0010763 | 0.0010763 | 0.0010763 | 0.0010763 | 0.0010763 | 0.0010763 | 0.0010763 | 0.0010763 | 0.0010763 | 0.0010763 | 0.0010763 | 0.0010763 | 0.0010763 | 0.0010763 | 0.0010763 | 0.0010763 | 0.0010763 | 0.0010763 | 0.0010763 | 0.0010763 | 0.0010763 | 0.0010763 | 0.0010763 | 0.0010763 | 0.0010763 | 0.0010763 | 0.0010763 | 0.0010763 | 0.0010763 | 0.0010763 | 0.0010763 | 0.0010763 | 0.0010763 | 0.0010763 | 0.0010763 | 0.0010763 | 0.0010763 | 0.0010763 | 0.0010763 | 0.0010763 | 0.0010763 | 0.0010763 | 0.0010763 | 0.0010763 | 0.0010763 | 0.0010763 | 0.0010763 | 0.0010763 | 0.0010763 | 0.0010763 | 0.0010763 | 0.0010763 | 0.0010763 | 0.0010763 | 0.0010763 | 0.0010763 | 0.0010763 | 0.0010763 | 0.0010763 | 0.0010763 | 0.0010763 | 0.0010763 | 0.0010763 | 0.0010763 | 0.0010763 | 0.0010763 | 0.0010763 | 0.0010763 | 0.0010763 | 0.0010763 | 0.0010763 | 0.0010763 | 0.0010763 | 0.0010763 | 0.0010763 | 0.0010763 | 0.0010763 | 0.0010763 | 0.0010763 | 0.0010763 | 0.0010763 | 0.0010763 | 0.0010763 | 0.0010763 | 0.0010763 | 0.0010763 | 0.0010763 | 0.0010763 | 0.0010763 | 0.0010763 | 0.0010763 | 0.0010763 | 0.0010763 | 0.0010763 | 0.0010763 | 0.0010763 | 0.0010763 | 0.0010763 | 0.0010763 | 0.0010763 | 0.0010763 | 0.0010763 | 0.0010763 | 0.0010763 | 0.0010763 | 0.0010763 | 0.0010763 | 0.0010763 | 0.0010763 | 0.0010763 | 0.0010763 | 0.0010763 | 0.0010763 | 0.0010763 | 0.0010763 | 0.0010763 | 0.0010763 | 0.0010763 | 0.0010763 | 0.0010763 | 0.0010763 | 0.0010763 | 0.0010763 | 0.0010763 | 0.0010763 | 0.0010763 | 0.0010763 | 0.0010763 | 0.0010763 | 0.0010763 | 0.0010763 | 0.0010763 | 0.0010763 | 0.0010763 | 0.0010763 | 0.0010763 | 0.0010763 | 0.0010763 | 0.0010763 | 0.0010763 | 0.0010763 | 0.0010763 | 0.0010763 | 0.0010763 | 0.0010763 | 0.0010763 | 0.0010763 | 0.0010763 | 0.0010763 | 0.0010763 | 0.0010763 | 0.0010763 | 0.0010763 | 0.0010763 | 0.0010763 | 0.0010763 | 0.0010763 | 0.0010763 | 0.0010763 | 0.0010763 | 0.0010763 | 0.0010763 | 0.0010763 | 0.0010763 | 0.0010763 | 0.0010763 | 0.0010763 | 0.0010763 | 0.0010763 | 0.0010763 | 0.0010763 | 0.0010763 | 0.0010763 | 0.0010763 | 0.0010763 | 0.0010763 | 0.0010763 | 0.0010763 | 0.0010763 | 0.0010763 | 0.0010763 | 0.0010763 | 0.0010763 | 0.0010763 | 0.0010763 | 0.0010763 | 0.0010763 | 0.0010763 | 0.0010763 | 0.0010763 | 0.0010763 | 0.0010763 | 0.0010763 | 0.0010763 | 0.0010763 | 0.0010763 | 0.0010763 | 0.0010763 | 0.0010763 | 0.0010763 | 0.0010763 | 0.0010763 | 0.0010763 | 0.0010763 | 0.0010763 | 0.0010763 | 0.0010763 | 0.0010763 | 0.0010763 | 0.0010763 | 0.0010763 | 0.0010763 | 0.0010763 | 0.0010763 | 0.0010763 | 0.0010763 | 0.0010763 | 0.0010763 | 0.0010763 | 0.0010763 | 0.0010763 | 0.0010763 | 0.0010763 | 0.0010763 | 0.0010763 | 0.0010763 | 0.0010763 | 0.0010763 | 0.0010763 | 0.0010763 | 0.0010763 | 0.0010763 | 0.0010763 | 0.0010763 | 0.0010763 | 0.0010763 | 0.0010763 | 0.0010763 | 0.0010763 | 0.0010763 | 0.0010763 | 0.0010763 | 0.0010763 | 0.0010763 | 0.0010763 | 0.0010763 | 0.0010763 | 0.0010763 | 0.0010763 | 0.0010763 | 0.0010763 | 0.0010763 | 0.0010763 | 0.0010763 | 0.0010763 | 0.0010763 | 0.0010763 | 0.0010763 | 0.0010763 | 0.0010763 | 0.0010763 | 0.0010763 | 0.0010763 | 0.0010763 | 0.0010763 | 0.0010763 | 0.0010763 | 0.0010763 | 0.0010763 | 0.0010763 | 0.0010763 | 0.0010763 | 0.0010763 | 0.0010763 | 0.0010763 | 0.0010763 | 0.0010763 | 0.0010763 | 0.0010763 | 0.0010763 | 0.0010763 | 0.0010763 | 0.0010763 | 0.0010763 | 0.0010763 | 0.0010763 | 0.0010763 | 0.0010763 | 0.0010763 | 0.0010763 | 0.0010763 | 0.0010763 | 0.0010763 | 0.0010763 | 0.0010763 | 0.0010763 | 0.0010763 | 0.0010763 | 0.0010763 | 0.0010763 | 0.0010763 | 0.0010763 | 0.0010763 | 0.0010763 | 0.0010763 | 0.0010763 | 0.0010763 | 0.0010763 | 0.0010763 | 0.0010763 | 0.0010763 | 0.0010763 | 0.0010763 | 0.0010763 | 0.0010763 | 0.0010763 | 0.0010763 | 0.0010763 | 0.0010763 | 0.0010763 | 0.0010763 | 0.0010763 | 0.0010763 | 0.0010763 | 0.0010763 | 0.0010763 | 0.0010763 | 0.0010763 | 0.0010763 | 0.0010763 | 0.0010763 | 0.0010763 | 0.0010763 | 0.0010763 | 0.0010763 | 0.0010763 | 0.0010763 | 0.0010763 | 0.0010763 | 0.0010763 | 0.0010763 | 0.0010763 | 0.0010763 | 0.0010763 | 0.0010763 | 0.0010763 | 0.0010763 | 0.0010763 | 0.0010763 | 0.0010763 | 0.0010763 | 0.0010763 | 0.0010763 | 0.0010763 | 0.0010763 | 0.0010763 | 0.0010763 | 0.0010763 | 0.0010763 | 0.0010763 | 0.0010763 | 0.0010763 | 0.0010763 | 0.0010763 | 0.0010763 | 0.0010763 | 0.0010763 | 0.0010763 | 0.0010763 | 0.0010763 | 0.0010763 | 0.0010763 | 0.0010763 | 0.0010763 | 0.0010763 | 0.0010763 | 0.0010763 | 0.0010763 | 0.0010763 | 0.0010763 | 0.0010763 | 0.0010763 | 0.0010763 | 0.0010763 | 0.0010763 | 0.0010763 | 0.0010763 | 0.0010763 | 0.0010763 | 0.0010763 | 0.0010763 | 0.0010763 | 0.0010763 | 0.0010763 | 0.0010763 | 0.0010763 | 0.0010763 | 0.0010763 | 0.0010763 | 0.0010763 | 0.0010763 | 0.0010763 | 0.0010763 | 0.0010763 | 0.0010763 | 0.0010763 | 0.0010763 | 0.0010763 | 0.0010763 | 0.0010763 | 0.0010763 | 0.0010763 | 0.0010763 | 0.0010763 | 0.0010763 | 0.0010763 | 0.0010763 | 0.0010763 | 0.0010763 | 0.0010763 | 0.0010763 | 0.0010763 | 0.0010763 | 0.0010763 | 0.0010763 | 0.0010763 | 0.0010763 | 0.0010763 | 0.0010763 | 0.0010763 | 0.0010763 | 0.0010763 | 0.0010763 | 0.0010763 | 0.0010763 | 0.0010763 | 0.0010763 | 0.0010763 | 0.0010763 | 0.0010763 | 0.0010763 | 0.0010763 | 0.0010763 | 0.0010763 | 0.0010763 | 0.0010763 | 0.0010763 | 0.0010763 | 0.0010763 | 0.0010763 | 0.0010763 | 0.0010763 | 0.0010763 | 0.0010763 | 0.0010763 | 0.0010763 | 0.0010763 | 0.0010763 | 0.0010763 | 0.0010763 | 0.0010763 | 0.0010763 | 0.0010763 | 0.0010763 | 0.0010763 | 0.0010763 | 0.0010763 | 0.0010763 | 0.0010763 | 0.0010763 | 0.0010763 | 0.0010763 | 0.0010763 | 0.0010763 | 0.0010763 | 0.0010763 | 0.0010763 | 0.0010763 | 0.0010763 | 0.0010763 | 0.0010763 | 0.0010763 | 0.0010763 | 0.0010763 | 0.0010763 | 0.0010763 | 0.0010763 | 0.0010763 | 0.0010763 | 0.0010763 | 0.0010763 | 0.0010763 | 0.0010763 | 0.0010763 | 0.0010763 | 0.0010763 | 0.0010763 | 0.0010763 | 0.0010763 | 0.0010763 | 0.0010763 | 0.0010763 | 0.0010763 | 0.0010763 | 0.0010763 | 0.0010763 | 0.0010763 | 0.0010763 | 0.0010763 | 0.0010763 | 0.0010763 | 0.0010763 | 0.0010763 | 0.0010763 | 0.0010763 | 0.0010763 | 0.0010763 | 0.0010763 | 0.0010763 | 0.0010763 | 0.0010763 | 0.0010763 | 0.0010763 | 0.0010763 | 0.0010763 | 0.0010763 | 0.0010763 | 0.0010763 | 0.0010763 | 0.0010763 | 0.0010763 | 0.0010763 | 0.0010763 | 0.0010763 | 0.0010763 | 0.0010763 | 0.0010763 | 0.0010763 | 0.0010763 | 0.0010763 | 0.0010763 | 0.0010763 | 0.0010763 | 0.0010763 | 0.0010763 | 0.0010763 | 0.0010763 | 0.0010763 | 0.0010763 | 0.0010763 | 0.0010763 | 0.0010763 | 0.0010763 | 0.0010763 | 0.0010763 | 0.0010763 | 0.0010763 | 0.0010763 | 0.0010763 | 0.0010763 | 0.0010763 | 0.0010763 | 0.0010763 | 0.0010763 | 0.0010763 | 0.0010763 | 0.0010763 | 0.0010763 | 0.0010763 | 0.0010763 | 0.0010763 | 0.0010763 | 0.0010763 | 0.0010763 | 0.0010763 | 0.0010763 | 0.0010763 | 0.0010763 | 0.0010763 | 0.0010763 | 0.0010763 | 0.0010763 | 0.0010763 | 0.0010763 | 0.0010763 | 0.0010763 | 0.0010763 | 0.0010763 | 0.0010763 | 0.0010763 | 0.0010763 | 0.0010763 | 0.0010763 | 0.0010763 | 0.0010763 | 0.0010763 | 0.0010763 | 0.0010763 | 0.0010763 | 0.0010763 | 0.0010763 | 0.0010763 | 0.0010763 | 0.0010763 | 0.0010763 | 0.0010763 | 0.0010763 | 0.0010763 | 0.0010763 | 0.0010763 | 0.0010763 | 0.0010763 | 0.0010763 | 0.0010763 | 0.0010763 | 0.0010763 | 0.0010763 | 0.0010763 | 0.0010763 | 0.0010763 | 0.0010763 | 0.0010763 | 0.0010763 | 0.0010763 | 0.0010763 | 0.0010763 | 0.0010763 | 0.0010763 | 0.0010763 | 0.0010763 | 0.0010763 | 0.0010763 | 0.0010763 | 0.0010763 | 0.0010763 | 0.0010763 | 0.0010763 | 0.0010763 | 0.0010763 | 0.0010763 | 0.0010763 | 0.0010763 | 0.0010763 | 0.0010763 | 0.0010763 | 0.0010763 | 0.0010763 | 0.0010763 | 0.0010763 | 0.0010763 | 0.0010763 | 0.0010763 | 0.0010763 | 0.0010763 | 0.0010763 | 0.0010763 | 0.0010763 | 0.0010763 | 0.0010763 | 0.0010763 | 0.0010763 | 0.0010763 | 0.0010763 | 0.0010763 | 0.0010763 | 0.0010763 | 0.0010763 | 0.0010763 | 0.0010763 | 0.0010763 | 0.0010763 | 0.0010763 | 0.0010763 | 0.0010763 | 0.0010763 | 0.0010763 | 0.0010763 | 0.0010763 | 0.0010763 | 0.0010763 | 0.0010763 | 0.0010763 | 0.0010763 | 0.0010763 | 0.0010763 | 0.0010763 | 0.0010763 | 0.0010763 | 0.0010763 | 0.0010763 | 0.0010763 | 0.0010763 | 0.0010763 | 0.0010763 | 0.0010763 | 0.0010763 | 0.0010763 | 0.0010763 | 0.0010763 | 0.0010763 | 0.0010763 | 0.0010763 | 0.0010763 | 0.0010763 | 0.0010763 | 0.0010763 | 0.0010763 | 0.0010763 | 0.0010763 | 0.0010763 | 0.0010763 | 0.0010763 | 0.0010763 | 0.0010763 | 0.0010763 | 0.0010763 | 0.0010763 | 0.0010763 | 0.0010763 | 0.0010763 | 0.0010763 | 0.0010763 | 0.0010763 | 0.0010763 | 0.0010763 | 0.0010763 | 0.0010763 | 0.0010763 | 0.0010763 | 0.0010763 | 0.0010763 | 0.0010763 | 0.0010763 | 0.0010763 | 0.0010763 | 0.0010763 | 0.0010763 | 0.0010763 | 0.0010763 | 0.0010763 | 0.0010763 | 0.0010763 | 0.0010763 | 0.0010763 | 0.0010763 | 0.0010763 | 0.0010763 | 0.0010763 | 0.0010763 | 0.0010763 | 0.0010763 | 0.0010763 | 0.0010763 | 0.0010763 | 0.0010763 | 0.0010763 | 0.0010763 | 0.0010763 | 0.0010763 | 0.0010763 | 0.0010763 | 0.0010763 | 0.0010763 | 0.0010763 | 0.0010763 | 0.0010763 | 0.0010763 | 0.0010763 | 0.0010763 | 0.0010763 | 0.0010763 | 0.0010763 | 0.0010763 | 0.0010763 | 0.0010763 | 0.0010763 | 0.0010763 | 0.0010763 | 0.0010763 | 0.0010763 | 0.0010763 | 0.0010763 | 0.0010763 | 0.0010763 | 0.0010763 | 0.0010763 | 0.0010763 | 0.0010763 | 0.0010763 | 0.0010763 | 0.0010763 | 0.0010763 | 0.0010763 | 0.0010763 | 0.0010763 | 0.0010763 | 0.0010763 | 0.0010763 | 0.0010763 | 0.0010763 | 0.0010763 | 0.0010763 | 0.0010763 | 0.0010763 | 0.0010763 | 0.0010763 | 0.0010763 | 0.0010763 | 0.0010763 | 0.0010763 | 0.0010763 | 0.0010763 | 0.0010763 | 0.0010763 | 0.0010763 | 0.0010763 | 0.0010763 | 0.0010763 | 0.0010763 | 0.0010763 | 0.0010763 | 0.0010763 | 0.0010763 | 0.0010763 | 0.0010763 | 0.0010763 | 0.0010763 | 0.0010763 | 0.0010763 | 0.0010763 | 0.0010763 | 0.0010763 | 0.0010763 | 0.0010763 | 0.0010763 | 0.0010763 | 0.0010763 | 0.0010763 | 0.0010763 | 0.0010763 | 0.0010763 | 0.0010763 | 0.0010763 | 0.0010763 | 0.0010763 | 0.0010763 | 0.0010763 | 0.0010763 | 0.0010763 | 0.0010763 | 0.0010763 | 0.0010763 | 0.0010763 | 0.0010763 | 0.0010763 | 0.0010763 | 0.0010763 | 0.0010763 | 0.0010763 | 0.0010763 | 0.0010763 | 0.0010763 | 0.0010763 | 0.0010763 | 0.0010763 | 0.0010763 | 0.0010763 | 0.0010763 | 0.0010763 | 0.0010763 | 0.0010763 | 0.0010763 | 0.0010763 | 0.0010763 | 0.0010763 | 0.0010763 | 0.0010763 | 0.0010763 | 0.0010763 | 0.0010763 | 0.0010763 | 0.0010763 | 0.0010763 | 0.0010763 | 0.0010763 | 0.0010763 | 0.0010763 | 0.0010763 | 0.0010763 | 0.0010763 | 0.0010763 | 0.0010763 | 0.0010763 | 0.0010763 | 0.0010763 | 0.0010763 | 0.0010763 | 0.0010763 | 0.0010763 | 0.0010763 | 0.0010763 | 0.0010763 | 0.0010763 | 0.0010763 | 0.0010763 | 0.0010763 | 0.0010763 | 0.0010763 | 0.0010763 | 0.0010763 | 0.0010763 | 0.0010763 | 0.0010763 | 0.0010763 | 0.0010763 | 0.0010763 | 0.0010763 | 0.0010763 | 0.0010763 | 0.0010763 | 0.0010763 | 0.0010763 | 0.0010763 | 0.0010763 | 0.0010763 | 0.0010763 | 0.0010763 | 0.0010763 | 0.0010763 | 0.0010763 | 0.0010763 | 0.0010763 | 0.0010763 | 0.0010763 | 0.0010763 | 0.0010763 | 0.0010763 | 0.0010763 | 0.0010763 | 0.0010763 | 0.0010763 | 0.0010763 | 0.0010763 | 0.0010763 | 0.0010763 | 0.0010763 | 0.0010763 | 0.0010763 | 0.0010763 | 0.0010763 | 0.0010763 | 0.0010763 | 0.0010763 | 0.0010763 | 0.0010763 | 0.0010763 | 0.0010763 | 0.0010763 | 0.0010763 | 0.0010763 | 0.0010763 | 0.0010763 | 0.0010763 | 0.0010763 | 0.0010763 | 0.0010763 | 0.0010763 | 0.0010763 | 0.0010763 | 0.0010763 | 0.0010763 | 0.0010763 | 0.0010763 | 0.0010763 | 0.0010763 | 0.0010763 | 0.0010763 | 0.0010763 | 0.0010763 | 0.0010763 | 0.0010763 | 0.0010763 | 0.0010763 | 0.0010763 | 0.0010763 | 0.0010763 | 0.0010763 | 0.0010763 | 0.0010763 | 0.0010763 | 0.0010763 | 0.0010763 | 0.0010763 | 0.0010763 | 0.0010763 | 0.0010763 | 0.0010763 | 0.0010763 | 0.0010763 | 0.0010763 | 0.0010763 | 0.0010763 | 0.0010763 | 0.0010763 | 0.0010763 | 0.0010763 | 0.0010763 | 0.0010763 | 0.0010763 | 0.0010763 | 0.0010763 | 0.0010763 | 0.0010763 | 0.0010763 | 0.0010763 | 0.0010763 | 0.0010763 | 0.0010763 | 0.0010763 | 0.0010763 | 0.0010763 | 0.0010763 | 0.0010763 | 0.0010763 | 0.0010763 | 0.0010763 | 0.0010763 | 0.0010763 | 0.0010763 | 0.0010763 | 0.0010763 | 0.0010763 | 0.0010763 | 0.0010763 | 0.0010763 | 0.0010763 | 0.0010763 | 0.0010763 | 0.0010763 | 0.0010763 | 0.0010763 | 0.0010763 | 0.0010763 | 0.0010763 | 0.0010763 | 0.0010763 | 0.0010763 | 0.0010763 | 0.0010763 | 0.0010763 | 0.0010763 | 0.0010763 | 0.0010763 | 0.0010763 | 0.0010763 | 0.0010763 | 0.0010763 | 0.0010763 | 0.0010763 | 0.0010763 | 0.0010763 | 0.0010763 | 0.0010763 | 0.0010763 | 0.0010763 | 0.0010763 | 0.0010763 | 0.0010763 | 0.0010763 | 0.0010763 | 0.0010763 | 0.0010763 | 0.0010763 | 0.0010763 | 0.0010763 | 0.0010763 | 0.0010763 | 0.0010763 | 0.0010763 | 0.0010763 | 0.0010763 | 0.0010763 | 0.0010763 | 0.0010763 | 0.0010763 | 0.0010763 | 0.0010763 | 0.0010763 | 0.0010763 | 0.0010763 | 0.0010763 | 0.0010763 | 0.0010763 | 0.0010763 | 0.0010763 | 0.0010763 | 0.0010763 | 0.0010763 | 0.0010763 | 0.0010763 | 0.0010763 | 0.0010763 | 0.0010763 | 0.0010763 | 0.0010763 | 0.0010763 | 0.0010763 | 0.0010763 | 0.0010763 | 0.0010763 | 0.0010763 | 0.0010763 | 0.0010763 | 0.0010763 | 0.0010763 | 0.0010763 | 0.0010763 | 0.0010763 | 0.0010763 | 0.0010763 | 0.0010763 | 0.0010763 | 0.0010763 | 0.0010763 | 0.0010763 | 0.0010763 | 0.0010763 | 0.0010763 | 0.0010763 | 0.0010763 | 0.0010763 | 0.0010763 | 0.0010763 | 0.0010763 | 0.0010763 | 0.0010763 | 0.0010763 | 0.0010763 | 0.0010763 | 0.0010763 | 0.0010763 | 0.0010763 | 0.0010763 | 0.0010763 | 0.0010763 | 0.0010763 | 0.0010763 | 0.0010763 | 0.0010763 | 0.0010763 | 0.0010763 | 0.0010763 | 0.0010763 | 0.0010763 | 0.0010763 | 0.0010763 | 0.0010763 | 0.0010763 | 0.0010763 | 0.0010763 | 0.0010763 | 0.0010763 | 0.0010763 | 0.0010763 | 0.0010763 | 0.0010763 | 0.0010763 | 0.0010763 | 0.0010763 | 0.0010763 | 0.0010763 | 0.0010763 | 0.0010763 | 0.0010763 | 0.0010763 | 0.0010763 | 0.0010763 | 0.0010763 | 0.0010763 | 0.0010763 | 0.0010763 | 0.0010763 | 0.0010763 | 0.0010763 | 0.0010763 | 0.0010763 | 0.0010763 | 0.0010763 | 0.0010763 | 0.0010763 | 0.0010763 | 0.0010763 | 0.0010763 | 0.0010763 | 0.0010763 | 0.0010763 | 0.0010763 | 0.0010763 | 0.0010763 | 0.0010763 | 0.0010763 | 0.0010763 | 0.0010763 | 0.0010763 | 0.0010763 | 0.0010763 | 0.0010763 | 0.0010763 | 0.0010763 | 0.0010763 | 0.0010763 | 0.0010763 | 0.0010763 | 0.0010763 | 0.0010763 | 0.0010763 | 0.0010763 | 0.0010763 | 0.0010763 | 0.0010763 | 0.0010763 | 0.0010763 | 0.0010763 | 0.0010763 | 0.0010763 | 0.0010763 | 0.0010763 | 0.0010763 | 0.0010763 | 0.0010763 | 0.0010763 | 0.0010763 | 0.0010763 | 0.0010763 | 0.0010763 | 0.0010763 | 0.0010763 | 0.0010763 | 0.0010763 | 0.0010763 | 0.0010763 | 0.0010763 | 0.0010763 | 0.0010763 | 0.0010763 | 0.0010763 | 0.0010763 | 0.0010763 | 0.0010763 | 0.0010763 | 0.0010763 | 0.0010763 | 0.0010763 | 0.0010763 | 0.0010763 | 0.0010763 | 0.0010763 | 0.0010763 | 0.0010763 | 0.0010763 | 0.0010763 | 0.0010763 | 0.0010763 | 0.0010763 | 0.0010763 | 0.0010763 | 0.0010763 | 0.0010763 | 0.0010763 | 0.0010763 | 0.0010763 | 0.0010763 | 0.0010763 | 0.0010763 | 0.0010763 | 0.0010763 | 0.0010763 | 0.0010763 | 0.0010763 | 0.0010763 | 0.0010763 | 0.0010763 | 0.0010763 | 0.0010763 | 0.0010763 | 0.0010763 | 0.0010763 | 0.0010763 | 0.0010763 | 0.0010763 | 0.0010763 | 0.0010763 | 0.0010763 | 0.0010763 | 0.0010763 | 0.0010763 | 0.0010763 | 0.0010763 | 0.0010763 | 0.0010763 | 0.0010763 | 0.0010763 | 0.0010763 | 0.0010763 | 0.0010763 | 0.0010763 | 0.0010763 | 0.0010763 | 0.0010763 | 0.0010763 | 0.0010763 | 0.0010763 | 0.0010763 | 0.0010763 | 0.0010763 | 0.0010763 | 0.0010763 | 0.0010763 | 0.0010763 | 0.0010763 | 0.0010763 | 0.0010763 | 0.0010763 | 0.0010763 | 0.0010763 | 0.0010763 | 0.0010763 | 0.0010763 | 0.0010763 | 0.0010763 | 0.0010763 | 0.0010763 | 0.0010763 | 0.0010763 | 0.0010763 | 0.0010763 | 0.0010763 | 0.0010763 | 0.0010763 | 0.0010763 | 0.0010763 | 0.0010763 | 0.0010763 | 0.0010763 | 0.0010763 | 0.0010763 | 0.0010763 | 0.0010763 | 0.0010763 | 0.0010763 | 0.0010763 | 0.0010763 | 0.0010763 | 0.0010763 | 0.0010763 | 0.0010763 | 0.0010763 | 0.0010763 | 0.0010763 | 0.0010763 | 0.0010763 | 0.0010763 | 0.0010763 | 0.0010763 | 0.0010763 | 0.0010763 | 0.0010763 | 0.0010763 | 0.0010763 | 0.0010763 | 0.0010763 | 0.0010763 | 0.0010763 | 0.0010763 | 0.0010763 | 0.0010763 | 0.0010763 | 0.0010763 | 0.0010763 | 0.0010763 | 0.0010763 | 0.0010763 | 0.0010763 | 0.0010763 | 0.0010763 | 0.0010763 | 0.0010763 | 0.0010763 | 0.0010763 | 0.0010763 | 0.0010763 | 0.0010763 | 0.0010763 | 0.0010763 | 0.0010763 | 0.0010763 | 0.0010763 | 0.0010763 | 0.0010763 | 0.0010763 | 0.0010763 | 0.0010763 | 0.0010763 | 0.0010763 | 0.0010763 | 0.0010763 | 0.0010763 | 0.0010763 | 0.0010763 | 0.0010763 | 0.0010763 | 0.0010763 | 0.0010763 | 0.0010763 | 0.0010763 | 0.0010763 | 0.0010763 | 0.0010763 | 0.0010763 | 0.0010763 | 0.0010763 | 0.0010763 | 0.0010763 | 0.0010763 | 0.0010763 | 0.0010763 | 0.0010763 | 0.0010763 | 0.0010763 | 0.0010763 | 0.0010763 | 0.0010763 | 0.0010763 | 0.0010763 | 0.0010763 | 0.0010763 | 0.0010763 | 0.0010763 | 0.0010763 | 0.0010763 | 0.0010763 | 0.0010763 | 0.0010763 | 0.0010763 | 0.0010763 | 0.0010763 | 0.0010763 | 0.0010763 | 0.0010763 | 0.0010763 | 0.0010763 | 0.0010763 | 0.0010763 | 0.0010763 | 0.0010763 | 0.0010763 | 0.0010763 | 0.0010763 | 0.0010763 | 0.0010763 | 0.0010763 | 0.0010763 | 0.0010763 | 0.0010763 | 0.0010763 | 0.0010763 | 0.0010763 | 0.0010763 | 0.0010763 | 0.0010763 | 0.0010763 | 0.0010763 | 0.0010763 | 0.0010763 | 0.0010763 | 0.0010763 | 0.0010763 | 0.0010763 | 0.0010763 | 0.0010763 | 0.0010763 | 0.0010763 | 0.0010763 | 0.0010763 | 0.0010763 | 0.0010763 | 0.0010763 | 0.0010763 | 0.0010763 | 0.0010763 | 0.0010763 | 0.0010763 | 0.0010763 | 0.0010763 | 0.0010763 | 0.0010763 | 0.0010763 | 0.0010763 | 0.0010763 | 0.0010763 | 0.0010763 | 0.0010763 | 0.0010763 | 0.0010763 | 0.0010763 | 0.0010763 | 0.0010763 | 0.0010763 | 0.0010763 | 0.0010763 | 0.0010763 | 0.0010763 | 0.0010763 | 0.0010763 | 0.0010763 | 0.0010763 | 0.0010763 | 0.0010763 | 0.0010763 | 0.0010763 | 0.0010763 | 0.0010763 | 0.0010763 | 0.0010763 | 0.0010763 | 0.0010763 | 0.0010763 | 0.0010763 | 0.0010763 | 0.0010763 | 0.0010763 | 0.0010763 | 0.0010763 | 0.0010763 | 0.0010763 | 0.0010763 | 0.0010763 | 0.0010763 | 0.0010763 | 0.0010763 | 0.0010763 | 0.0010763 | 0.0010763 | 0.0010763 | 0.0010763 | 0.0010763 | 0.0010763 | 0.0010763 | 0.0010763 | 0.0010763 | 0.0010763 | 0.0010763 | 0.0010763 | 0.0010763 | 0.0010763 | 0.0010763 | 0.0010763 | 0.0010763 | 0.0010763 | 0.0010763 | 0.0010763 | 0.0010763 | 0.0010763 | 0.0010763 | 0.0010763 | 0.0010763 | 0.0010763 | 0.0010763 | 0.0010763 | 0.0010763 | 0.0010763 | 0.0010763 | 0.0010763 | 0.0010763 | 0.0010763 | 0.0010763 | 0.0010763 | 0.0010763 | 0.0010763 | 0.0010763 | 0.0010763 | 0.0010763 | 0.0010763 | 0.0010763 | 0.0010763 | 0.0010763 | 0.0010763 | 0.0010763 | 0.0010763 | 0.0010763 | 0.0010763 | 0.0010763 | 0.0010763 | 0.0010763 | 0.0010763 | 0.0010763 | 0.0010763 | 0.0010763 | 0.0010763 | 0.0010763 | 0.0010763 | 0.0010763 | 0.0010763 | 0.0010763 | 0.0010763 | 0.0010763 | 0.0010763 | 0.0010763 | 0.0010763 | 0.0010763 | 0.0010763 | 0.0010763 | 0.0010763 | 0.0010763 | 0.0010763 | 0.0010763 | 0.0010763 | 0.0010763 | 0.0010763 | 0.0010763 | 0.0010763 | 0.0010763 | 0.0010763 | 0.0010763 | 0.0010763 | 0.0010763 | 0.0010763 | 0.0010763 | 0.0010763 | 0.0010763 | 0.0010763 | 0.0010763 | 0.0010763 | 0.0010763 | 0.0010763 | 0.0010763 | 0.0010763 | 0.0010763 | 0.0010763 | 0.0010763 | 0.0010763 | 0.0010763 | 0.0010763 | 0.0010763 | 0.0010763 | 0.0010763 | 0.0010763 | 0.0010763 | 0.0010763 | 0.0010763 | 0.0010763 | 0.0010763 | 0.0010763 | 0.0010763 | 0.0010763 | 0.0010763 | 0.0010763 | 0.0010763 | 0.0010763 | 0.0010763 | 0.0010763 | 0.0010763 | 0.0010763 | 0.0010763 | 0.0010763 | 0.0010763 | 0.0010763 | 0.0010763 | 0.0010763 | 0.0010763 | 0.0010763 | 0.0010763 | 0.0010763 | 0.0010763 | 0.0010763 | 0.0010763 | 0.0010763 | 0.0010763 | 0.0010763 | 0.0010763 | 0.0010763 | 0.0010763 | 0.0010763 | 0.0010763 | 0.0010763 | 0.0010763 | 0.0010763 | 0.0010763 | 0.0010763 | 0.0010763 | 0.0010763 | 0.0010763 | 0.0010763 | 0.0010763 | 0.0010763 | 0.0010763 | 0.0010763 | 0.0010763 | 0.0010763 | 0.0010763 | 0.0010763 | 0.0010763 | 0.0010763 | 0.0010763 | 0.0010763 | 0.0010763 | 0.0010763 | 0.0010763 | 0.0010763 | 0.0010763 | 0.0010763 | 0.0010763 | 0.0010763 | 0.0010763 | 0.0010763 | 0.0010763 | 0.0010763 | 0.0010763 | 0.0010763 | 0.0010763 | 0.0010763 | 0.0010763 | 0.0010763 | 0.0010763 | 0.0010763 | 0.0010763 | 0.0010763 | 0.0010763 | 0.0010763 | 0.0010763 | 0.0010763 | 0.0010763 | 0.0010763 | 0.0010763 | 0.0010763 | 0.0010763 | 0.0010763 | 0.0010763 | 0.0010763 | 0.0010763 | 0.0010763 | 0.0010763 | 0.0010763 | 0.0010763 | 0.0010763 | 0.0010763 | 0.0010763 | 0.0010763 | 0.0010763 | 0.0010763 | 0.0010763 | 0.0010763 | 0.0010763 | 0.0010763 | 0.0010763 | 0.0010763 | 0.0010763 | 0.0010763 | 0.0010763 | 0.0010763 | 0.0010763 | 0.0010763 | 0.0010763 | 0.0010763 | 0.0010763 | 0.0010763 | 0.0010763 | 0.0010763 | 0.0010763 | 0.0010763 | 0.0010763 | 0.0010763 | 0.0010763 | 0.0010763 | 0.0010763 | 0.0010763 | 0.0010763 | 0.0010763 | 0.0010763 | 0.0010763 | 0.0010763 | 0.0010763 | 0.0010763 | 0.0010763 | 0.0010763 | 0.0010763 | 0.0010763 | 0.0010763 | 0.0010763 | 0.0010763 | 0.0010763 | 0.0010763 | 0.0010763 | 0.0010763 | 0.0010763 | 0.0010763 | 0.0010763 | 0.0010763 | 0.0010763 | 0.0010763 | 0.0010763 | 0.0010763 | 0.0010763 | 0.0010763 | 0.0010763 | 0.0010763 | 0.0010763 | 0.0010763 | 0.0010763 | 0.0010763 | 0.0010763 | 0.0010763 | 0.0010763 | 0.0010763 | 0.0010763 | 0.0010763 | 0.0010763 | 0.0010763 | 0.0010763 | 0.0010763 | 0.0010763 | 0.0010763 | 0.0010763 | 0.0010763 | 0.0010763 | 0.0010763 | 0.0010763 | 0.0010763 | 0.0010763 | 0.0010763 | 0.0010763 | 0.0010763 | 0.0010763 | 0.0010763 | 0.0010763 | 0.0010763 | 0.0010763 | 0.0010763 | 0.0010763 | 0.0010763 | 0.0010763 | 0.0010763 | 0.0010763 | 0.0010763 | 0.0010763 | 0.0010763 | 0.0010763 | 0.0010763 | 0.0010763 | 0.0010763 | 0.0010763 | 0.0010763 | 0.0010763 | 0.0010763 | 0.0010763 | 0.0010763 | 0.0010763 | 0.0010763 | 0.0010763 | 0.0010763 | 0.0010763 | 0.0010763 | 0.0010763 | 0.0010763 | 0.0010763 | 0.0010763 | 0.0010763 | 0.0010763 | 0.0010763 | 0.0010763 | 0.0010763 | 0.0010763 | 0.0010763 | 0.0010763 | 0.0010763 | 0.0010763 | 0.0010763 | 0.0010763 | 0.0010763 | 0.0010763 | 0.0010763 | 0.0010763 | 0.0010763 | 0.0010763 | 0.0010763 | 0.0010763 | 0.0010763 | 0.0010763 | 0.0010763 | 0.0010763 | 0.0010763 | 0.0010763 | 0.0010763 | 0.0010763 | 0.0010763 | 0.0010763 | 0.0010763 | 0.0010763 | 0.0010763 | 0.0010763 | 0.0010763 | 0.0010763 | 0.0010763 | 0.0010763 | 0.0010763 | 0.0010763 | 0.0010763 | 0.0010763 | 0.0010763 | 0.0010763 | 0.0010763 | 0.0010763 | 0.0010763 | 0.0010763 | 0.0010763 | 0.0010763 | 0.0010763 | 0.0010763 | 0.0010763 | 0.0010763 | 0.0010763 | 0.0010763 | 0.0010763 | 0.0010763 | 0.0010763 | 0.0010763 | 0.0010763 | 0.0010763 | 0.0010763 | 0.0010763 | 0.0010763 | 0.0010763 | 0.0010763 | 0.0010763 | 0.0010763 | 0.0010763 | 0.0010763 | 0.0010763 | 0.0010763 | 0.0010763 | 0.0010763 | 0.0010763 | 0.0010763 | 0.0010763 | 0.0010763 | 0.0010763 | 0.0010763 | 0.0010763 | 0.0010763 | 0.0010763 | 0.0010763 | 0.0010763 | 0.0010763 | 0.0010763 | 0.0010763 | 0.0010763 | 0.0010763 | 0.0010763 | 0.0010763 | 0.0010763 | 0.0010763 | 0.0010763 | 0.0010763 | 0.0010763 | 0.0010763 | 0.0010763 | 0.0010763 | 0.0010763 | 0.0010763 | 0.0010763 | 0.0010763 | 0.0010763 | 0.0010763 | 0.0010763 | 0.0010763 | 0.0010763 | 0.0010763 | 0.0010763 | 0.0010763 | 0.0010763 | 0.0010763 | 0.0010763 | 0.0010763 | 0.0010763 | 0.0010763 | 0.0010763 | 0.0010763 | 0.0010763 | 0.0010763 | 0.0010763 | 0.0010763 | 0.0010763 | 0.0010763 | 0.0010763 | 0.0010763 | 0.0010763 | 0.0010763 | 0.0010763 | 0.0010763 | 0.0010763 | 0.0010763 | 0.0010763 | 0.0010763 | 0.0010763 | 0.0010763 | 0.0010763 | 0.0010763 | 0.0010763 | 0.0010763 | 0.0010763 | 0.0010763 | 0.0010763 | 0.0010763 | 0.0010763 | 0.0010763 | 0.0010763 | 0.0010763 | 0.0010763 | 0.0010763 | 0.0010763 | 0.0010763 | 0.0010763 | 0.0010763 | 0.0010763 | 0.0010763 | 0.0010763 | 0.0010763 | 0.0010763 | 0.0010763 | 0.0010763 | 0.0010763 | 0.0010763 | 0.0010763 | 0.0010763 | 0.0010763 | 0.0010763 | 0.0010763 | 0.0010763 | 0.0010763 | 0.0010763 | 0.0010763 | 0.0010763 | 0.0010763 | 0.0010763 | 0.0010763 | 0.0010763 | 0.0010763 | 0.0010763 | 0.0010763 | 0.0010763 | 0.0010763 | 0.0010763 | 0.0010763 | 0.0010763 | 0.0010763 | 0.0010763 | 0.0010763 | 0.0010763 | 0.0010763 | 0.0010763 | 0.0010763 | 0.0010763 | 0.0010763 | 0.0010763 | 0.0010763 | 0.0010763 | 0.0010763 | 0.0010763 | 0.0010763 | 0.0010763 | 0.0010763 | 0.0010763 | 0.0010763 | 0.0010763 | 0.0010763 | 0.0010763 | 0.0010763 | 0.0010763 | 0.0010763 | 0.0010763 | 0.0010763 | 0.0010763 | 0.0010763 | 0.0010763 | 0.0010763 | 0.0010763 | 0.0010763 | 0.0010763 | 0.0010763 | 0.0010763 | 0.0010763 | 0.0010763 | 0.0010763 | 0.0010763 | 0.0010763 | 0.0010763 | 0.0010763 | 0.0010763 | 0.0010763 | 0.0010763 | 0.0010763 | 0.0010763 | 0.0010763 | 0.0010763 | 0.0010763 | 0.0010763 | 0.0010763 | 0.0010763 | 0.0010763 | 0.0010763 | 0.0010763 | 0.0010763 | 0.0010763 | 0.0010763 | 0.0010763 | 0.0010763 | 0.0010763 | 0.0010763 | 0.0010763 | 0.0010763 | 0.0010763 | 0.0010763 | 0.0010763 | 0.0010763 | 0.0010763 | 0.0010763 | 0.0010763 | 0.0010763 | 0.0010763 | 0.0010763 | 0.0010763 | 0.0010763 | 0.0010763 | 0.0010763 | 0.0010763 | 0.0010763 | 0.0010763 | 0.0010763 | 0.0010763 | 0.0010763 | 0.0010763 | 0.0010763 | 0.0010763 | 0.0010763 | 0.0010763 | 0.0010763 | 0.0010763 | 0.0010763 | 0.0010763 | 0.0010763 | 0.0010763 | 0.0010763 | 0.0010763 | 0.0010763 | 0.0010763 | 0.0010763 | 0.0010763 | 0.0010763 | 0.0010763 | 0.0010763 | 0.0010763 | 0.0010763 | 0.0010763 | 0.0010763 | 0.0010763 | 0.0010763 | 0.0010763 | 0.0010763 | 0.0010763 | 0.0010763 | 0.0010763 | 0.0010763 | 0.0010763 | 0.0010763 | 0.0010763 | 0.0010763 | 0.0010763 | 0.0010763 | 0.0010763 | 0.0010763 | 0.0010763 | 0.0010763 | 0.0010763 | 0.0010763 | 0.0010763 | 0.0010763 | 0.0010763 | 0.0010763 | 0.0010763 | 0.0010763 | 0.0010763 | 0.0010763 | 0.0010763 | 0.0010763 | 0.0010763 | 0.0010763 | 0.0010763 | 0.0010763 | 0.0010763 | 0.0010763 | 0.0010763 | 0.0010763 | 0.0010763 | 0.0010763 | 0.0010763 | 0.0010763 | 0.0010763 | 0.0010763 | 0.0010763 | 0.0010763 | 0.0010763 | 0.0010763 | 0.0010763 | 0.0010763 | 0.0010763 | 0.0010763 | 0.0010763 | 0.0010763 | 0.0010763 | 0.0010763 | 0.0010763 | 0.0010763 | 0.0010763 | 0.0010763 | 0.0010763 | 0.0010763 | 0.0010763 | 0.0010763 | 0.0010763 | 0.0010763 | 0.0010763 | 0.0010763 | 0.0010763 | 0.0010763 | 0.0010763 | 0.0010763 | 0.0010763 | 0.0010763 | 0.0010763 | 0.0010763 | 0.0010763 | 0.0010763 | 0.0010763 | 0.0010763 | 0.0010763 | 0.0010763 | 0.0010763 | 0.0010763 | 0.0010763 | 0.0010763 | 0.0010763 | 0.0010763 | 0.0010763 | 0.0010763 | 0.0010763 | 0.0010763 | 0.0010763 | 0.0010763 | 0.0010763 | 0.0010763 | 0.0010763 | 0.0010763 | 0.0010763 | 0.0010763 | 0.0010763 | 0.0010763 | 0.0010763 | 0.0010763 | 0.0010763 | 0.0010763 | 0.0010763 | 0.0010763 | 0.0010763 | 0.0010763 | 0.0010763 | 0.0010763 | 0.0010763 | 0.0010763 | 0.0010763 | 0.0010763 | 0.0010763 | 0.0010763 | 0.0010763 | 0.0010763 | 0.0010763 | 0.0010763 | 0.0010763 | 0.0010763 | 0.0010763 | 0.0010763 | 0.0010763 | 0.0010763 | 0.0010763 | 0.0010763 | 0.0010763 | 0.0010763 | 0.0010763 | 0.0010763 | 0.0010763 | 0.0010763 | 0.0010763 | 0.0010763 | 0.0010763 | 0.0010763 | 0.0010763 | 0.0010763 | 0.0010763 | 0.0010763 | 0.0010763 | 0.0010763 | 0.0010763 | 0.0010763 | 0.0010763 | 0.0010763 | 0.0010763 | 0.0010763 | 0.0010763 | 0.0010763 | 0.0010763 | 0.0010763 | 0.0010763 | 0.0010763 | 0.0010763 | 0.0010763 | 0.0010763 | 0.0010763 | 0.0010763 | 0.0010763 | 0.0010763 | 0.0010763 | 0.0010763 | 0.0010763 | 0.0010763 | 0.0010763 | 0.0010763 | 0.0010763 | 0.0010763 | 0.0010763 | 0.0010763 | 0.0010763 | 0.0010763 | 0.0010763 | 0.0010763 | 0.0010763 | 0.0010763 | 0.0010763 | 0.0010763 | 0.0010763 | 0.0010763 | 0.0010763 | 0.0010763 | 0.0010763 | 0.0010763 | 0.0010763 | 0.0010763 | 0.0010763 | 0.0010763 | 0.0010763 | 0.0010763 | 0.0010763 | 0.0010763 | 0.0010763 | 0.0010763 | 0.0010763 | 0.0010763 | 0.0010763 | 0.0010763 | 0.0010763 | 0.0010763 | 0.0010763 | 0.0010763 | 0.0010763 | 0.0010763 | 0.0010763 | 0.0010763 | 0.0010763 | 0.0010763 | 0.0010763 | 0.0010763 | 0.0010763 | 0.0010763 | 0.0010763 | 0.0010763 | 0.0010763 | 0.0010763 | 0.0010763 | 0.0010763 | 0.0010763 | 0.0010763 | 0.0010763 | 0.0010763 | 0.0010763 | 0.0010763 | 0.0010763 | 0.0010763 | 0.0010763 | 0.0010763 | 0.0010763 | 0.0010763 | 0.0010763 | 0.0010763 | 0.0010763 | 0.0010763 | 0.0010763 | 0.0010763 | 0.0010763 | 0.0010763 | 0.0010763 | 0.0010763 | 0.0010763 | 0.0010763 | 0.0010763 | 0.0010763 | 0.0010763 | 0.0010763 | 0.0010763 | 0.0010763 | 0.0010763 | 0.0010763 | 0.0010763 | 0.0010763 | 0.0010763 | 0.0010763 | 0.0010763 | 0.0010763 | 0.0010763 | 0.0010763 | 0.0010763 | 0.0010763 | 0.0010763 | 0.0010763 | 0.0010763 | 0.0010763 | 0.0010763 | 0.0010763 | 0.0010763 | 0.0010763 | 0.0010763 | 0.0010763 | 0.0010763 | 0.0010763 | 0.0010763 | 0.0010763 | 0.0010763 | 0.0010763 | 0.0010763 | 0.0010763 | 0.0010763 | 0.0010763 | 0.0010763 | 0.0010763 | 0.0010763 | 0.0010763 | 0.0010763 | 0.0010763 | 0.0010763 | 0.0010763 | 0.0010763 | 0.0010763 | 0.0010763 | 0.0010763 | 0.0010763 | 0.0010763 | 0.0010763 | 0.0010763 | 0.0010763 | 0.0010763 | 0.0010763 | 0.0010763 | 0.0010763 | 0.0010763 | 0.0010763 | 0.0010763 | 0.0010763 | 0.0010763 | 0.0010763 | 0.0010763 | 0.0010763 | 0.0010763 | 0.0010763 | 0.0010763 | 0.0010763 | 0.0010763 | 0.0010763 | 0.0010763 | 0.0010763 | 0.0010763 | 0.0010763 | 0.0010763 | 0.0010763 | 0.0010763 | 0.0010763 | 0.0010763 | 0.0010763 | 0.0010763 | 0.0010763 | 0.0010763 | 0.0010763 | 0.0010763 | 0.0010763 | 0.0010763 | 0.0010763 | 0.0010763 | 0.0010763 | 0.0010763 | 0.0010763 | 0.0010763 | 0.0010763 | 0.0010763 | 0.0010763 | 0.0010763 | 0.0010763 | 0.0010763 | 0.0010763 | 0.0010763 | 0.0010763 | 0.0010763 | 0.0010763 | 0.0010763 | 0.0010763 | 0.0010763 | 0.0010763 | 0.0010763 | 0.0010763 | 0.0010763 | 0.0010763 | 0.0010763 | 0.0010763 | 0.0010763 | 0.0010763 | 0.0010763 | 0.0010763 | 0.0010763 | 0.0010763 | 0.0010763 | 0.0010763 | 0.0010763 | 0.0010763 | 0.0010763 | 0.0010763 | 0.0010763 | 0.0010763 | 0.0010763 | 0.0010763 | 0.0010763 | 0.0010763 | 0.0010763 | 0.0010763 | 0.0010763 | 0.0010763 | 0.0010763 | 0.0010763 | 0.0010763 | 0.0010763 | 0.0010763 | 0.0010763 | 0.0010763 | 0.0010763 | 0.0010763 | 0.0010763 | 0.0010763 | 0.0010763 | 0.0010763 | 0.0010763 | 0.0010763 | 0.0010763 | 0.0010763 | 0.0010763 | 0.0010763 | 0.0010763 | 0.0010763 | 0.0010763 | 0.0010763 | 0.0010763 | 0.0010763 | 0.0010763 | 0.0010763 | 0.0010763 | 0.0010763 | 0.0010763 | 0.0010763 | 0.0010763 | 0.0010763 | 0.0010763 | 0.0010763 | 0.0010763 | 0.0010763 | 0.0010763 | 0.0010763 | 0.0010763 | 0.0010763 | 0.0010763 | 0.0010763 | 0.0010763 | 0.0010763 | 0.0010763 | 0.0010763 | 0.0010763 | 0.0010763 | 0.0010763 | 0.0010763 | 0.0010763 | 0.0010763 | 0.0010763 | 0.0010763 | 0.0010763 | 0.0010763 | 0.0010763 | 0.0010763 | 0.0010763 | 0.0010763 | 0.0010763 | 0.0010763 | 0.0010763 | 0.0010763 | 0.0010763 | 0.0010763 | 0.0010763 | 0.0010763 | 0.0010763 | 0.0010763 | 0.0010763 | 0.0010763 | 0.0010763 | 0.0010763 | 0.0010763 | 0.0010763 | 0.0010763 | 0.0010763 | 0.0010763 | 0.0010763 | 0.0010763 | 0.0010763 | 0.0010763 | 0.0010763 | 0.0010763 | 0.0010763 | 0.0010763 | 0.0010763 | 0.0010763 | 0.0010763 | 0.0010763 | 0.0010763 | 0.0010763 | 0.0010763 | 0.0010763 | 0.0010763 | 0.0010763 | 0.0010763 | 0.0010763 | 0.0010763 | 0.0010763 | 0.0010763 | 0.0010763 | 0.0010763 | 0.0010763 | 0.0010763 | 0.0010763 | 0.0010763 | 0.0010763 | 0.0010763 | 0.0010763 | 0.0010763 | 0.0010763 | 0.0010763 | 0.0010763 | 0.0010763 | 0.0010763 | 0.0010763 | 0.0010763 | 0.0010763 | 0.0010763 | 0.0010763 | 0.0010763 | 0.0010763 | 0.0010763 | 0.0010763 | 0.0010763 | 0.0010763 | 0.0010763 | 0.0010763 | 0.0010763 | 0.0010763 | 0.0010763 | 0.0010763 | 0.0010763 | 0.0010763 | 0.0010763 | 0.0010763 | 0.0010763 | 0.0010763 | 0.0010763 | 0.0010763 | 0.0010763 | 0.0010763 | 0.0010763 | 0.0010763 | 0.0010763 | 0.0010763 | 0.0010763 | 0.0010763 | 0.0010763 | 0.0010763 | 0.0010763 | 0.0010763 | 0.0010763 | 0.0010763 | 0.0010763 | 0.0010763 | 0.0010763 | 0.0010763 | 0.0010763 | 0.0010763 | 0.0010763 | 0.0010763 | 0.0010763 | 0.0010763 | 0.0010763 | 0.0010763 | 0.0010763 | 0.0010763 | 0.0010763 | 0.0010763 | 0.0010763 | 0.0010763 | 0.0010763 | 0.0010763 | 0.0010763 | 0.0010763 | 0.0010763 | 0.0010763 | 0.0010763 | 0.0010763 | 0.0010763 | 0.0010763 | 0.0010763 | 0.0010763 | 0.0010763 | 0.0010763 | 0.0010763 | 0.0010763 | 0.0010763 | 0.0010763 | 0.0010763 | 0.0010763 | 0.0010763 | 0.0010763 | 0.0010763 | 0.0010763 | 0.0010763 | 0.0010763 | 0.0010763 | 0.0010763 | 0.0010763 | 0.0010763 | 0.0010763 | 0.0010763 | 0.0010763 | 0.0010763 | 0.0010763 | 0.0010763 | 0.0010763 | 0.0010763 | 0.0010763 | 0.0010763 | 0.0010763 | 0.0010763 | 0.0010763 | 0.0010763 | 0.0010763 | 0.0010763 | 0.0010763 | 0.0010763 | 0.0010763 | 0.0010763 | 0.0010763 | 0.0010763 | 0.0010763 | 0.0010763 | 0.0010763 | 0.0010763 | 0.0010763 | 0.0010763 | 0.0010763 | 0.0010763 | 0.0010763 | 0.0010763 | 0.0010763 | 0.0010763 | 0.0010763 | 0.0010763 | 0.0010763 | 0.0010763 | 0.0010763 | 0.0010763 | 0.0010763 | 0.0010763 | 0.0010763 | 0.0010763 | 0.0010763 | 0.0010763 | 0.0010763 | 0.0010763 | 0.0010763 | 0.0010763 | 0.0010763 | 0.0010763 | 0.0010763 | 0.0010763 | 0.0010763 | 0.0010763 | 0.0010763 | 0.0010763 | 0.0010763 | 0.0010763 | 0.0010763 | 0.0010763 | 0.0010763 | 0.0010763 | 0.0010763 | 0.0010763 | 0.0010763 | 0.0010763 | 0.0010763 | 0.0010763 | 0.0010763 | 0.0010763 | 0.0010763 | 0.0010763 | 0.0010763 | 0.0010763 | 0.0010763 | 0.0010763 | 0.0010763 | 0.0010763 | 0.0010763 | 0.0010763 | 0.0010763 | 0.0010763 | 0.0010763 | 0.0010763 | 0.0010763 | 0.0010763 | 0.0010763 | 0.0010763 | 0.0010763 | 0.0010763 | 0.0010763 | 0.0010763 | 0.0010763 | 0.0010763 | 0.0010763 | 0.0010763 | 0.0010763 | 0.0010763 | 0.0010763 | 0.0010763 | 0.0010763 | 0.0010763 | 0.0010763 | 0.0010763 | 0.0010763 | 0.0010763 | 0.0010763 | 0.0010763 | 0.0010763 | 0.0010763 | 0.0010763 | 0.0010763 | 0.0010763 | 0.0010763 | 0.0010763 | 0.0010763 | 0.0010763 | 0.0010763 | 0.0010763 | 0.0010763 | 0.0010763 | 0.0010763 | 0.0010763 | 0.0010763 | 0.0010763 | 0.0010763 | 0.0010763 | 0.0010763 | 0.0010763 | 0.0010763 | 0.0010763 | 0.0010763 | 0.0010763 | 0.0010763 | 0.0010763 | 0.0010763 | 0.0010763 | 0.0010763 | 0.0010763 | 0.0010763 | 0.0010763 | 0.0010763 | 0.0010763 | 0.0010763 | 0.0010763 | 0.0010763 | 0.0010763 | 0.0010763 | 0.0010763 | 0.0010763 | 0.0010763 | 0.0010763 | 0.0010763 | 0.0010763 | 0.0010763 | 0.0010763 | 0.0010763 | 0.0010763 | 0.0010763 | 0.0010763 | 0.0010763 | 0.0010763 | 0.0010763 | 0.0010763 | 0.0010763 | 0.0010763 | 0.0010763 | 0.0010763 | 0.0010763 | 0.0010763 | 0.0010763 | 0.0010763 | 0.0010763 | 0.0010763 | 0.0010763 | 0.0010763 | 0.0010763 | 0.0010763 | 0.0010763 | 0.0010763 | 0.0010763 | 0.0010763 | 0.0010763 | 0.0010763 | 0.0010763 | 0.0010763 | 0.0010763 | 0.0010763 | 0.0010763 | 0.0010763 | 0.0010763 | 0.0010763 | 0.0010763 | 0.0010763 | 0.0010763 | 0.0010763 | 0.0010763 | 0.0010763 | 0.0010763 | 0.0010763 | 0.0010763 | 0.0010763 | 0.0010763 | 0.0010763 | 0.0010763 | 0.0010763 | 0.0010763 | 0.0010763 | 0.0010763 | 0.0010763 | 0.0010763 | 0.0010763 | 0.0010763 | 0.0010763 | 0.0010763 | 0.0010763 | 0.0010763 | 0.0010763 | 0.0010763 | 0.0010763 | 0.0010763 | 0.0010763 | 0.0010763 | 0.0010763 | 0.0010763 | 0.0010763 | 0.0010763 | 0.0010763 | 0.0010763 | 0.0010763 | 0.0010763 | 0.0010763 | 0.0010763 | 0.0010763 | 0.0010763 | 0.0010763 | 0.0010763 | 0.0010763 | 0.0010763 | 0.0010763 | 0.0010763 | 0.0010763 | 0.0010763 | 0.0010763 | 0.0010763 | 0.0010763 | 0.0010763 | 0.0010763 | 0.0010763 | 0.0010763 | 0.0010763 | 0.0010763 | 0.0010763 | 0.0010763 | 0.0010763 | 0.0010763 | 0.0010763 | 0.0010763 | 0.0010763 | 0.0010763 | 0.0010763 | 0.0010763 | 0.0010763 | 0.0010763 | 0.0010763 | 0.0010763 | 0.0010763 | 0.0010763 | 0.0010763 | 0.0010763 | 0.0010763 | 0.0010763 | 0.0010763 | 0.0010763 | 0.0010763 | 0.0010763 | 0.0010763 | 0.0010763 | 0.0010763 | 0.0010763 | 0.0010763 | 0.0010763 | 0.0010763 | 0.0010763 | 0.0010763 | 0.0010763 | 0.0010763 | 0.0010763 | 0.0010763 | 0.0010763 | 0.0010763 | 0.0010763 | 0.0010763 | 0.0010763 | 0.0010763 | 0.0010763 | 0.0010763 | 0.0010763 | 0.0010763 | 0.0010763 | 0.0010763 | 0.0010763 | 0.0010763 | 0.0010763 | 0.0010763 | 0.0010763 | 0.0010763 | 0.0010763 | 0.0010763 | 0.0010763 | 0.0010763 | 0.0010763 | 0.0010763 | 0.0010763 | 0.0010763 | 0.0010763 | 0.0010763 | 0.0010763 | 0.0010763 | 0.0010763 | 0.0010763 | 0.0010763 | 0.0010763 | 0.0010763 | 0.0010763 | 0.0010763 | 0.0010763 | 0.0010763 | 0.0010763 | 0.0010763 | 0.0010763 | 0.0010763 | 0.0010763 | 0.0010763 | 0.0010763 | 0.0010763 | 0.0010763 | 0.0010763 | 0.0010763 | 0.0010763 | 0.0010763 | 0.0010763 | 0.0010763 | 0.0010763 | 0.0010763 | 0.0010763 | 0.0010763 | 0.0010763 | 0.0010763 | 0.0010763 | 0.0010763 | 0.0010763 | 0.0010763 | 0.0010763 | 0.0010763 | 0.0010763 | 0.0010763 | 0.0010763 | 0.0010763 | 0.0010763 | 0.0010763 | 0.0010763 | 0.0010763 | 0.0010763 | 0.0010763 | 0.0010763 | 0.0010763 | 0.0010763 | 0.0010763 | 0.0010763 | 0.0010763 | 0.0010763 | 0.0010763 | 0.0010763 | 0.0010763 | 0.0010763 | 0.0010763 | 0.0010763 | 0.0010763 | 0.0010763 | 0.0010763 | 0.0010763 | 0.0010763 | 0.0010763 | 0.0010763 | 0.0010763 | 0.0010763 | 0.0010763 | 0.0010763 | 0.0010763 | 0.0010763 | 0.0010763 | 0.0010763 | 0.0010763 | 0.0010763 | 0.0010763 | 0.0010763 | 0.0010763 | 0.0010763 | 0.0010763 | 0.0010763 | 0.0010763 | 0.0010763 | 0.0010763 | 0.0010763 | 0.0010763 | 0.0010763 | 0.0010763 | 0.0010763 | 0.0010763 | 0.0010763 | 0.0010763 | 0.0010763 | 0.0010763 | 0.0010763 | 0.0010763 | 0.0010763 | 0.0010763 | 0.0010763 | 0.0010763 | 0.0010763 | 0.0010763 | 0.0010763 | 0.0010763 | 0.0010763 | 0.0010763 | 0.0010763 | 0.0010763 | 0.0010763 | 0.0010763 | 0.0010763 | 0.0010763 | 0.0010763 | 0.0010763 | 0.0010763 | 0.0010763 | 0.0010763 | 0.0010763 | 0.0010763 | 0.0010763 | 0.0010763 | 0.0010763 | 0.0010763 | 0.0010763 | 0.0010763 | 0.0010763 | 0.0010763 | 0.0010763 | 0.0010763 | 0.0010763 | 0.0010763 | 0.0010763 | 0.0010763 | 0.0010763 | 0.0010763 | 0.0010763 | 0.0010763 | 0.0010763 | 0.0010763 | 0.0010763 | 0.0010763 | 0.0010763 | 0.0010763 | 0.0010763 | 0.0010763 | 0.0010763 | 0.0010763 | 0.0010763 | 0.0010763 | 0.0010763 | 0.0010763 | 0.0010763 | 0.0010763 | 0.0010763 | 0.0010763 | 0.0010763 | 0.0010763 | 0.0010763 | 0.0010763 | 0.0010763 | 0.0010763 | 0.0010763 | 0.0010763 | 0.0010763 | 0.0010763 | 0.0010763 | 0.0010763 | 0.0010763 | 0.0010763 | 0.0010763 | 0.0010763 | 0.0010763 | 0.0010763 | 0.0010763 | 0.0010763 | 0.0010763 | 0.0010763 | 0.0010763 | 0.0010763 | 0.0010763 | 0.0010763 | 0.0010763 | 0.0010763 | 0.0010763 | 0.0010763 | 0.0010763 | 0.0010763 | 0.0010763 | 0.0010763 | 0.0010763 | 0.0010763 | 0.0010763 | 0.0010763 | 0.0010763 | 0.0010763 | 0.0010763 | 0.0010763 | 0.0010763 | 0.0010763 | 0.0010763 | 0.0010763 | 0.0010763 | 0.0010763 | 0.0010763 | 0.0010763 | 0.0010763 | 0.0010763 | 0.0010763 | 0.0010763 | 0.0010763 | 0.0010763 | 0.0010763 | 0.0010763 | 0.0010763 | 0.0010763 | 0.0010763 | 0.0010763 | 0.0010763 | 0.0010763 | 0.0010763 | 0.0010763 | 0.0010763 | 0.0010763 | 0.0010763 | 0.0010763 | 0.0010763 | 0.0010763 | 0.0010763 | 0.0010763 | 0.0010763 | 0.0010763 | 0.0010763 | 0.0010763 | 0.0010763 | 0.0010763 | 0.0010763 | 0.0010763 | 0.0010763 | 0.0010763 | 0.0010763 | 0.0010763 | 0.0010763 | 0.0010763 | 0.0010763 | 0.0010763 | 0.0010763 | 0.0010763 | 0.0010763 | 0.0010763 | 0.0010763 | 0.0010763 | 0.0010763 | 0.0010763 | 0.0010763 | 0.0010763 | 0.0010763 | 0.0010763 | 0.0010763 | 0.0010763 | 0.0010763 | 0.0010763 | 0.0010763 | 0.0010763 | 0.0010763 | 0.0010763 | 0.0010763 | 0.0010763 | 0.0010763 | 0.0010763 | 0.0010763 | 0.0010763 | 0.0010763 | 0.0010763 | 0.0010763 | 0.0010763 | 0.0010763 | 0.0010763 | 0.0010763 | 0.0010763 | 0.0010763 | 0.0010763 | 0.0010763 | 0.0010763 | 0.0010763 | 0.0010763 | 0.0010763 | 0.0010763 | 0.0010763 | 0.0010763 | 0.0010763 | 0.0010763 | 0.0010763 | 0.0010763 | 0.0010763 | 0.0010763 | 0.0010763 | 0.0010763 | 0.0010763 | 0.0010763 | 0.0010763 | 0.0010763 | 0.0010763 | 0.0010763 | 0.0010763 | 0.0010763 | 0.0010763 | 0.0010763 | 0.0010763 | 0.0010763 | 0.0010763 | 0.0010763 | 0.0010763 | 0.0010763 | 0.0010763 | 0.0010763 | 0.0010763 | 0.0010763 | 0.0010763 | 0.0010763 | 0.0010763 | 0.0010763 | 0.0010763 | 0.0010763 | 0.0010763 | 0.0010763 | 0.0010763 | 0.0010763 | 0.0010763 | 0.0010763 | 0.0010763 | 0.0010763 | 0.0010763 | 0.0010763 | 0.0010763 | 0.0010763 | 0.0010763 | 0.0010763 | 0.0010763 | 0.0010763 | 0.0010763 | 0.0010763 | 0.0010763 | 0.0010763 | 0.0010763 | 0.0010763 | 0.0010763 | 0.0010763 | 0.0010763 | 0.0010763 | 0.0010763 | 0.0010763 | 0.0010763 | 0.0010763 | 0.0010763 | 0.0010763 | 0.0010763 | 0.0010763 | 0.0010763 | 0.0010763 | 0.0010763 | 0.0010763 | 0.0010763 | 0.0010763 | 0.0010763 | 0.0010763 | 0.0010763 | 0.0010763 | 0.0010763 | 0.0010763 | 0.0010763 | 0.0010763 | 0.0010763 | 0.0010763 | 0.0010763 | 0.0010763 | 0.0010763 | 0.0010763 | 0.0010763 | 0.0010763 | 0.0010763 | 0.0010763 | 0.0010763 | 0.0010763 | 0.0010763 | 0.0010763 | 0.0010763 | 0.0010763 | 0.0010763 | 0.0010763 | 0.0010763 | 0.0010763 | 0.0010763 | 0.0010763 | 0.0010763 | 0.0010763 | 0.0010763 | 0.0010763 | 0.0010763 | 0.0010763 | 0.0010763 | 0.0010763 | 0.0010763 | 0.0010763 | 0.0010763 | 0.0010763 | 0.0010763 | 0.0010763 | 0.0010763 | 0.0010763 | 0.0010763 | 0.0010763 | 0.0010763 | 0.0010763 | 0.0010763 | 0.0010763 | 0.0010763 | 0.0010763 | 0.0010763 | 0.0010763 | 0.0010763 | 0.0010763 | 0.0010763 | 0.0010763 | 0.0010763 | 0.0010763 | 0.0010763 | 0.0010763 | 0.0010763 | 0.0010763 | 0.0010763 | 0.0010763 | 0.0010763 | 0.0010763 | 0.0010763 | 0.0010763 | 0.0010763 | 0.0010763 | 0.0010763 | 0.0010763 | 0.0010763 | 0.0010763 | 0.0010763 | 0.0010763 | 0.0010763 | 0.0010763 | 0.0010763 | 0.0010763 | 0.0010763 | 0.0010763 | 0.0010763 | 0.0010763 | 0.0010763 | 0.0010763 | 0.0010763 | 0.0010763 | 0.0010763 | 0.0010763 | 0.0010763 | 0.0010763 | 0.0010763 | 0.0010763 | 0.0010763 | 0.0010763 | 0.0010763 | 0.0010763 | 0.0010763 | 0.0010763 | 0.0010763 | 0.0010763 | 0.0010763 | 0.0010763 | 0.0010763 | 0.0010763 | 0.0010763 | 0.0010763 | 0.0010763 | 0.0010763 | 0.0010763 | 0.0010763 | 0.0010763 | 0.0010763 | 0.0010763 | 0.0010763 | 0.0010763 | 0.0010763 | 0.0010763 | 0.0010763 | 0.0010763 | 0.0010763 | 0.0010763 | 0.0010763 | 0.0010763 | 0.0010763 | 0.0010763 | 0.0010763 | 0.0010763 | 0.0010763 | 0.0010763 | 0.0010763 | 0.0010763 | 0.0010763 | 0.0010763 | 0.0010763 | 0.0010763 | 0.0010763 | 0.0010763 | 0.0010763 | 0.0010763 | 0.0010763 | 0.0010763 | 0.0010763 | 0.0010763 | 0.0010763 | 0.0010763 | 0.0010763 | 0.0010763 | 0.0010763 | 0.0010763 | 0.0010763 | 0.0010763 | 0.0010763 | 0.0010763 | 0.0010763 | 0.0010763 | 0.0010763 | 0.0010763 | 0.0010763 | 0.0010763 | 0.0010763 | 0.0010763 | 0.0010763 | 0.0010763 | 0.0010763 | 0.0010763 | 0.0010763 | 0.0010763 | 0.0010763 | 0.0010763 | 0.0010763 | 0.0010763 | 0.0010763 | 0.0010763 | 0.0010763 | 0.0010763 | 0.0010763 | 0.0010763 | 0.0010763 | 0.0010763 | 0.0010763 | 0.0010763 | 0.0010763 | 0.0010763 | 0.0010763 | 0.0010763 | 0.0010763 | 0.0010763 | 0.0010763 | 0.0010763 | 0.0010763 | 0.0010763 | 0.0010763 | 0.0010763 | 0.0010763 | 0.0010763 | 0.0010763 | 0.0010763 | 0.0010763 | 0.0010763 | 0.0010763 | 0.0010763 | 0.0010763 | 0.0010763 | 0.0010763 | 0.0010763 | 0.0010763 | 0.0010763 | 0.0010763 | 0.0010763 | 0.0010763 | 0.0010763 | 0.0010763 | 0.0010763 | 0.0010763 | 0.0010763 | 0.0010763 | 0.0010763 | 0.0010763 | 0.0010763 | 0.0010763 | 0.0010763 | 0.0010763 | 0.0010763 | 0.0010763 | 0.0010763 | 0.0010763 | 0.0010763 | 0.0010763 | 0.0010763 | 0.0010763 | 0.0010763 | 0.0010763 | 0.0010763 | 0.0010763 | 0.0010763 | 0.0010763 | 0.0010763 | 0.0010763 | 0.0010763 | 0.0010763 | 0.0010763 | 0.0010763 | 0.0010763 | 0.0010763 | 0.0010763 | 0.0010763 | 0.0010763 | 0.0010763 | 0.0010763 | 0.0010763 | 0.0010763 | 0.0010763 | 0.0010763 | 0.0010763 | 0.0010763 | 0.0010763 | 0.0010763 | 0.0010763 | 0.0010763 | 0.0010763 | 0.0010763 | 0.0010763 | 0.0010763 | 0.0010763 | 0.0010763 | 0.0010763 | 0.0010763 | 0.0010763 | 0.0010763 | 0.0010763 | 0.0010763 | 0.0010763 | 0.0010763 | 0.0010763 | 0.0010763 | 0.0010763 | 0.0010763 | 0.0010763 | 0.0010763 | 0.0010763 | 0.0010763 | 0.0010763 | 0.0010763 | 0.0010763 | 0.0010763 | 0.0010763 | 0.0010763 | 0.0010763 | 0.0010763 | 0.0010763 | 0.0010763 | 0.0010763 | 0.0010763 | 0.0010763 | 0.0010763 | 0.0010763 | 0.0010763 | 0.0010763 | 0.0010763 | 0.0010763 | 0.0010763 | 0.0010763 | 0.0010763 | 0.0010763 | 0.0010763 | 0.0010763 | 0.0010763 | 0.0010763 | 0.0010763 | 0.0010763 | 0.0010763 | 0.0010763 | 0.0010763 | 0.0010763 | 0.0010763 | 0.0010763 | 0.0010763 | 0.0010763 | 0.0010763 | 0.0010763 | 0.0010763 | 0.0010763 | 0.0010763 | 0.0010763 | 0.0010763 | 0.0010763 | 0.0010763 | 0.0010763 | 0.0010763 | 0.0010763 | 0.0010763 | 0.0010763 | 0.0010763 | 0.0010763 | 0.0010763 | 0.0010763 | 0.0010763 | 0.0010763 | 0.0010763 | 0.0010763 | 0.0010763 | 0.0010763 | 0.0010763 | 0.0010763 | 0.0010763 | 0.0010763 | 0.0010763 | 0.0010763 | 0.0010763 | 0.0010763 | 0.0010763 | 0.0010763 | 0.0010763 | 0.0010763 | 0.0010763 | 0.0010763 | 0.0010763 | 0.0010763 | 0.0010763 | 0.0010763 | 0.0010763 | 0.0010763 | 0.0010763 | 0.0010763 | 0.0010763 | 0.0010763 | 0.0010763 | 0.0010763 | 0.0010763 | 0.0010763 | 0.0010763 | 0.0010763 | 0.0010763 | 0.0010763 | 0.0010763 | 0.0010763 | 0.0010763 | 0.0010763 | 0.0010763 | 0.0010763 | 0.0010763 | 0.0010763 | 0.0010763 | 0.0010763 | 0.0010763 | 0.0010763 | 0.0010763 | 0.0010763 | 0.0010763 | 0.0010763 | 0.0010763 | 0.0010763 | 0.0010763 | 0.0010763 | 0.0010763 | 0.0010763 | 0.0010763 | 0.0010763 | 0.0010763 | 0.0010763 | 0.0010763 | 0.0010763 | 0.0010763 | 0.0010763 | 0.0010763 | 0.0010763 | 0.0010763 | 0.0010763 | 0.0010763 | 0.0010763 | 0.0010763 | 0.0010763 | 0.0010763 | 0.0010763 | 0.0010763 | 0.0010763 | 0.0010763 | 0.0010763 | 0.0010763 | 0.0010763 | 0.0010763 | 0.0010763 | 0.0010763 | 0.0010763 | 0.0010763 | 0.0010763 | 0.0010763 | 0.0010763 | 0.0010763 | 0.0010763 | 0.0010763 | 0.0010763 | 0.0010763 | 0.0010763 | 0.0010763 | 0.0010763 | 0.0010763 | 0.0010763 | 0.0010763 | 0.0010763 | 0.0010763 | 0.0010763 | 0.0010763 | 0.0010763 | 0.0010763 | 0.0010763 | 0.0010763 | 0.0010763 | 0.0010763 | 0.0010763 | 0.0010763 | 0.0010763 | 0.0010763 | 0.0010763 | 0.0010763 | 0.0010763 | 0.0010763 | 0.0010763 | 0.0010763 | 0.0010763 | 0.0010763 | 0.0010763 | 0.0010763 | 0.0010763 | 0.0010763 | 0.0010763 | 0.0010763 | 0.0010763 | 0.0010763 | 0.0010763 | 0.0010763 | 0.0010763 | 0.0010763 | 0.0010763 | 0.0010763 | 0.0010763 | 0.0010763 | 0.0010763 | 0.0010763 | 0.0010763 | 0.0010763 | 0.0010763 | 0.0010763 | 0.0010763 | 0.0010763 | 0.0010763 | 0.0010763 | 0.0010763 | 0.0010763 | 0.0010763 | 0.0010763 | 0.0010763 | 0.0010763 | 0.0010763 | 0.0010763 | 0.0010763 | 0.0010763 | 0.0010763 | 0.0010763 | 0.0010763 | 0.0010763 | 0.0010763 | 0.0010763 | 0.0010763 | 0.0010763 | 0.0010763 | 0.0010763 | 0.0010763 | 0.0010763 | 0.0010763 | 0.0010763 | 0.0010763 | 0.0010763 | 0.0010763 | 0.0010763 | 0.0010763 | 0.0010763 | 0.0010763 | 0.0010763 | 0.0010763 | 0.0010763 | 0.0010763 | 0.0010763 | 0.0010763 | 0.0010763 | 0.0010763 | 0.0010763 | 0.0010763 | 0.0010763 | 0.0010763 | 0.0010763 | 0.0010763 | 0.0010763 | 0.0010763 | 0.0010763 | 0.0010763 | 0.0010763 | 0.0010763 | 0.0010763 | 0.0010763 | 0.0010763 | 0.0010763 | 0.0010763 | 0.0010763 | 0.0010763 | 0.0010763 | 0.0010763 | 0.0010763 | 0.0010763 | 0.0010763 | 0.0010763 | 0.0010763 | 0.0010763 | 0.0010763 | 0.0010763 | 0.0010763 | 0.0010763 | 0.0010763 | 0.0010763 | 0.0010763 | 0.0010763 | 0.0010763 | 0.0010763 | 0.0010763 | 0.0010763 | 0.0010763 | 0.0010763 | 0.0010763 | 0.0010763 | 0.0010763 | 0.0010763 | 0.0010763 | 0.0010763 | 0.0010763 | 0.0010763 | 0.0010763 | 0.0010763 | 0.0010763 | 0.0010763 | 0.0010763 | 0.0010763 | 0.0010763 | 0.0010763 | 0.0010763 | 0.0010763 | 0.0010763 | 0.0010763 | 0.0010763 | 0.0010763 | 0.0010763 | 0.0010763 | 0.0010763 | 0.0010763 | 0.0010763 | 0.0010763 | 0.0010763 | 0.0010763 | 0.0010763 | 0.0010763 | 0.0010763 | 0.0010763 | 0.0010763 | 0.0010763 | 0.0010763 | 0.0010763 | 0.0010763 | 0.0010763 | 0.0010763 | 0.0010763 | 0.0010763 | 0.0010763 | 0.0010763 | 0.0010763 | 0.0010763 | 0.0010763 | 0.0010763 | 0.0010763 | 0.0010763 | 0.0010763 | 0.0010763 | 0.0010763 | 0.0010763 | 0.0010763 | 0.0010763 | 0.0010763 | 0.0010763 | 0.0010763 | 0.0010763 | 0.0010763 | 0.0010763 | 0.0010763 | 0.0010763 | 0.0010763 | 0.0010763 | 0.0010763 | 0.0010763 | 0.0010763 | 0.0010763 | 0.0010763 | 0.0010763 | 0.0010763 | 0.0010763 | 0.0010763 | 0.0010763 | 0.0010763 | 0.0010763 | 0.0010763 | 0.0010763 | 0.0010763 | 0.0010763 | 0.0010763 | 0.0010763 | 0.0010763 | 0.0010763 | 0.0010763 | 0.0010763 | 0.0010763 | 0.0010763 | 0.0010763 | 0.0010763 | 0.0010763 | 0.0010763 | 0.0010763 | 0.0010763 | 0.0010763 | 0.0010763 | 0.0010763 | 0.0010763 | 0.0010763 | 0.0010763 | 0.0010763 | 0.0010763 | 0.0010763 | 0.0010763 | 0.0010763 | 0.0010763 | 0.0010763 | 0.0010763 | 0.0010763 | 0.0010763 | 0.0010763 | 0.0010763 | 0.0010763 | 0.0010763 | 0.0010763 | 0.0010763 | 0.0010763 | 0.0010763 | 0.0010763 | 0.0010763 | 0.0010763 | 0.0010763 | 0.0010763 | 0.0010763 | 0.0010763 | 0.0010763 | 0.0010763 | 0.0010763 | 0.0010763 | 0.0010763 | 0.0010763 | 0.0010763 | 0.0010763 | 0.0010763 | 0.0010763 | 0.0010763 | 0.0010763 | 0.0010763 | 0.0010763 | 0.0010763 | 0.0010763 | 0.0010763 | 0.0010763 | 0.0010763 | 0.0010763 | 0.0010763 | 0.0010763 | 0.0010763 | 0.0010763 | 0.0010763 | 0.0010763 | 0.0010763 | 0.0010763 | 0.0010763 | 0.0010763 | 0.0010763 | 0.0010763 | 0.0010763 | 0.0010763 | 0.0010763 | 0.0010763 | 0.0010763 | 0.0010763 | 0.0010763 | 0.0010763 | 0.0010763 | 0.0010763 | 0.0010763 | 0.0010763 | 0.0010763 | 0.0010763 | 0.0010763 | 0.0010763 | 0.0010763 | 0.0010763 | 0.0010763 | 0.0010763 | 0.0010763 | 0.0010763 | 0.0010763 | 0.0010763 | 0.0010763 | 0.0010763 | 0.0010763 | 0.0010763 | 0.0010763 | 0.0010763 | 0.0010763 | 0.0010763 | 0.0010763 | 0.0010763 | 0.0010763 | 0.0010763 | 0.0010763 | 0.0010763 | 0.0010763 | 0.0010763 | 0.0010763 | 0.0010763 | 0.0010763 | 0.0010763 | 0.0010763 | 0.0010763 | 0.0010763 | 0.0010763 | 0.0010763 | 0.0010763 | 0.0010763 | 0.0010763 | 0.0010763 | 0.0010763 | 0.0010763 | 0.0010763 | 0.0010763 | 0.0010763 | 0.0010763 | 0.0010763 | 0.0010763 | 0.0010763 | 0.0010763 | 0.0010763 | 0.0010763 | 0.0010763 | 0.0010763 | 0.0010763 | 0.0010763 | 0.0010763 | 0.0010763 | 0.0010763 | 0.0010763 | 0.0010763 | 0.0010763 | 0.0010763 | 0.0010763 | 0.0010763 | 0.0010763 | 0.0010763 | 0.0010763 | 0.0010763 | 0.0010763 | 0.0010763 | 0.0010763 | 0.0010763 | 0.0010763 | 0.0010763 | 0.0010763 | 0.0010763 | 0.0010763 | 0.0010763 | 0.0010763 | 0.0010763 | 0.0010763 | 0.0010763 | 0.0010763 | 0.0010763 | 0.0010763 | 0.0010763 | 0.0010763 | 0.0010763 | 0.0010763 | 0.0010763 | 0.0010763 | 0.0010763 | 0.0010763 | 0.0010763 | 0.0010763 | 0.0010763 | 0.0010763 | 0.0010763 | 0.0010763 | 0.0010763 | 0.0010763 | 0.0010763 | 0.0010763 | 0.0010763 | 0.0010763 | 0.0010763 | 0.0010763 | 0.0010763 | 0.0010763 | 0.0010763 | 0.0010763 | 0.0010763 | 0.0010763 | 0.0010763 | 0.0010763 | 0.0010763 | 0.0010763 | 0.0010763 | 0.0010763 | 0.0010763 | 0.0010763 | 0.0010763 | 0.0010763 | 0.0010763 | 0.0010763 | 0.0010763 | 0.0010763 | 0.0010763 | 0.0010763 | 0.0010763 | 0.0010763 | 0.0010763 | 0.0010763 | 0.0010763 | 0.0010763 | 0.0010763 | 0.0010763 | 0.0010763 | 0.0010763 | 0.0010763 | 0.0010763 | 0.0010763 | 0.0010763 | 0.0010763 | 0.0010763 | 0.0010763 | 0.0010763 | 0.0010763 | 0.0010763 | 0.0010763 | 0.0010763 | 0.0010763 | 0.0010763 | 0.0010763 | 0.0010763 | 0.0010763 | 0.0010763 | 0.0010763 | 0.0010763 | 0.0010763 | 0.0010763 | 0.0010763 | 0.0010763 | 0.0010763 | 0.0010763 | 0.0010763 | 0.0010763 | 0.0010763 | 0.0010763 | 0.0010763 | 0.0010763 | 0.0010763 | 0.0010763 | 0.0010763 | 0.0010763 | 0.0010763 | 0.0010763 | 0.0010763 | 0.0010763 | 0.0010763 | 0.0010763 | 0.0010763 | 0.0010763 | 0.0010763 | 0.0010763 | 0.0010763 | 0.0010763 | 0.0010763 | 0.0010763 | 0.0010763 | 0.0010763 | 0.0010763 | 0.0010763 | 0.0010763 | 0.0010763 | 0.0010763 | 0.0010763 | 0.0010763 | 0.0010763 | 0.0010763 | 0.0010763 | 0.0010763 | 0.0010763 | 0.0010763 | 0.0010763 | 0.0010763 | 0.0010763 | 0.0010763 | 0.0010763 | 0.0010763 | 0.0010763 | 0.0010763 | 0.0010763 | 0.0010763 | 0.0010763 | 0.0010763 | 0.0010763 | 0.0010763 | 0.0010763 | 0.0010763 | 0.0010763 | 0.0010763 | 0.0010763 | 0.0010763 | 0.0010763 | 0.0010763 | 0.0010763 | 0.0010763 | 0.0010763 | 0.0010763 | 0.0010763 | 0.0010763 | 0.0010763 | 0.0010763 | 0.0010763 | 0.0010763 | 0.0010763 | 0.0010763 | 0.0010763 | 0.0010763 | 0.0010763 | 0.0010763 | 0.0010763 | 0.0010763 | 0.0010763 | 0.0010763 | 0.0010763 | 0.0010763 | 0.0010763 | 0.0010763 | 0.0010763 | 0.0010763 | 0.0010763 | 0.0010763 | 0.0010763 | 0.0010763 | 0.0010763 | 0.0010763 | 0.0010763 | 0.0010763 | 0.0010763 | 0.0010763 | 0.0010763 | 0.0010763 | 0.0010763 | 0.0010763 | 0.0010763 | 0.0010763 | 0.0010763 | 0.0010763 | 0.0010763 | 0.0010763 | 0.0010763 | 0.0010763 | 0.0010763 | 0.0010763 | 0.0010763 | 0.0010763 | 0.0010763 | 0.0010763 | 0.0010763 | 0.0010763 | 0.0010763 | 0.0010763 | 0.0010763 | 0.0010763 | 0.0010763 | 0.0010763 | 0.0010763 | 0.0010763 | 0.0010763 | 0.0010763 | 0.0010763 | 0.0010763 | 0.0010763 | 0.0010763 | 0.0010763 | 0.0010763 | 0.0010763 | 0.0010763 | 0.0010763 | 0.0010763 | 0.0010763 | 0.0010763 | 0.0010763 | 0.0010763 | 0.0010763 | 0.0010763 | 0.0010763 | 0.0010763 | 0.0010763 | 0.0010763 | 0.0010763 | 0.0010763 | 0.0010763 | 0.0010763 | 0.0010763 | 0.0010763 | 0.0010763 | 0.0010763 | 0.0010763 | 0.0010763 | 0.0010763 | 0.0010763 | 0.0010763 | 0.0010763 | 0.0010763 | 0.0010763 | 0.0010763 | 0.0010763 | 0.0010763 | 0.0010763 | 0.0010763 | 0.0010763 | 0.0010763 | 0.0010763 | 0.0010763 | 0.0010763 | 0.0010763 | 0.0010763 | 0.0010763 | 0.0010763 | 0.0010763 | 0.0010763 | 0.0010763 | 0.0010763 | 0.0010763 | 0.0010763 | 0.0010763 | 0.0010763 | 0.0010763 | 0.0010763 | 0.0010763 | 0.0010763 | 0.0010763 | 0.0010763 | 0.0010763 | 0.0010763 | 0.0010763 | 0.0010763 | 0.0010763 | 0.0010763 | 0.0010763 | 0.0010763 | 0.0010763 | 0.0010763 | 0.0010763 | 0.0010763 | 0.0010763 | 0.0010763 | 0.0010763 | 0.0010763 | 0.0010763 | 0.0010763 | 0.0010763 | 0.0010763 | 0.0010763 | 0.0010763 | 0.0010763 | 0.0010763 | 0.0010763 | 0.0010763 | 0.0010763 | 0.0010763 | 0.0010763 | 0.0010763 | 0.0010763 | 0.0010763 | 0.0010763 | 0.0010763 | 0.0010763 | 0.0010763 | 0.0010763 | 0.0010763 | 0.0010763 | 0.0010763 | 0.0010763 | 0.0010763 | 0.0010763 | 0.0010763 | 0.0010763 | 0.0010763 | 0.0010763 | 0.0010763 | 0.0010763 | 0.0010763 | 0.0010763 | 0.0010763 | 0.0010763 | 0.0010763 | 0.0010763 | 0.0010763 | 0.0010763 | 0.0010763 | 0.0010763 | 0.0010763 | 0.0010763 | 0.0010763 | 0.0010763 | 0.0010763 | 0.0010763 | 0.0010763 | 0.0010763 | 0.0010763 | 0.0010763 | 0.0010763 | 0.0010763 | 0.0010763 | 0.0010763 | 0.0010763 | 0.0010763 | 0.0010763 | 0.0010763 | 0.0010763 | 0.0010763 | 0.0010763 | 0.0010763 | 0.0010763 | 0.0010763 | 0.0010763 | 0.0010763 | 0.0010763 | 0.0010763 | 0.0010763 | 0.0010763 | 0.0010763 | 0.0010763 | 0.0010763 | 0.0010763 | 0.0010763 | 0.0010763 | 0.0010763 | 0.0010763 | 0.0010763 | 0.0010763 | 0.0010763 | 0.0010763 | 0.0010763 | 0.0010763 | 0.0010763 | 0.0010763 | 0.0010763 | 0.0010763 | 0.0010763 | 0.0010763 | 0.0010763 | 0.0010763 | 0.0010763 | 0.0010763 | 0.0010763 | 0.0010763 | 0.0010763 | 0.0010763 | 0.0010763 | 0.0010763 | 0.0010763 | 0.0010763 | 0.0010763 | 0.0010763 | 0.0010763 | 0.0010763 | 0.0010763 | 0.0010763 | 0.0010763 | 0.0010763 | 0.0010763 | 0.0010763 | 0.0010763 | 0.0010763 | 0.0010763 | 0.0010763 | 0.0010763 | 0.0010763 | 0.0010763 | 0.0010763 | 0.0010763 | 0.0010763 | 0.0010763 | 0.0010763 | 0.0010763 | 0.0010763 | 0.0010763 | 0.0010763 | 0.0010763 | 0.0010763 | 0.0010763 | 0.0010763 | 0.0010763 | 0.0010763 | 0.0010763 | 0.0010763 | 0.0010763 | 0.0010763 | 0.0010763 | 0.0010763 | 0.0010763 | 0.0010763 | 0.0010763 | 0.0010763 | 0.0010763 | 0.0010763 | 0.0010763 | 0.0010763 | 0.0010763 | 0.0010763 | 0.0010763 | 0.0010763 | 0.0010763 | 0.0010763 | 0.0010763 | 0.0010763 | 0.0010763 | 0.0010763 | 0.0010763 | 0.0010763 | 0.0010763 | 0.0010763 | 0.0010763 | 0.0010763 | 0.0010763 | 0.0010763 | 0.0010763 | 0.0010763 | 0.0010763 | 0.0010763 | 0.0010763 | 0.0010763 | 0.0010763 | 0.0010763 | 0.0010763 | 0.0010763 | 0.0010763 | 0.0010763 | 0.0010763 | 0.0010763 | 0.0010763 | 0.0010763 | 0.0010763 | 0.0010763 | 0.0010763 | 0.0010763 | 0.0010763 | 0.0010763 | 0.0010763 | 0.0010763 | 0.0010763 | 0.0010763 | 0.0010763 | 0.0010763 | 0.0010763 | 0.0010763 | 0.0010763 | 0.0010763 | 0.0010763 | 0.0010763 | 0.0010763 | 0.0010763 | 0.0010763 | 0.0010763 | 0.0010763 | 0.0010763 | 0.0010763 | 0.0010763 | 0.0010763 | 0.0010763 | 0.0010763 | 0.0010763 | 0.0010763 | 0.0010763 | 0.0010763 | 0.0010763 | 0.0010763 | 0.0010763 | 0.0010763 | 0.0010763 | 0.0010763 | 0.0010763 | 0.0010763 | 0.0010763 | 0.0010763 | 0.0010763 | 0.0010763 | 0.0010763 | 0.0010763 | 0.0010763 | 0.0010763 | 0.0010763 | 0.0010763 | 0.0010763 | 0.0010763 | 0.0010763 | 0.0010763 | 0.0010763 | 0.0010763 | 0.0010763 | 0.0010763 | 0.0010763 | 0.0010763 | 0.0010763 | 0.0010763 | 0.0010763 | 0.0010763 | 0.0010763 | 0.0010763 | 0.0010763 | 0.0010763 | 0.0010763 | 0.0010763 | 0.0010763 | 0.0010763 | 0.0010763 | 0.0010763 | 0.0010763 | 0.0010763 | 0.0010763 | 0.0010763 | 0.0010763 | 0.0010763 | 0.0010763 | 0.0010763 | 0.0010763 | 0.0010763 | 0.0010763 | 0.0010763 | 0.0010763 | 0.0010763 | 0.0010763 | 0.0010763 | 0.0010763 | 0.0010763 | 0.0010763 | 0.0010763 | 0.0010763 | 0.0010763 | 0.0010763 | 0.0010763 | 0.0010763 | 0.0010763 | 0.0010763 | 0.0010763 | 0.0010763 | 0.0010763 | 0.0010763 | 0.0010763 | 0.0010763 | 0.0010763 | 0.0010763 | 0.0010763 | 0.0010763 | 0.0010763 | 0.0010763 | 0.0010763 | 0.0010763 | 0.0010763 | 0.0010763 | 0.0010763 | 0.0010763 | 0.0010763 | 0.0010763 | 0.0010763 | 0.0010763 | 0.0010763 | 0.0010763 | 0.0010763 | 0.0010763 | 0.0010763 | 0.0010763 | 0.0010763 | 0.0010763 | 0.0010763 | 0.0010763 | 0.0010763 | 0.0010763 | 0.0010763 | 0.0010763 | 0.0010763 | 0.0010763 | 0.0010763 | 0.0010763 | 0.0010763 | 0.0010763 | 0.0010763 | 0.0010763 | 0.0010763 | 0.0010763 | 0.0010763 | 0.0010763 | 0.0010763 | 0.0010763 | 0.0010763 | 0.0010763 | 0.0010763 | 0.0010763 | 0.0010763 | 0.0010763 | 0.0010763 | 0.0010763 | 0.0010763 | 0.0010763 | 0.0010763 | 0.0010763 | 0.0010763 | 0.0010763 | 0.0010763 | 0.0010763 | 0.0010763 | 0.0010763 | 0.0010763 | 0.0010763 | 0.0010763 | 0.0010763 | 0.0010763 | 0.0010763 | 0.0010763 | 0.0010763 | 0.0010763 | 0.0010763 | 0.0010763 | 0.0010763 | 0.0010763 | 0.0010763 | 0.0010763 | 0.0010763 | 0.0010763 | 0.0010763 | 0.0010763 | 0.0010763 | 0.0010763 | 0.0010763 | 0.0010763 | 0.0010763 | 0.0010763 | 0.0010763 | 0.0010763 | 0.0010763 | 0.0010763 | 0.0010763 | 0.0010763 | 0.0010763 | 0.0010763 | 0.0010763 | 0.0010763 | 0.0010763 | 0.0010763 | 0.0010763 | 0.0010763 | 0.0010763 | 0.0010763 | 0.0010763 | 0.0010763 | 0.0010763 | 0.0010763 | 0.0010763 | 0.0010763 | 0.0010763 | 0.0010763 | 0.0010763 | 0.0010763 | 0.0010763 | 0.0010763 | 0.0010763 | 0.0010763 | 0.0010763 | 0.0010763 | 0.0010763 | 0.0010763 | 0.0010763 | 0.0010763 | 0.0010763 | 0.0010763 | 0.0010763 | 0.0010763 | 0.0010763 | 0.0010763 | 0.0010763 | 0.0010763 | 0.0010763 | 0.0010763 | 0.0010763 | 0.0010763 | 0.0010763 | 0.0010763 | 0.0010763 | 0.0010763 | 0.0010763 | 0.0010763 | 0.0010763 | 0.0010763 | 0.0010763 | 0.0010763 | 0.0010763 | 0.0010763 | 0.0010763 | 0.0010763 | 0.0010763 | 0.0010763 | 0.0010763 | 0.0010763 | 0.0010763 | 0.0010763 | 0.0010763 | 0.0010763 | 0.0010763 | 0.0010763 | 0.0010763 | 0.0010763 | 0.0010763 | 0.0010763 | 0.0010763 | 0.0010763 | 0.0010763 | 0.0010763 | 0.0010763 | 0.0010763 | 0.0010763 | 0.0010763 | 0.0010763 | 0.0010763 | 0.0010763 | 0.0010763 | 0.0010763 | 0.0010763 | 0.0010763 | 0.0010763 | 0.0010763 | 0.0010763 | 0.0010763 | 0.0010763 | 0.0010763 | 0.0010763 | 0.0010763 | 0.0010763 | 0.0010763 | 0.0010763 | 0.0010763 | 0.0010763 | 0.0010763 | 0.0010763 | 0.0010763 | 0.0010763 | 0.0010763 | 0.0010763 | 0.0010763 | 0.0010763 | 0.0010763 | 0.0010763 | 0.0010763 | 0.0010763 | 0.0010763 | 0.0010763 | 0.0010763 | 0.0010763 | 0.0010763 | 0.0010763 | 0.0010763 | 0.0010763 | 0.0010763 | 0.0010763 | 0.0010763 | 0.0010763 | 0.0010763 | 0.0010763 | 0.0010763 | 0.0010763 | 0.0010763 | 0.0010763 | 0.0010763 | 0.0010763 | 0.0010763 | 0.0010763 | 0.0010763 | 0.0010763 | 0.0010763 | 0.0010763 | 0.0010763 | 0.0010763 | 0.0010763 | 0.0010763 | 0.0010763 | 0.0010763 | 0.0010763 | 0.0010763 | 0.0010763 | 0.0010763 | 0.0010763 | 0.0010763 | 0.0010763 | 0.0010763 | 0.0010763 | 0.0010763 | 0.0010763 | 0.0010763 | 0.0010763 | 0.0010763 | 0.0010763 | 0.0010763 | 0.0010763 | 0.0010763 | 0.0010763 | 0.0010763 | 0.0010763 | 0.0010763 | 0.0010763 | 0.0010763 | 0.0010763 | 0.0010763 | 0.0010763 | 0.0010763 | 0.0010763 | 0.0010763 | 0.0010763 | 0.0010763 | 0.0010763 | 0.0010763 | 0.0010763 | 0.0010763 | 0.0010763 | 0.0010763 | 0.0010763 | 0.0010763 | 0.0010763 | 0.0010763 | 0.0010763 | 0.0010763 | 0.0010763 | 0.0010763 | 0.0010763 | 0.0010763 | 0.0010763 | 0.0010763 | 0.0010763 | 0.0010763 | 0.0010763 | 0.0010763 | 0.0010763 | 0.0010763 | 0.0010763 | 0.0010763 | 0.0010763 | 0.0010763 | 0.0010763 | 0.0010763 | 0.0010763 | 0.0010763 | 0.0010763 | 0.0010763 | 0.0010763 | 0.0010763 | 0.0010763 | 0.0010763 | 0.0010763 | 0.0010763 | 0.0010763 | 0.0010763 | 0.0010763 | 0.0010763 | 0.0010763 | 0.0010763 | 0.0010763 | 0.0010763 | 0.0010763 | 0.0010763 | 0.0010763 | 0.0010763 | 0.0010763 | 0.0010763 | 0.0010763 | 0.0010763 | 0.0010763 | 0.0010763 | 0.0010763 | 0.0010763 | 0.0010763 | 0.0010763 | 0.0010763 | 0.0010763 | 0.0010763 | 0.0010763 | 0.0010763 | 0.0010763 | 0.0010763 | 0.0010763 | 0.0010763 | 0.0010763 | 0.0010763 | 0.0010763 | 0.0010763 | 0.0010763 | 0.0010763 | 0.0010763 | 0.0010763 | 0.0010763 | 0.0010763 | 0.0010763 | 0.0010763 | 0.0010763 | 0.0010763 | 0.0010763 | 0.0010763 | 0.0010763 | 0.0010763 | 0.0010763 | 0.0010763 | 0.0010763 | 0.0010763 | 0.0010763 | 0.0010763 | 0.0010763 | 0.0010763 | 0.0010763 | 0.0010763 | 0.0010763 | 0.0010763 | 0.0010763 | 0.0010763 | 0.0010763 | 0.0010763 | 0.0010763 | 0.0010763 | 0.0010763 | 0.0010763 | 0.0010763 | 0.0010763 | 0.0010763 | 0.0010763 | 0.0010763 | 0.0010763 | 0.0010763 | 0.0010763 | 0.0010763 | 0.0010763 | 0.0010763 | 0.0010763 | 0.0010763 | 0.0010763 | 0.0010763 | 0.0010763 | 0.0010763 | 0.0010763 | 0.0010763 | 0.0010763 | 0.0010763 | 0.0010763 | 0.0010763 | 0.0010763 | 0.0010763 | 0.0010763 | 0.0010763 | 0.0010763 | 0.0010763 | 0.0010763 | 0.0010763 | 0.0010763 | 0.0010763 | 0.0010763 | 0.0010763 | 0.0010763 | 0.0010763 | 0.0010763 | 0.0010763 | 0.0010763 | 0.0010763 | 0.0010763 | 0.0010763 | 0.0010763 | 0.0010763 | 0.0010763 | 0.0010763 | 0.0010763 | 0.0010763 | 0.0010763 | 0.0010763 | 0.0010763 | 0.0010763 | 0.0010763 | 0.0010763 | 0.0010763 | 0.0010763 | 0.0010763 | 0.0010763 | 0.0010763 | 0.0010763 | 0.0010763 | 0.0010763 | 0.0010763 | 0.0010763 | 0.0010763 | 0.0010763 | 0.0010763 | 0.0010763 | 0.0010763 | 0.0010763 | 0.0010763 | 0.0010763 | 0.0010763 | 0.0010763 | 0.0010763 | 0.0010763 | 0.0010763 | 0.0010763 | 0.0010763 | 0.0010763 | 0.0010763 | 0.0010763 | 0.0010763 | 0.0010763 | 0.0010763 | 0.0010763 | 0.0010763 | 0.0010763 | 0.0010763 | 0.0010763 | 0.0010763 | 0.0010763 | 0.0010763 | 0.0010763 | 0.0010763 | 0.0010763 | 0.0010763 | 0.0010763 | 0.0010763 | 0.0010763 | 0.0010763 | 0.0010763 | 0.0010763 | 0.0010763 | 0.0010763 | 0.0010763 | 0.0010763 | 0.0010763 | 0.0010763 | 0.0010763 | 0.0010763 | 0.0010763 | 0.0010763 | 0.0010763 | 0.0010763 | 0.0010763 | 0.0010763 | 0.0010763 | 0.0010763 | 0.0010763 | 0.0010763 | 0.0010763 | 0.0010763 | 0.0010763 | 0.0010763 | 0.0010763 | 0.0010763 | 0.0010763 | 0.0010763 | 0.0010763 | 0.0010763 | 0.0010763 | 0.0010763 | 0.0010763 | 0.0010763 | 0.0010763 | 0.0010763 | 0.0010763 | 0.0010763 | 0.0010763 | 0.0010763 | 0.0010763 | 0.0010763 | 0.0010763 | 0.0010763 | 0.0010763 | 0.0010763 | 0.0010763 | 0.0010763 | 0.0010763 | 0.0010763 | 0.0010763 | 0.0010763 | 0.0010763 | 0.0010763 | 0.0010763 | 0.0010763 | 0.0010763 | 0.0010763 | 0.0010763 | 0.0010763 | 0.0010763 | 0.0010763 | 0.0010763 | 0.0010763 | 0.0010763 | 0.0010763 | 0.0010763 | 0.0010763 | 0.0010763 | 0.0010763 | 0.0010763 | 0.0010763 | 0.0010763 | 0.0010763 | 0.0010763 | 0.0010763 | 0.0010763 | 0.0010763 | 0.0010763 | 0.0010763 | 0.0010763 | 0.0010763 | 0.0010763 | 0.0010763 | 0.0010763 | 0.0010763 | 0.0010763 | 0.0010763 | 0.0010763 | 0.0010763 | 0.0010763 | 0.0010763 | 0.0010763 | 0.0010763 | 0.0010763 | 0.0010763 | 0.0010763 | 0.0010763 | 0.0010763 | 0.0010763 | 0.0010763 | 0.0010763 | 0.0010763 | 0.0010763 | 0.0010763 | 0.0010763 | 0.0010763 | 0.0010763 | 0.0010763 | 0.0010763 | 0.0010763 | 0.0010763 | 0.0010763 | 0.0010763 | 0.0010763 | 0.0010763 | 0.0010763 | 0.0010763 | 0.0010763 | 0.0010763 | 0.0010763 | 0.0010763 | 0.0010763 | 0.0010763 | 0.0010763 | 0.0010763 | 0.0010763 | 0.0010763 | 0.0010763 | 0.0010763 | 0.0010763 | 0.0010763 | 0.0010763 | 0.0010763 | 0.0010763 | 0.0010763 | 0.0010763 | 0.0010763 | 0.0010763 | 0.0010763 | 0.0010763 | 0.0010763 | 0.0010763 | 0.0010763 | 0.0010763 | 0.0010763 | 0.0010763 | 0.0010763 | 0.0010763 | 0.0010763 | 0.0010763 | 0.0010763 | 0.0010763 | 0.0010763 | 0.0010763 | 0.0010763 | 0.0010763 | 0.0010763 | 0.0010763 | 0.0010763 | 0.0010763 | 0.0010763 | 0.0010763 | 0.0010763 | 0.0010763 | 0.0010763 | 0.0010763 | 0.0010763 | 0.0010763 | 0.0010763 | 0.0010763 | 0.0010763 | 0.0010763 | 0.0010763 | 0.0010763 | 0.0010763 | 0.0010763 | 0.0010763 | 0.0010763 | 0.0010763 | 0.0010763 | 0.0010763 | 0.0010763 | 0.0010763 | 0.0010763 | 0.0010763 | 0.0010763 | 0.0010763 | 0.0010763 | 0.0010763 | 0.0010763 | 0.0010763 | 0.0010763 | 0.0010763 | 0.0010763 | 0.0010763 | 0.0010763 | 0.0010763 | 0.0010763 | 0.0010763 | 0.0010763 | 0.0010763 | 0.0010763 | 0.0010763 | 0.0010763 | 0.0010763 | 0.0010763 | 0.0010763 | 0.0010763 | 0.0010763 | 0.0010763 | 0.0010763 | 0.0010763 | 0.0010763 | 0.0010763 | 0.0010763 | 0.0010763 | 0.0010763 | 0.0010763 | 0.0010763 | 0.0010763 | 0.0010763 | 0.0010763 | 0.0010763 | 0.0010763 | 0.0010763 | 0.0010763 | 0.0010763 | 0.0010763 | 0.0010763 | 0.0010763 | 0.0010763 | 0.0010763 | 0.0010763 | 0.0010763 | 0.0010763 | 0.0010763 | 0.0010763 | 0.0010763 | 0.0010763 | 0.0010763 | 0.0010763 | 0.0010763 | 0.0010763 | 0.0010763 | 0.0010763 | 0.0010763 | 0.0010763 | 0.0010763 | 0.0010763 | 0.0010763 | 0.0010763 | 0.0010763 | 0.0010763 | 0.0010763 | 0.0010763 | 0.0010763 | 0.0010763 | 0.0010763 | 0.0010763 | 0.0010763 | 0.0010763 | 0.0010763 | 0.0010763 | 0.0010763 | 0.0010763 | 0.0010763 | 0.0010763 | 0.0010763 | 0.0010763 | 0.0010763 | 0.0010763 | 0.0010763 | 0.0010763 | 0.0010763 | 0.0010763 | 0.0010763 | 0.0010763 | 0.0010763 | 0.0010763 | 0.0010763 | 0.0010763 | 0.0010763 | 0.0010763 | 0.0010763 | 0.0010763 | 0.0010763 | 0.0010763 | 0.0010763 | 0.0010763 | 0.0010763 | 0.0010763 | 0.0010763 | 0.0010763 | 0.0010763 | 0.0010763 | 0.0010763 | 0.0010763 | 0.0010763 | 0.0010763 | 0.0010763 | 0.0010763 | 0.0010763 | 0.0010763 | 0.0010763 | 0.0010763 | 0.0010763 | 0.0010763 | 0.0010763 | 0.0010763 | 0.0010763 | 0.0010763 | 0.0010763 | 0.0010763 | 0.0010763 | 0.0010763 | 0.0010763 | 0.0010763 | 0.0010763 | 0.0010763 | 0.0010763 | 0.0010763 | 0.0010763 | 0.0010763 | 0.0010763 | 0.0010763 | 0.0010763 | 0.0010763 | 0.0010763 | 0.0010763 | 0.0010763 | 0.0010763 | 0.0010763 | 0.0010763 | 0.0010763 | 0.0010763 | 0.0010763 | 0.0010763 | 0.0010763 | 0.0010763 | 0.0010763 | 0.0010763 | 0.0010763 | 0.0010763 | 0.0010763 | 0.0010763 | 0.0010763 | 0.0010763 | 0.0010763 | 0.0010763 | 0.0010763 | 0.0010763 | 0.0010763 | 0.0010763 | 0.0010763 | 0.0010763 | 0.0010763 | 0.0010763 | 0.0010763 | 0.0010763 | 0.0010763 | 0.0010763 | 0.0010763 | 0.0010763 | 0.0010763 | 0.0010763 | 0.0010763 | 0.0010763 | 0.0010763 | 0.0010763 | 0.0010763 | 0.0010763 | 0.0010763 | 0.0010763 | 0.0010763 | 0.0010763 | 0.0010763 | 0.0010763 | 0.0010763 | 0.0010763 | 0.0010763 | 0.0010763 | 0.0010763 | 0.0010763 | 0.0010763 | 0.0010763 | 0.0010763 | 0.0010763 | 0.0010763 | 0.0010763 | 0.0010763 | 0.0010763 | 0.0010763 | 0.0010763 | 0.0010763 | 0.0010763 | 0.0010763 | 0.0010763 | 0.0010763 | 0.0010763 | 0.0010763 | 0.0010763 | 0.0010763 | 0.0010763 | 0.0010763 | 0.0010763 | 0.0010763 | 0.0010763 | 0.0010763 | 0.0010763 | 0.0010763 | 0.0010763 | 0.0010763 | 0.0010763 | 0.0010763 | 0.0010763 | 0.0010763 | 0.0010763 | 0.0010763 | 0.0010763 | 0.0010763 | 0.0010763 | 0.0010763 | 0.0010763 | 0.0010763 | 0.0010763 | 0.0010763 | 0.0010763 | 0.0010763 | 0.0010763 | 0.0010763 | 0.0010763 | 0.0010763 | 0.0010763 | 0.0010763 | 0.0010763 | 0.0010763 | 0.0010763 | 0.0010763 | 0.0010763 | 0.0010763 | 0.0010763 | 0.0010763 | 0.0010763 | 0.0010763 | 0.0010763 | 0.0010763 | 0.0010763 | 0.0010763 | 0.0010763 | 0.0010763 | 0.0010763 | 0.0010763 | 0.0010763 | 0.0010763 | 0.0010763 | 0.0010763 | 0.0010763 | 0.0010763 | 0.0010763 | 0.0010763 | 0.0010763 | 0.0010763 | 0.0010763 | 0.0010763 | 0.0010763 | 0.0010763 | 0.0010763 | 0.0010763 | 0.0010763 | 0.0010763 | 0.0010763 | 0.0010763 | 0.0010763 | 0.0010763 | 0.0010763 | 0.0010763 | 0.0010763 | 0.0010763 | 0.0010763 | 0.0010763 | 0.0010763 | 0.0010763 | 0.0010763 | 0.0010763 | 0.0010763 | 0.0010763 | 0.0010763 | 0.0010763 | 0.0010763 | 0.0010763 | 0.0010763 | 0.0010763 | 0.0010763 | 0.0010763 | 0.0010763 | 0.0010763 | 0.0010763 | 0.0010763 | 0.0010763 | 0.0010763 | 0.0010763 | 0.0010763 | 0.0010763 | 0.0010763 | 0.0010763 | 0.0010763 | 0.0010763 | 0.0010763 | 0.0010763 | 0.0010763 | 0.0010763 | 0.0010763 | 0.0010763 | 0.0010763 | 0.0010763 | 0.0010763 | 0.0010763 | 0.0010763 | 0.0010763 | 0.0010763 | 0.0010763 | 0.0010763 | 0.0010763 | 0.0010763 | 0.0010763 | 0.0010763 | 0.0010763 | 0.0010763 | 0.0010763 | 0.0010763 | 0.0010763 | 0.0010763 | 0.0010763 | 0.0010763 | 0.0010763 | 0.0010763 | 0.0010763 | 0.0010763 | 0.0010763 | 0.0010763 | 0.0010763 | 0.0010763 | 0.0010763 | 0.0010763 | 0.0010763 | 0.0010763 | 0.0010763 | 0.0010763 | 0.0010763 | 0.0010763 | 0.0010763 | 0.0010763 | 0.0010763 | 0.0010763 | 0.0010763 | 0.0010763 | 0.0010763 | 0.0010763 | 0.0010763 | 0.0010763 | 0.0010763 | 0.0010763 | 0.0010763 | 0.0010763 | 0.0010763 | 0.0010763 | 0.0010763 | 0.0010763 | 0.0010763 | 0.0010763 | 0.0010763 | 0.0010763 | 0.0010763 | 0.0010763 | 0.0010763 | 0.0010763 | 0.0010763 | 0.0010763 | 0.0010763 | 0.0010763 | 0.0010763 | 0.0010763 | 0.0010763 | 0.0010763 | 0.0010763 | 0.0010763 | 0.0010763 | 0.0010763 | 0.0010763 | 0.0010763 | 0.0010763 | 0.0010763 | 0.0010763 | 0.0010763 | 0.0010763 | 0.0010763 | 0.0010763 | 0.0010763 | 0.0010763 | 0.0010763 | 0.0010763 | 0.0010763 | 0.0010763 | 0.0010763 | 0.0010763 | 0.0010763 | 0.0010763 | 0.0010763 | 0.0010763 | 0.0010763 | 0.0010763 | 0.0010763 | 0.0010763 | 0.0010763 | 0.0010763 | 0.0010763 | 0.0010763 | 0.0010763 | 0.0010763 | 0.0010763 | 0.0010763 | 0.0010763 | 0.0010763 | 0.0010763 | 0.0010763 | 0.0010763 | 0.0010763 | 0.0010763 | 0.0010763 | 0.0010763 | 0.0010763 | 0.0010763 | 0.0010763 | 0.0010763 | 0.0010763 | 0.0010763 | 0.0010763 | 0.0010763 | 0.0010763 | 0.0010763 | 0.0010763 | 0.0010763 | 0.0010763 | 0.0010763 | 0.0010763 | 0.0010763 | 0.0010763 | 0.0010763 | 0.0010763 | 0.0010763 | 0.0010763 | 0.0010763 | 0.0010763 | 0.0010763 | 0.0010763 | 0.0010763 | 0.0010763 | 0.0010763 | 0.0010763 | 0.0010763 | 0.0010763 | 0.0010763 | 0.0010763 | 0.0010763 | 0.0010763 | 0.0010763 | 0.0010763 | 0.0010763 | 0.0010763 | 0.0010763 | 0.0010763 | 0.0010763 | 0.0010763 | 0.0010763 | 0.0010763 | 0.0010763 | 0.0010763 | 0.0010763 | 0.0010763 | 0.0010763 | 0.0010763 | 0.0010763 | 0.0010763 | 0.0010763 | 0.0010763 | 0.0010763 | 0.0010763 | 0.0010763 | 0.0010763 | 0.0010763 | 0.0010763 | 0.0010763 | 0.0010763 | 0.0010763 | 0.0010763 | 0.0010763 | 0.0010763 | 0.0010763 | 0.0010763 | 0.0010763 | 0.0010763 | 0.0010763 | 0.0010763 | 0.0010763 | 0.0010763 | 0.0010763 | 0.0010763 | 0.0010763 | 0.0010763 | 0.0010763 | 0.0010763 | 0.0010763 | 0.0010763 | 0.0010763 | 0.0010763 | 0.0010763 | 0.0010763 | 0.0010763 | 0.0010763 | 0.0010763 | 0.0010763 | 0.0010763 | 0.0010763 | 0.0010763 | 0.0010763 | 0.0010763 | 0.0010763 | 0.0010763 | 0.0010763 | 0.0010763 | 0.0010763 | 0.0010763 | 0.0010763 | 0.0010763 | 0.0010763 | 0.0010763 | 0.0010763 | 0.0010763 | 0.0010763 | 0.0010763 | 0.0010763 | 0.0010763 | 0.0010763 | 0.0010763 | 0.0010763 | 0.0010763 | 0.0010763 | 0.0010763 | 0.0010763 | 0.0010763 | 0.0010763 | 0.0010763 | 0.0010763 | 0.0010763 | 0.0010763 | 0.0010763 | 0.0010763 | 0.0010763 | 0.0010763 | 0.0010763 | 0.0010763 | 0.0010763 | 0.0010763 | 0.0010763 | 0.0010763 | 0.0010763 | 0.0010763 | 0.0010763 | 0.0010763 | 0.0010763 | 0.0010763 | 0.0010763 | 0.0010763 | 0.0010763 | 0.0010763 | 0.0010763 | 0.0010763 | 0.0010763 | 0.0010763 | 0.0010763 | 0.0010763 | 0.0010763 | 0.0010763 | 0.0010763 | 0.0010763 | 0.0010763 | 0.0010763 | 0.0010763 | 0.0010763 | 0.0010763 | 0.0010763 | 0.0010763 | 0.0010763 | 0.0010763 | 0.0010763 | 0.0010763 | 0.0010763 | 0.0010763 | 0.0010763 | 0.0010763 | 0.0010763 | 0.0010763 | 0.0010763 | 0.0010763 | 0.0010763 | 0.0010763 | 0.0010763 | 0.0010763 | 0.0010763 | 0.0010763 | 0.0010763 | 0.0010763 | 0.0010763 | 0.0010763 | 0.0010763 | 0.0010763 | 0.0010763 | 0.0010763 | 0.0010763 | 0.0010763 | 0.0010763 | 0.0010763 | 0.0010763 | 0.0010763 | 0.0010763 | 0.0010763 | 0.0010763 | 0.0010763 | 0.0010763 | 0.0010763 | 0.0010763 | 0.0010763 | 0.0010763 | 0.0010763 | 0.0010763 | 0.0010763 | 0.0010763 | 0.0010763 | 0.0010763 | 0.0010763 | 0.0010763 | 0.0010763 | 0.0010763 | 0.0010763 | 0.0010763 | 0.0010763 | 0.0010763 | 0.0010763 | 0.0010763 | 0.0010763 | 0.0010763 | 0.0010763 | 0.0010763 | 0.0010763 | 0.0010763 | 0.0010763 | 0.0010763 | 0.0010763 | 0.0010763 | 0.0010763 | 0.0010763 | 0.0010763 | 0.0010763 | 0.0010763 | 0.0010763 | 0.0010763 | 0.0010763 | 0.0010763 | 0.0010763 | 0.0010763 | 0.0010763 | 0.0010763 | 0.0010763 | 0.0010763 | 0.0010763 | 0.0010763 | 0.0010763 | 0.0010763 | 0.0010763 | 0.0010763 | 0.0010763 | 0.0010763 | 0.0010763 | 0.0010763 | 0.0010763 | 0.0010763 | 0.0010763 | 0.0010763 | 0.0010763 | 0.0010763 | 0.0010763 | 0.0010763 | 0.0010763 | 0.0010763 | 0.0010763 | 0.0010763 | 0.0010763 | 0.0010763 | 0.0010763 | 0.0010763 | 0.0010763 | 0.0010763 | 0.0010763 | 0.0010763 | 0.0010763 | 0.0010763 | 0.0010763 | 0.0010763 | 0.0010763 | 0.0010763 | 0.0010763 | 0.0010763 | 0.0010763 | 0.0010763 | 0.0010763 | 0.0010763 | 0.0010763 | 0.0010763 | 0.0010763 | 0.0010763 | 0.0010763 | 0.0010763 | 0.0010763 | 0.0010763 | 0.0010763 | 0.0010763 | 0.0010763 | 0.0010763 | 0.0010763 | 0.0010763 | 0.0010763 | 0.0010763 | 0.0010763 | 0.0010763 | 0.0010763 | 0.0010763 | 0.0010763 | 0.0010763 | 0.0010763 | 0.0010763 | 0.0010763 | 0.0010763 | 0.0010763 | 0.0010763 | 0.0010763 | 0.0010763 | 0.0010763 | 0.0010763 | 0.0010763 | 0.0010763 | 0.0010763 | 0.0010763 | 0.0010763 | 0.0010763 | 0.0010763 | 0.0010763 | 0.0010763 | 0.0010763 | 0.0010763 | 0.0010763 | 0.0010763 | 0.0010763 | 0.0010763 | 0.0010763 | 0.0010763 | 0.0010763 | 0.0010763 | 0.0010763 | 0.0010763 | 0.0010763 | 0.0010763 | 0.0010763 | 0.0010763 | 0.0010763 | 0.0010763 | 0.0010763 | 0.0010763 | 0.0010763 | 0.0010763 | 0.0010763 | 0.0010763 | 0.0010763 | 0.0010763 | 0.0010763 | 0.0010763 | 0.0010763 | 0.0010763 | 0.0010763 | 0.0010763 | 0.0010763 | 0.0010763 | 0.0010763 | 0.0010763 | 0.0010763 | 0.0010763 | 0.0010763 | 0.0010763 | 0.0010763 | 0.0010763 | 0.0010763 | 0.0010763 | 0.0010763 | 0.0010763 | 0.0010763 | 0.0010763 | 0.0010763 | 0.0010763 | 0.0010763 | 0.0010763 | 0.0010763 | 0.0010763 | 0.0010763 | 0.0010763 | 0.0010763 | 0.0010763 | 0.0010763 | 0.0010763 | 0.0010763 | 0.0010763 | 0.0010763 | 0.0010763 | 0.0010763 | 0.0010763 | 0.0010763 | 0.0010763 | 0.0010763 | 0.0010763 | 0.0010763 | 0.0010763 | 0.0010763 | 0.0010763 | 0.0010763 | 0.0010763 | 0.0010763 | 0.0010763 | 0.0010763 | 0.0010763 | 0.0010763 | 0.0010763 | 0.0010763 | 0.0010763 | 0.0010763 | 0.0010763 | 0.0010763 | 0.0010763 | 0.0010763 | 0.0010763 | 0.0010763 | 0.0010763 | 0.0010763 | 0.0010763 | 0.0010763 | 0.0010763 | 0.0010763 | 0.0010763 | 0.0010763 | 0.0010763 | 0.0010763 | 0.0010763 | 0.0010763 | 0.0010763 | 0.0010763 | 0.0010763 | 0.0010763 | 0.0010763 | 0.0010763 | 0.0010763 | 0.0010763 | 0.0010763 | 0.0010763 | 0.0010763 | 0.0010763 | 0.0010763 | 0.0010763 | 0.0010763 | 0.0010763 | 0.0010763 | 0.0010763 | 0.0010763 | 0.0010763 | 0.0010763 | 0.0010763 | 0.0010763 | 0.0010763 | 0.0010763 | 0.0010763 | 0.0010763 | 0.0010763 | 0.0010763 | 0.0010763 | 0.0010763 | 0.0010763 | 0.0010763 | 0.0010763 | 0.0010763 | 0.0010763 | 0.0010763 | 0.0010763 | 0.0010763 | 0.0010763 | 0.0010763 | 0.0010763 | 0.0010763 | 0.0010763 | 0.0010763 | 0.0010763 | 0.0010763 | 0.0010763 | 0.0010763 | 0.0010763 | 0.0010763 | 0.0010763 | 0.0010763 | 0.0010763 | 0.0010763 | 0.0010763 | 0.0010763 | 0.0010763 | 0.0010763 | 0.0010763 | 0.0010763 | 0.0010763 | 0.0010763 | 0.0010763 | 0.0010763 | 0.0010763 | 0.0010763 | 0.0010763 | 0.0010763 | 0.0010763 | 0.0010763 | 0.0010763 | 0.0010763 | 0.0010763 | 0.0010763 | 0.0010763 | 0.0010763 | 0.0010763 | 0.0010763 | 0.0010763 | 0.0010763 | 0.0010763 | 0.0010763 | 0.0010763 | 0.0010763 | 0.0010763 | 0.0010763 | 0.0010763 | 0.0010763 | 0.0010763 | 0.0010763 | 0.0010763 | 0.0010763 | 0.0010763 | 0.0010763 | 0.0010763 | 0.0010763 | 0.0010763 | 0.0010763 | 0.0010763 | 0.0010763 | 0.0010763 | 0.0010763 | 0.0010763 | 0.0010763 | 0.0010763 | 0.0010763 | 0.0010763 | 0.0010763 | 0.0010763 | 0.0010763 | 0.0010763 | 0.0010763 | 0.0010763 | 0.0010763 | 0.0010763 | 0.0010763 | 0.0010763 | 0.0010763 | 0.0010763 | 0.0010763 | 0.0010763 | 0.0010763 | 0.0010763 | 0.0010763 | 0.0010763 | 0.0010763 | 0.0010763 | 0.0010763 | 0.0010763 | 0.0010763 | 0.0010763 | 0.0010763 | 0.0010763 | 0.0010763 | 0.0010763 | 0.0010763 | 0.0010763 | 0.0010763 | 0.0010763 | 0.0010763 | 0.0010763 | 0.0010763 | 0.0010763 | 0.0010763 | 0.0010763 | 0.0010763 | 0.0010763 | 0.0010763 | 0.0010763 | 0.0010763 | 0.0010763 | 0.0010763 | 0.0010763 | 0.0010763 | 0.0010763 | 0.0010763 | 0.0010763 | 0.0010763 | 0.0010763 | 0.0010763 | 0.0010763 | 0.0010763 | 0.0010763 | 0.0010763 | 0.0010763 | 0.0010763 | 0.0010763 | 0.0010763 | 0.0010763 | 0.0010763 | 0.0010763 | 0.0010763 | 0.0010763 | 0.0010763 | 0.0010763 | 0.0010763 | 0.0010763 | 0.0010763 | 0.0010763 | 0.0010763 | 0.0010763 | 0.0010763 | 0.0010763 | 0.0010763 | 0.0010763 | 0.0010763 | 0.0010763 | 0.0010763 | 0.0010763 | 0.0010763 | 0.0010763 | 0.0010763 | 0.0010763 | 0.0010763 | 0.0010763 | 0.0010763 | 0.0010763 | 0.0010763 | 0.0010763 | 0.0010763 | 0.0010763 | 0.0010763 | 0.0010763 | 0.0010763 | 0.0010763 | 0.0010763 | 0.0010763 | 0.0010763 | 0.0010763 | 0.0010763 | 0.0010763 | 0.0010763 | 0.0010763 | 0.0010763 | 0.0010763 | 0.0010763 | 0.0010763 | 0.0010763 | 0.0010763 | 0.0010763 | 0.0010763 | 0.0010763 | 0.0010763 | 0.0010763 | 0.0010763 | 0.0010763 | 0.0010763 | 0.0010763 | 0.0010763 | 0.0010763 | 0.0010763 | 0.0010763 | 0.0010763 | 0.0010763 | 0.0010763 | 0.0010763 | 0.0010763 | 0.0010763 | 0.0010763 | 0.0010763 | 0.0010763 | 0.0010763 | 0.0010763 | 0.0010763 | 0.0010763 | 0.0010763 | 0.0010763 | 0.0010763 | 0.0010763 | 0.0010763 | 0.0010763 | 0.0010763 | 0.0010763 | 0.0010763 | 0.0010763 | 0.0010763 | 0.0010763 | 0.0010763 | 0.0010763 | 0.0010763 | 0.0010763 | 0.0010763 | 0.0010763 | 0.0010763 | 0.0010763 | 0.0010763 | 0.0010763 | 0.0010763 | 0.0010763 | 0.0010763 | 0.0010763 | 0.0010763 | 0.0010763 | 0.0010763 | 0.0010763 | 0.0010763 | 0.0010763 | 0.0010763 | 0.0010763 | 0.0010763 | 0.0010763 | 0.0010763 | 0.0010763 | 0.0010763 | 0.0010763 | 0.0010763 | 0.0010763 | 0.0010763 | 0.0010763 | 0.0010763 | 0.0010763 | 0.0010763 | 0.0010763 | 0.0010763 | 0.0010763 | 0.0010763 | 0.0010763 | 0.0010763 | 0.0010763 | 0.0010763 | 0.0010763 | 0.0010763 | 0.0010763 | 0.0010763 | 0.0010763 | 0.0010763 | 0.0010763 | 0.0010763 | 0.0010763 | 0.0010763 | 0.0010763 | 0.0010763 | 0.0010763 | 0.0010763 | 0.0010763 | 0.0010763 | 0.0010763 | 0.0010763 | 0.0010763 | 0.0010763 | 0.0010763 | 0.0010763 | 0.0010763 | 0.0010763 | 0.0010763 | 0.0010763 | 0.0010763 | 0.0010763 | 0.0010763 | 0.0010763 | 0.0010763 | 0.0010763 | 0.0010763 | 0.0010763 | 0.0010763 | 0.0010763 | 0.0010763 | 0.0010763 | 0.0010763 | 0.0010763 | 0.0010763 | 0.0010763 | 0.0010763 | 0.0010763 | 0.0010763 | 0.0010763 | 0.0010763 | 0.0010763 | 0.0010763 | 0.0010763 | 0.0010763 | 0.0010763 | 0.0010763 | 0.0010763 | 0.0010763 | 0.0010763 | 0.0010763 | 0.0010763 | 0.0010763 | 0.0010763 | 0.0010763 | 0.0010763 | 0.0010763 | 0.0010763 | 0.0010763 | 0.0010763 | 0.0010763 | 0.0010763 | 0.0010763 | 0.0010763 | 0.0010763 | 0.0010763 | 0.0010763 | 0.0010763 | 0.0010763 | 0.0010763 | 0.0010763 | 0.0010763 | 0.0010763 | 0.0010763 | 0.0010763 | 0.0010763 | 0.0010763 | 0.0010763 | 0.0010763 | 0.0010763 | 0.0010763 | 0.0010763 | 0.0010763 | 0.0010763 | 0.0010763 | 0.0010763 | 0.0010763 | 0.0010763 | 0.0010763 | 0.0010763 | 0.0010763 | 0.0010763 | 0.0010763 | 0.0010763 | 0.0010763 | 0.0010763 | 0.0010763 | 0.0010763 | 0.0010763 | 0.0010763 | 0.0010763 | 0.0010763 | 0.0010763 | 0.0010763 | 0.0010763 | 0.0010763 | 0.0010763 | 0.0010763 | 0.0010763 | 0.0010763 | 0.0010763 | 0.0010763 | 0.0010763 | 0.0010763 | 0.0010763 | 0.0010763 | 0.0010763 | 0.0010763 | 0.0010763 | 0.0010763 | 0.0010763 | 0.0010763 | 0.0010763 | 0.0010763 | 0.0010763 | 0.0010763 | 0.0010763 | 0.0010763 | 0.0010763 | 0.0010763 | 0.0010763 | 0.0010763 | 0.0010763 | 0.0010763 | 0.0010763 | 0.0010763 | 0.0010763 | 0.0010763 | 0.0010763 | 0.0010763 | 0.0010763 | 0.0010763 | 0.0010763 | 0.0010763 | 0.0010763 | 0.0010763 | 0.0010763 | 0.0010763 | 0.0010763 | 0.0010763 | 0.0010763 | 0.0010763 | 0.0010763 | 0.0010763 | 0.0010763 | 0.0010763 | 0.0010763 | 0.0010763 | 0.0010763 | 0.0010763 | 0.0010763 | 0.0010763 | 0.0010763 | 0.0010763 | 0.0010763 | 0.0010763 | 0.0010763 | 0.0010763 | 0.0010763 | 0.0010763 | 0.0010763 | 0.0010763 | 0.0010763 | 0.0010763 | 0.0010763 | 0.0010763 | 0.0010763 | 0.0010763 | 0.0010763 | 0.0010763 | 0.0010763 | 0.0010763 | 0.0010763 | 0.0010763 | 0.0010763 | 0.0010763 | 0.0010763 | 0.0010763 | 0.0010763 | 0.0010763 | 0.0010763 | 0.0010763 | 0.0010763 | 0.0010763 | 0.0010763 | 0.0010763 | 0.0010763 | 0.0010763 | 0.0010763 | 0.0010763 | 0.0010763 | 0.0010763 | 0.0010763 | 0.0010763 | 0.0010763 | 0.0010763 | 0.0010763 | 0.0010763 | 0.0010763 | 0.0010763 | 0.0010763 | 0.0010763 | 0.0010763 | 0.0010763 | 0.0010763 | 0.0010763 | 0.0010763 | 0.0010763 | 0.0010763 | 0.0010763 | 0.0010763 | 0.0010763 | 0.0010763 | 0.0010763 | 0.0010763 | 0.0010763 | 0.0010763 | 0.0010763 | 0.0010763 | 0.0010763 | 0.0010763 | 0.0010763 | 0.0010763 | 0.0010763 | 0.0010763 | 0.0010763 | 0.0010763 | 0.0010763 | 0.0010763 | 0.0010763 | 0.0010763 | 0.0010763 | 0.0010763 | 0.0010763 | 0.0010763 | 0.0010763 | 0.0010763 | 0.0010763 | 0.0010763 | 0.0010763 | 0.0010763 | 0.0010763 | 0.0010763 | 0.0010763 | 0.0010763 | 0.0010763 | 0.0010763 | 0.0010763 | 0.0010763 | 0.0010763 | 0.0010763 | 0.0010763 | 0.0010763 | 0.0010763 | 0.0010763 | 0.0010763 | 0.0010763 | 0.0010763 | 0.0010763 | 0.0010763 | 0.0010763 | 0.0010763 | 0.0010763 | 0.0010763 | 0.0010763 | 0.0010763 | 0.0010763 | 0.0010763 | 0.0010763 | 0.0010763 | 0.0010763 | 0.0010763 | 0.0010763 | 0.0010763 | 0.0010763 | 0.0010763 | 0.0010763 | 0.0010763 | 0.0010763 | 0.0010763 | 0.0010763 | 0.0010763 | 0.0010763 | 0.0010763 | 0.0010763 | 0.0010763 | 0.0010763 | 0.0010763 | 0.0010763 | 0.0010763 | 0.0010763 | 0.0010763 | 0.0010763 | 0.0010763 | 0.0010763 | 0.0010763 | 0.0010763 | 0.0010763 | 0.0010763 | 0.0010763 | 0.0010763 | 0.0010763 | 0.0010763 | 0.0010763 | 0.0010763 | 0.0010763 | 0.0010763 | 0.0010763 | 0.0010763 | 0.0010763 | 0.0010763 | 0.0010763 | 0.0010763 | 0.0010763 | 0.0010763 | 0.0010763 | 0.0010763 | 0.0010763 | 0.0010763 | 0.0010763 | 0.0010763 | 0.0010763 | 0.0010763 | 0.0010763 | 0.0010763 | 0.0010763 | 0.0010763 | 0.0010763 | 0.0010763 | 0.0010763 | 0.0010763 | 0.0010763 | 0.0010763 | 0.0010763 | 0.0010763 | 0.0010763 | 0.0010763 | 0.0010763 | 0.0010763 | 0.0010763 | 0.0010763 | 0.0010763 | 0.0010763 | 0.0010763 | 0.0010763 | 0.0010763 | 0.0010763 | 0.0010763 | 0.0010763 | 0.0010763 | 0.0010763 | 0.0010763 | 0.0010763 | 0.0010763 | 0.0010763 | 0.0010763 | 0.0010763 | 0.0010763 | 0.0010763 | 0.0010763 | 0.0010763 | 0.0010763 | 0.0010763 | 0.0010763 | 0.0010763 | 0.0010763 | 0.0010763 | 0.0010763 | 0.0010763 | 0.0010763 | 0.0010763 | 0.0010763 | 0.0010763 | 0.0010763 | 0.0010763 | 0.0010763 | 0.0010763 | 0.0010763 | 0.0010763 | 0.0010763 | 0.0010763 | 0.0010763 | 0.0010763 | 0.0010763 | 0.0010763 | 0.0010763 | 0.0010763 | 0.0010763 | 0.0010763 | 0.0010763 | 0.0010763 | 0.0010763 | 0.0010763 | 0.0010763 | 0.0010763 | 0.0010763 | 0.0010763 | 0.0010763 | 0.0010763 | 0.0010763 | 0.0010763 | 0.0010763 | 0.0010763 | 0.0010763 | 0.0010763 | 0.0010763 | 0.0010763 | 0.0010763 | 0.0010763 | 0.0010763 | 0.0010763 | 0.0010763 | 0.0010763 | 0.0010763 | 0.0010763 | 0.0010763 | 0.0010763 | 0.0010763 | 0.0010763 | 0.0010763 | 0.0010763 | 0.0010763 | 0.0010763 | 0.0010763 | 0.0010763 | 0.0010763 | 0.0010763 | 0.0010763 | 0.0010763 | 0.0010763 | 0.0010763 | 0.0010763 | 0.0010763 | 0.0010763 | 0.0010763 | 0.0010763 | 0.0010763 | 0.0010763 | 0.0010763 | 0.0010763 | 0.0010763 | 0.0010763 | 0.0010763 | 0.0010763 | 0.0010763 | 0.0010763 | 0.0010763 | 0.0010763 | 0.0010763 | 0.0010763 | 0.0010763 | 0.0010763 | 0.0010763 | 0.0010763 | 0.0010763 | 0.0010763 | 0.0010763 | 0.0010763 | 0.0010763 | 0.0010763 | 0.0010763 | 0.0010763 | 0.0010763 | 0.0010763 | 0.0010763 | 0.0010763 | 0.0010763 | 0.0010763 | 0.0010763 | 0.0010763 | 0.0010763 | 0.0010763 | 0.0010763 | 0.0010763 | 0.0010763 | 0.0010763 | 0.0010763 | 0.0010763 | 0.0010763 | 0.0010763 | 0.0010763 | 0.0010763 | 0.0010763 | 0.0010763 | 0.0010763 | 0.0010763 | 0.0010763 | 0.0010763 | 0.0010763 | 0.0010763 | 0.0010763 | 0.0010763 | 0.0010763 | 0.0010763 | 0.0010763 | 0.0010763 | 0.0010763 | 0.0010763 | 0.0010763 | 0.0010763 | 0.0010763 | 0.0010763 | 0.0010763 | 0.0010763 | 0.0010763 | 0.0010763 | 0.0010763 | 0.0010763 | 0.0010763 | 0.0010763 | 0.0010763 | 0.0010763 | 0.0010763 | 0.0010763 | 0.0010763 | 0.0010763 | 0.0010763 | 0.0010763 | 0.0010763 | 0.0010763 | 0.0010763 | 0.0010763 | 0.0010763 | 0.0010763 | 0.0010763 | 0.0010763 | 0.0010763 | 0.0010763 | 0.0010763 | 0.0010763 | 0.0010763 | 0.0010763 | 0.0010763 | 0.0010763 | 0.0010763 | 0.0010763 | 0.0010763 | 0.0010763 | 0.0010763 | 0.0010763 | 0.0010763 | 0.0010763 | 0.0010763 | 0.0010763 | 0.0010763 | 0.0010763 | 0.0010763 | 0.0010763 | 0.0010763 | 0.0010763 | 0.0010763 | 0.0010763 | 0.0010763 | 0.0010763 | 0.0010763 | 0.0010763 | 0.0010763 | 0.0010763 | 0.0010763 | 0.0010763 | 0.0010763 | 0.0010763 | 0.0010763 | 0.0010763 | 0.0010763 | 0.0010763 | 0.0010763 | 0.0010763 | 0.0010763 | 0.0010763 | 0.0010763 | 0.0010763 | 0.0010763 | 0.0010763 | 0.0010763 | 0.0010763 | 0.0010763 | 0.0010763 | 0.0010763 | 0.0010763 | 0.0010763 | 0.0010763 | 0.0010763 | 0.0010763 | 0.0010763 | 0.0010763 | 0.0010763 | 0.0010763 | 0.0010763 | 0.0010763 | 0.0010763 | 0.0010763 | 0.0010763 | 0.0010763 | 0.0010763 | 0.0010763 | 0.0010763 | 0.0010763 | 0.0010763 | 0.0010763 | 0.0010763 | 0.0010763 | 0.0010763 | 0.0010763 | 0.0010763 | 0.0010763 | 0.0010763 | 0.0010763 | 0.0010763 | 0.0010763 | 0.0010763 | 0.0010763 | 0.0010763 | 0.0010763 | 0.0010763 | 0.0010763 | 0.0010763 | 0.0010763 | 0.0010763 | 0.0010763 | 0.0010763 | 0.0010763 | 0.0010763 | 0.0010763 | 0.0010763 | 0.0010763 | 0.0010763 | 0.0010763 | 0.0010763 | 0.0010763 | 0.0010763 | 0.0010763 | 0.0010763 | 0.0010763 | 0.0010763 | 0.0010763 | 0.0010763 | 0.0010763 | 0.0010763 | 0.0010763 | 0.0010763 | 0.0010763 | 0.0010763 | 0.0010763 | 0.0010763 | 0.0010763 | 0.0010763 | 0.0010763 | 0.0010763 | 0.0010763 | 0.0010763 | 0.0010763 | 0.0010763 | 0.0010763 | 0.0010763 | 0.0010763 | 0.0010763 | 0.0010763 | 0.0010763 | 0.0010763 | 0.0010763 | 0.0010763 | 0.0010763 | 0.0010763 | 0.0010763 | 0.0010763 | 0.0010763 | 0.0010763 | 0.0010763 | 0.0010763 | 0.0010763 | 0.0010763 | 0.0010763 | 0.0010763 | 0.0010763 | 0.0010763 | 0.0010763 | 0.0010763 | 0.0010763 | 0.0010763 | 0.0010763 | 0.0010763 | 0.0010763 | 0.0010763 | 0.0010763 | 0.0010763 | 0.0010763 | 0.0010763 | 0.0010763 | 0.0010763 | 0.0010763 | 0.0010763 | 0.0010763 | 0.0010763 | 0.0010763 | 0.0010763 | 0.0010763 | 0.0010763 | 0.0010763 | 0.0010763 | 0.0010763 | 0.0010763 | 0.0010763 | 0.0010763 | 0.0010763 | 0.0010763 | 0.0010763 | 0.0010763 | 0.0010763 | 0.0010763 | 0.0010763 | 0.0010763 | 0.0010763 | 0.0010763 | 0.0010763 | 0.0010763 | 0.0010763 | 0.0010763 | 0.0010763 | 0.0010763 | 0.0010763 | 0.0010763 | 0.0010763 | 0.0010763 | 0.0010763 | 0.0010763 | 0.0010763 | 0.0010763 | 0.0010763 | 0.0010763 | 0.0010763 | 0.0010763 | 0.0010763 | 0.0010763 | 0.0010763 | 0.0010763 | 0.0010763 | 0.0010763 | 0.0010763 | 0.0010763 | 0.0010763 | 0.0010763 | 0.0010763 | 0.0010763 | 0.0010763 | 0.0010763 | 0.0010763 | 0.0010763 | 0.0010763 | 0.0010763 | 0.0010763 | 0.0010763 | 0.0010763 | 0.0010763 | 0.0010763 | 0.0010763 | 0.0010763 | 0.0010763 | 0.0010763 | 0.0010763 | 0.0010763 | 0.0010763 | 0.0010763 | 0.0010763 | 0.0010763 | 0.0010763 | 0.0010763 | 0.0010763 | 0.0010763 | 0.0010763 | 0.0010763 | 0.0010763 | 0.0010763 | 0.0010763 | 0.0010763 | 0.0010763 | 0.0010763 | 0.0010763 | 0.0010763 | 0.0010763 | 0.0010763 | 0.0010763 | 0.0010763 | 0.0010763 | 0.0010763 | 0.0010763 | 0.0010763 | 0.0010763 | 0.0010763 | 0.0010763 | 0.0010763 | 0.0010763 | 0.0010763 | 0.0010763 | 0.0010763 | 0.0010763 | 0.0010763 | 0.0010763 | 0.0010763 | 0.0010763 | 0.0010763 | 0.0010763 | 0.0010763 | 0.0010763 | 0.0010763 | 0.0010763 | 0.0010763 | 0.0010763 | 0.0010763 | 0.0010763 | 0.0010763 | 0.0010763 | 0.0010763 | 0.0010763 | 0.0010763 | 0.0010763 | 0.0010763 | 0.0010763 | 0.0010763 | 0.0010763 | 0.0010763 | 0.0010763 | 0.0010763 | 0.0010763 | 0.0010763 | 0.0010763 | 0.0010763 | 0.0010763 | 0.0010763 | 0.0010763 | 0.0010763 | 0.0010763 | 0.0010763 | 0.0010763 | 0.0010763 | 0.0010763 | 0.0010763 | 0.0010763 | 0.0010763 | 0.0010763 | 0.0010763 | 0.0010763 | 0.0010763 | 0.0010763 | 0.0010763 | 0.0010763 | 0.0010763 | 0.0010763 | 0.0010763 | 0.0010763 | 0.0010763 | 0.0010763 | 0.0010763 | 0.0010763 | 0.0010763 | 0.0010763 | 0.0010763 | 0.0010763 | 0.0010763 | 0.0010763 | 0.0010763 | 0.0010763 | 0.0010763 | 0.0010763 | 0.0010763 | 0.0010763 | 0.0010763 | 0.0010763 | 0.0010763 | 0.0010763 | 0.0010763 | 0.0010763 | 0.0010763 | 0.0010763 | 0.0010763 | 0.0010763 | 0.0010763 | 0.0010763 | 0.0010763 | 0.0010763 | 0.0010763 | 0.0010763 | 0.0010763 | 0.0010763 | 0.0010763 | 0.0010763 | 0.0010763 | 0.0010763 | 0.0010763 | 0.0010763 | 0.0010763 | 0.0010763 | 0.0010763 | 0.0010763 | 0.0010763 | 0.0010763 | 0.0010763 | 0.0010763 | 0.0010763 | 0.0010763 | 0.0010763 | 0.0010763 | 0.0010763 | 0.0010763 | 0.0010763 | 0.0010763 | 0.0010763 | 0.0010763 | 0.0010763 | 0.0010763 | 0.0010763 | 0.0010763 | 0.0010763 | 0.0010763 | 0.0010763 | 0.0010763 | 0.0010763 | 0.0010763 | 0.0010763 | 0.0010763 | 0.0010763 | 0.0010763 | 0.0010763 | 0.0010763 | 0.0010763 | 0.0010763 | 0.0010763 | 0.0010763 | 0.0010763 | 0.0010763 | 0.0010763 | 0.0010763 | 0.0010763 | 0.0010763 | 0.0010763 | 0.0010763 | 0.0010763 | 0.0010763 | 0.0010763 | 0.0010763 | 0.0010763 | 0.0010763 | 0.0010763 | 0.0010763 | 0.0010763 | 0.0010763 | 0.0010763 | 0.0010763 | 0.0010763 | 0.0010763 | 0.0010763 | 0.0010763 | 0.0010763 | 0.0010763 | 0.0010763 | 0.0010763 | 0.0010763 | 0.0010763 | 0.0010763 | 0.0010763 | 0.0010763 | 0.0010763 | 0.0010763 | 0.0010763 | 0.0010763 | 0.0010763 | 0.0010763 | 0.0010763 | 0.0010763 | 0.0010763 | 0.0010763 | 0.0010763 | 0.0010763 | 0.0010763 | 0.0010763 | 0.0010763 | 0.0010763 | 0.0010763 | 0.0010763 | 0.0010763 | 0.0010763 | 0.0010763 | 0.0010763 | 0.0010763 | 0.0010763 | 0.0010763 | 0.0010763 | 0.0010763 | 0.0010763 | 0.0010763 | 0.0010763 | 0.0010763 | 0.0010763 | 0.0010763 | 0.0010763 | 0.0010763 | 0.0010763 | 0.0010763 | 0.0010763 | 0.0010763 | 0.0010763 | 0.0010763 | 0.0010763 | 0.0010763 | 0.0010763 | 0.0010763 | 0.0010763 | 0.0010763 | 0.0010763 | 0.0010763 | 0.0010763 | 0.0010763 | 0.0010763 | 0.0010763 | 0.0010763 | 0.0010763 | 0.0010763 | 0.0010763 | 0.0010763 | 0.0010763 | 0.0010763 | 0.0010763 | 0.0010763 | 0.0010763 | 0.0010763 | 0.0010763 | 0.0010763 | 0.0010763 | 0.0010763 | 0.0010763 | 0.0010763 | 0.0010763 | 0.0010763 | 0.0010763 | 0.0010763 | 0.0010763 | 0.0010763 | 0.0010763 | 0.0010763 | 0.0010763 | 0.0010763 | 0.0010763 | 0.0010763 | 0.0010763 | 0.0010763 | 0.0010763 | 0.0010763 | 0.0010763 | 0.0010763 | 0.0010763 | 0.0010763 | 0.0010763 | 0.0010763 | 0.0010763 | 0.0010763 | 0.0010763 | 0.0010763 | 0.0010763 | 0.0010763 | 0.0010763 | 0.0010763 | 0.0010763 | 0.0010763 | 0.0010763 | 0.0010763 | 0.0010763 | 0.0010763 | 0.0010763 | 0.0010763 | 0.0010763 | 0.0010763 | 0.0010763 | 0.0010763 | 0.0010763 | 0.0010763 | 0.0010763 | 0.0010763 | 0.0010763 | 0.0010763 | 0.0010763 | 0.0010763 | 0.0010763 | 0.0010763 | 0.0010763 | 0.0010763 | 0.0010763 | 0.0010763 | 0.0010763 | 0.0010763 | 0.0010763 | 0.0010763 | 0.0010763 | 0.0010763 | 0.0010763 | 0.0010763 | 0.0010763 | 0.0010763 | 0.0010763 | 0.0010763 | 0.0010763 | 0.0010763 | 0.0010763 | 0.0010763 | 0.0010763 | 0.0010763 | 0.0010763 | 0.0010763 | 0.0010763 | 0.0010763 | 0.0010763 | 0.0010763 | 0.0010763 | 0.0010763 | 0.0010763 | 0.0010763 | 0.0010763
Biological decay rate | λ | lognormal | 0.000175 | 0.43 | /s | Derived from van Doremalen (2020) | λ | 3.8852e-11 | 3.2723e-10 | 1.0547e-08 | 2.3868e-07 | 8.4253e-08 | 3.9695e-08 | 0.00020534 | 1.947e-07 | 1.8838e-07 | 1.1817e-06 | 2.1895e-07 | 1.8658e-08 | 1.8325e-06 | 2.3711e-07 | 1.3317e-05 | 2.4127e-09 | 6.6523e-08 | 6.3781e-06 | 1.1107e-08 | 3.4513e-07 | 6.725e-11 | 1.9076e-07 | 2.6142e-09 | 3.7334e-07 | 5.6227e-06 | 9.052e-08 | 4.441e-09 | 5.4719e-08 | 0.00036573 | 6.0495e-06 | 4.8195e-09 | 3.1545e-07 | 6.2618e-05 | 3.8588e-10 | 1.1467e-06 | 1.152e-07 | 2.9201e-05 | 2.9168e-06 | 5.0101e-05 | 2.3554e-06 | 1.0847e-05 | 7.7556e-10 | 1.1513e-06 | 6.6194e-09 | 2.5564e-06 | 5.2557e-07 | 2.6534e-09 | 2.2892e-05 | 8.4885e-07 | 0.00012498 | 2.7981e-08 | 1.4865e-07 | 0.0027766 | 9.0804e-09 | 4.5953e-08 | 8.2197e-06 | 2.8336e-06 | 4.4287e-08 | 2.8848e-09 | 6.4286e-09 | 1.9708e-06 | 1.9997e-08 | 9.2801e-07 | 2.0493e-06 | 7.2561e-07 | 6.8221e-07 | 0.00011633 | 3.7606e-06 | 2.2375e-13 | 3.7315e-07 | 1.4604e-08 | 2.7851e-07 | 2.0155e-10 | 1.5687e-05 | 4.8148e-07 | 4.3155e-07 | 8.6117e-09 | 8.4835e-09 | 3.1721e-10 | 6.1835e-07 | 1.2221e-07 | 1.852e-08 | 0.00020848 | 2.1756e-10 | 5.948e-09 | 1.6636e-06 | 1.0742e-08 | 5.1248e-10 | 3.1367e-06 | 1.0172e-06 | 8.3489e-09 | 1.1819e-08 | 6.3493e-06 | 5.4552e-07 | 2.9855e-07 | 2.3756e-09 | 2.1883e-08 | 8.0192e-06 | 5.4831e-09 | 0.001896 | 4.7657e-07 | 2.9694e-09 | 6.2319e-10 | 2.7953e-13 | 1.5493e-07 | 4.5263e-05 | 2.9022e-06 | 3.2962e-09 | 9.3531e-10 | 2.44e-08 | 5.7529e-07 | 1.5497e-07 | 2.7759e-06 | 4.8318e-08 | 4.9168e-09 | 1.1527e-09 | 7.312e-06 | 2.7223e-08 | 3.7284e-09 | 5.7509e-07 | 1.2467e-08 | 5.934e-07 | 3.7962e-06 | 2.9907e-07 | 1.294e-08 | 2.0155e-07 | 1.3203e-05 | 1.3631e-07 | 4.4243e-05 | 9.4876e-09 | 1.0494e-09 | 4.5044e-07 | 5.2018e-06 | 6.1099e-09 | 2.2736e-06 | 8.5006e-06 | 1.6561e-08 | 1.9543e-06 | 6.5276e-10 | 2.9704e-05 | 1.1871e-07 | 2.26e-06 | 3.1002e-09 | 2.8548e-06 | 5.976e-09 | 2.3697e-09 | 3.9975e-07 | 3.947e-08 | 1.6142e-05 | 1.6391e-10 | 1.3157e-06 | 2.0746e-09 | 1.39e-09 | 3.9945e-05 | 1.7721e-07 | 3.7301e-09 | 3.3525e-09 | 3.161e-08 | 1.9195e-07 | 2.8457e-05 | 1.5897e-11 | 1.5864e-07 | 1.3023e-06 | 1.2325e-08 | 1.1602e-06 | 3.5925e-09 | 7.5811e-10 | 8.791e-08 | 1.5219e-09 | 9.2499e-06 | 2.9658e-08 | 6.7705e-07 | 3.6608e-07 | 1.1571e-05 | 5.4556e-09 | 0.0026238 | 5.1253e-07 | 0.0014581 | 1.2082e-06 | 1.6087e-06 | 1.3477e-06 | 3.1522e-10 | 0.0014552 | 1.4354e-07 | 2.082e-06 | 1.3042e-06 | 1.3336e-08 | 1.9872e-10 | 1.9554e-08 | 9.1273e-06 | 4.4987e-09 | 1.555e-05 | 0.00033428 | 3.2708e-06 | 8.2822e-09 | 2.0077e-06 | 3.5216e-09 | 0.00026532 | 7.9429e-08 | 5.1938e-09 | 6.5999e-10 | 2.4545e-08 | 3.9128e-07 | 4.8366e-09 | 0.00062236 | 0.00032735 | 5.8994e-07 | 7.5543e-08 | 1.4765e-05 | 0.00099247 | 1.4821e-10 | 0.0016516 | 5.1054e-07 | 4.9604e-08 | 2.5047e-06 | 7.6958e-11 | 5.8836e-08 | 3.097e-09 | 2.4209e-07 | 1.6615e-07 | 4.5481e-09 | 5.1764e-11 | 5.8805e-09 | 2.9363e-06 | 0.0001716 | 3.9013e-09 | 6.2518e-08 | 1.9172e-08 | 1.585e-06 | 1.1539e-07 | 2.6248e-05 | 3.9899e-08 | 1.793e-09 | 1.082e-07 | 2.3538e-05 | 4.5722e-09 | 1.0949e-08 | 3.7575e-08 | 6.8233e-06 | 7.5561e-08 | 1.4701e-08 | 9.153e-10 | 2.4394e-07 | 8.8654e-06 | 1.3523e-07 | 0.00011745 | 8.81e-09 | 7.8023e-09 | 2.4437e-08 | 1.2427e-06 | 3.7564e-07 | 3.2595e-07 | 1.4908e-09 | 7.4697e-09 | 4.0722e-07 | 4.1928e-08 | 0.00036231 | 2.3662e-06 | 1.1239e-07 | 6.8971e-06 | 2.2424e-09 | 1.5159e-05 | 1.691e-10 | 1.1047e-06 | 1.7358e-08 | 2.6032e-09 | 2.0421e-07 | 4.5988e-07 | 3.7003e-07 | 3.0374e-10 | 4.4489e-07 | 3.1668e-06 | 5.9964e-10 | 6.1065e-10 | 5.935e-07 | 1.2909e-06 | 4.7427e-09 | 5.5279e-10 | 2.8831e-10 | 1.6092e-06 | 3.3097e-09 | 4.221e-08 | 1.5143e-06 | 6.5205e-07 | 1.1838e-06 | 1.2864e-07 | 3.6284e-07 | 4.5316e-07 | 7.2711e-11 | 6.8515e-10 | 1.8284e-08 | 4.5381e-08 | 1.5694e-08 | 2.3586e-08 | 3.5363e-06 | 8.2819e-12 | 9.1512e-06 | 1.266e-06 | 3.5734e-10 | 0.018485 | 2.1159e-08 | 1.7755e-08 | 1.5821e-10 | 4.4237e-08 | 2.968e-09 | 5.2656e-07 | 5.7039e-06 | 1.7646e-05 | 3.8541e-09 | 0.0017037 | 4.5972e-07 | 6.3427e-07 | 1.2211e-08 | 3.9388e-07 | 1.3871e-08 | 5.0782e-07 | 4.5581e-08 | 1.2116e-08 | 1.0314e-08 | 6.5002e-08 | 5.4432e-08 | 3.6953e-06 | 9.8389e-09 | 3.5975e-06 | 3.4102e-08 | 9.3631e-10 | 9.8545e-09 | 4.5606e-10 | 4.4261e-09 | 9.8206e-09 | 3.0494e-07 | 3.7523e-08 | 8.7501e-09 | 4.1881e-10 | 1.6743e-07 | 1.9147e-08 | 1.1218e-06 | 1.2693e-10 | 1.0486e-07 | 8.7712e-08 | 1.631e-07 | 9.0556e-08 | 4.2043e-08 | 3.6583e-09 | 1.262e-08 | 9.6184e-08 | 1.0488e-10 | 1.6107e-05 | 1.307e-06 | 5.0359e-06 | 8.2287e-07 | 8.5995e-08 | 0.03454 | 1.2586e-07 | 2.1589e-08 | 1.362e-06 | 3.1905e-08 | 1.507e-09 | 7.4136e-07 | 1.3772e-07 | 1.1861e-09 | 2.9061e-09 | 1.7069e-05 | 2.9062e-08 | 2.2608e-07 | 7.6956e-08 | 1.4988e-08 | 0.00049079 | 4.0826e-10 | 3.0142e-06 | 4.6261e-08 | 3.9955e-08 | 1.4303e-09 | 1.6566e-08 | 4.85e-07 | 8.4268e-08 | 1.0487e-07 | 1.482e-11 | 1.9918e-07 | 6.4107e-07 | 2.4478e-06 | 2.0347e-06 | 2.998e-09 | 0.0074991 | 1.6201e-07 | 3.6459e-10 | 1.4454e-06 | 2.6102e-06 | 7.0587e-10 | 2.8903e-06 | 4.7107e-10 | 1.2732e-06 | 1.7375e-10 | 2.3417e-07 | 9.7223e-10 | 1.8891e-06 | 9.9166e-09 | 4.1925e-08 | 3.8843e-08 | 2.2855e-08 | 1.3189e-07 | 1.7875e-09 | 1.3146e-05 | 4.3781e-07 | 6.352e-07 | 5.1288e-08 | 2.9085e-06 | 4.3296e-05 | 4.4322e-07 | 2.1387e-06 | 2.1656e-10 | 1.4963e-06 | 7.1751e-12 | 1.2853e-09 | 2.8054e-06 | 1.0112e-08 | 3.2907e-06 | 0.00022098 | 1.1077e-09 | 1.9334e-08 | 3.8752e-08 | 4.0126e-09 | 4.4608e-09 | 5.9668e-10 | 7.8259e-08 | 0.00019302 | 2.1265e-08 | 1.1802e-07 | 8.4913e-08 | 1.3365e-07 | 1.3614e-09 | 1.1312e-08 | 5.0346e-06 | 1.4361e-09 | 4.5193e-06 | 3.4645e-09 | 2.9008e-09 | 7.7415e-09 | 8.0219e-06 | 6.6401e-06 | 1.4386e-10 | 9.5782e-09 | 1.6616e-08 | 8.8988e-08 | 8.3455e-07 | 4.4506e-11 | 4.9778e-07 | 1.1518e-06 | 1.3598e-05 | 2.121e-08 | 4.2112e-08 | 2.8152e-09 | 1.4407e-05 | 7.8625e-08 | 3.8885e-11 | 1.7139e-06 | 9.3646e-08 | 2.8898e-09 | 2.9651e-10 | 3.1007e-10 | 5.5475e-11 | 1.9174e-06 | 4.2169e-06 | 5.3297e-07 | 1.0221e-06 | 1.2685e-06 | 6.4996e-09 | 1.8762e-05 | 1.6119e-08 | 3.7539e-05 | 3.0975e-08 | 7.7886e-07 | 1.82e-11 | 1.1583e-07 | 8.5546e-10 | 4.412e-09 | 6.5046e-12 | 2.0923e-07 | 9.7269e-07 | 5.7448e-07 | 3.8918e-08 | 1.7844e-09 | 7.6164e-10 | 2.4964e-05 | 2.017e-07 | 2.671e-06 | 4.0532e-10 | 4.5536e-06 | 3.4377e-06 | 1.0815e-10 | 4.5037e-08 | 0.00035822 | 7.1614e-07 | 1.4678e-07 | 3.8164e-08 | 2.3271e-08 | 1.1049e-05 | 8.8273e-07 | 2.221e-07 | 5.3989e-06 | 2.0082e-09 | 1.8797e-05 | 3.5487e-05 | 3.0458e-06 | 7.3857e-05 | 4.3688e-07 | 1.1264e-08 | 6.0872e-08 | 1.9825e-08 | 5.8533e-07 | 5.6373e-07 | 4.9285e-08 | 6.636e-10 | 1.9417e-08 | 1.6181e-05 | 9.9556e-05 | 1.9426e-08 | 1.0613e-07 | 4.7668e-10 | 0.00093881 | 1.4395e-08 | 1.2166e-09 | 1.2409e-10 | 2.0578e-05 | 1.2048e-09 | 3.0902e-09 | 5.98e-06 | 8.0131e-08 | 2.5563e-08 | 5.1143e-07 | 3.7951e-09 | 4.5023e-07 | 1.2361e-07 | 2.9093e-05 | 4.6188e-07 | 1.1481e-08 | 1.3637e-07 | 3.1844e-09 | 0.00010539 | 1.1409e-11 | 6.9103e-09 | 1.4186e-08 | 2.9099e-09 | 3.1822e-10 | 1.7739e-05 | 5.6952e-11 | 1.394e-07 | 4.5141e-09 | 6.1188e-09 | 2.099e-07 | 1.1036e-07 | 2.2365e-06 | 2.8697e-06 | 5.1816e-08 | 1.4658e-08 | 5.4772e-08 | 3.2515e-09 | 2.4922e-07 | 6.2037e-10 | 3.5037e-11 | 7.3996e-07 | 2.4374e-08 | 8.8805e-07 | 1.4355e-07 | 2.9876e-07 | 0.00034761 | 6.5369e-05 | 4.504e-07 | 5.0116e-08 | 1.9664e-08 | 1.1011e-07 | 5.6457e-09 | 3.4466e-07 | 2.5088e-05 | 3.2923e-08 | 1.8815e-10 | 6.9653e-10 | 6.4176e-07 | 0.0012705 | 2.1656e-10 | 2.4214e-07 | 1.0501e-08 | 3.8833e-08 | 0.00032872 | 8.2462e-08 | 5.9228e-06 | 1.3653e-06 | 1.7019e-08 | 8.9109e-07 | 5.0697e-09 | 4.3514e-08 | 3.7363e-06 | 2.9437e-08 | 1.5164e-10 | 0.0020199 | 2.2142e-11 | 1.6456e-08 | 3.0119e-07 | 4.3738e-07 | 9.4542e-07 | 5.0132e-06 | 2.2679e-09 | 8.9068e-07 | 7.5418e-07 | 3.344e-08 | 9.6576e-09 | 9.4911e-08 | 5.0287e-13 | 1.3154e-10 | 5.2529e-08 | 1.9965e-05 | 9.8822e-13 | 1.7363e-07 | 1.5895e-08 | 1.2964e-08 | 7.0618e-07 | 7.0853e-05 | 1.5202e-08 | 9.302e-08 | 3.3178e-09 | 2.7609e-11 | 2.4906e-06 | 1.4353e-07 | 4.5661e-09 | 2.9666e-10 | 3.0873e-10 | 2.0284e-08 | 2.3578e-06 | 8.7103e-06 | 2.1938e-06 | 7.2978e-10 | 8.3566e-08 | 4.9483e-07 | 3.3941e-08 | 2.9875e-08 | 3.1649e-08 | 5.0041e-10 | 3.9637e-07 | 1.0602e-06 | 6.2208e-08 | 6.8072e-10 | 5.402e-10 | 5.91e-06 | 8.8449e-09 | 2.3708e-07 | 7.6563e-11 | 3.2518e-07 | 2.5105e-09 | 6.7246e-08 | 4.632e-07 | 3.2479e-08 | 4.6083e-07 | 1.1269e-07 | 9.0114e-10 | 1.6226e-07 | 2.9568e-07 | 4.451e-08 | 4.3366e-07 | 7.1781e-08 | 4.4119e-09 | 3.2704e-08 | 3.4022e-07 | 4.6013e-05 | 1.2555e-06 | 1.6092e-06 | 3.9926e-10 | 7.9522e-10 | 4.5412e-08 | 1.1496e-11 | 7.2278e-10 | 1.8803e-10 | 2.1557e-08 | 5.9266e-06 | 5.6271e-06 | 4.2484e-08 | 1.7844e-06 | 4.6292e-06 | 2.9082e-08 | 1.6457e-06 | 5.1598e-07 | 8.259e-09 | 4.3168e-07 | 5.5345e-09 | 2.5387e-08 | 2.516e-08 | 3.4828e-08 | 5.1588e-07 | 6.2018e-12 | 6.1409e-08 | 9.355e-10 | 4.9609e-11 | 6.5171e-06 | 2.4825e-05 | 1.5157e-07 | 3.6815e-09 | 1.0391e-08 | 1.0858e-09 | 5.8786e-07 | 3.0791e-08 | 1.0028e-08 | 1.2042e-08 | 0.00098081 | 2.4202e-06 | 2.6979e-07 | 7.5259e-08 | 2.9823e-09 | 6.5484e-07 | 7.7106e-09 | 4.4706e-09 | 1.249e-08 | 3.1614e-08 | 4.0587e-06 | 4.2442e-09 | 1.123e-07 | 2.0989e-08 | 4.7012e-05 | 3.7827e-06 | 1.0438e-06 | 3.0977e-07 | 1.8863e-10 | 1.8636e-05 | 4.2446e-11 | 4.731e-09 | 3.0686e-05 | 1.6563e-08 | 2.1791e-10 | 2.1266e-07 | 2.1029e-06 | 1.1274e-08 | 4.129e-10 | 1.3789e-09 | 2.666e-08 | 2.6687e-10 | 2.2287e-08 | 5.4616e-07 | 2.0085e-09 | 1.5899e-05 | 2.0204e-07 | 4.511e-06 | 1.5173e-06 | 5.9096e-09 | 4.5886e-12 | 2.7124e-08 | 9.0227e-08 | 3.21e-11 | 5.08e-09 | 1.1771e-09 | 7.3317e-07 | 5.749e-08 | 5.1278e-06 | 7.8806e-08 | 4.8642e-11 | 1.9649e-07 | 5.1725e-08 | 1.6487e-09 | 1.0543e-06 | 5.9207e-06 | 3.876e-08 | 7.1738e-08 | 1.2205e-08 | 3.5547e-09 | 2.5329e-06 | 8.0249e-08 | 0.0001066 | 2.3265e-08 | 1.0098e-06 | 4.2869e-08 | 1.3837e-08 | 0.00029849 | 1.0003e-06 | 2.013e-07 | 1.3467e-09 | 8.9586e-09 | 2.7549e-12 | 3.7781e-07 | 4.3747e-09 | 1.3395e-09 | 0.00084484 | 1.887e-07 | 1.4332e-09 | 5.3981e-07 | 5.6911e-11 | 4.5422e-12 | 6.2812e-09 | 5.2693e-07 | 6.3714e-07 | 3.508e-07 | 7.0124e-11 | 5.5021e-07 | 4.0269e-06 | 3.5359e-09 | 7.7476e-06 | 3.0867e-08 | 8.9979e-08 | 2.6714e-10 | 3.8919e-07 | 4.3815e-09 | 2.5317e-05 | 8.4597e-07 | 7.9786e-07 | 6.4759e-11 | 1.0619e-06 | 5.6972e-09 | 1.1759e-10 | 2.0653e-10 | 6.6516e-09 | 5.4898e-09 | 0.0001531 | 3.4891e-08 | 2.1001e-06 | 6.3591e-10 | 1.265e-10 | 4.1712e-11 | 2.3218e-06 | 3.0689e-07 | 1.0288e-07 | 0.0023296 | 4.2143e-10 | 1.7728e-10 | 3.7755e-05 | 6.9668e-07 | 6.1259e-05 | 1.5387e-07 | 3.6568e-05 | 1.4583e-08 | 2.9048e-05 | 8.3502e-05 | 4.2307e-09 | 2.1211e-10 | 9.0815e-09 | 4.4649e-11 | 1.0257e-06 | 1.8599e-07 | 1.4791e-09 | 1.1094e-07 | 8.1446e-09 | 3.8422e-07 | 3.3235e-10 | 3.3748e-10 | 8.3423e-07 | 3.9911e-08 | 1.498e-07 | 1.8057e-09 | 4.7085e-08 | 1.2849e-06 | 9.6044e-09 | 1.9257e-07 | 3.3191e-09 | 1.2724e-08 | 1.0613e-05 | 1.0769e-09 | 1.5749e-06 | 6.7653e-09 | 5.3813e-08 | 6.7106e-09 | 3.295e-08 | 6.6751e-11 | 3.1323e-07 | 3.7852e-06 | 1.2037e-07 | 6.559e-08 | 2.3206e-07 | 7.502e-05 | 1.977e-06 | 1.2821e-07 | 8.881e-06 | 6.0176e-07 | 1.0997e-07 | 4.4422e-07 | 1.6602e-06 | 9.3179e-10 | 2.1498e-05 | 1.3115e-09 | 1.6135e-06 | 2.4301e-09 | 2.2182e-10 | 5.5772e-08 | 1.3226e-06 | 9.3221e-10 | 0.00032328 | 3.9031e-07 | 5.6618e-10 | 5.3915e-06 | 8.0701e-09 | 3.6836e-06 | 2.5126e-06 | 4.6149e-06 | 1.0044e-07 | 7.0891e-08 | 3.126e-08 | 9.3976e-08 | 9.8167e-09 | 4.5529e-09 | 1.1779e-08 | 2.7544e-05 | 5.6617e-05 | 1.472e-08 | 8.4554e-10 | 1.541e-07 | 8.6001e-10 | 4.8622e-08 | 1.2692e-06 | 7.9525e-05 | 2.6897e-08 | 3.5434e-06 | 6.5401e-08 | 0.00028224 | 4.1632e-06 | 3.1406e-07 | 6.6063e-09 | 7.8912e-05 | 2.883e-09 | 6.9242e-10 | 4.6188e-06 | 3.4957e-10 | 1.414e-10 | 7.9037e-08 | 7.8727e-10 | 2.4001e-05 | 7.8131e-07 | 3.9242e-05 | 5.0604e-05 | 2.1721e-05 | 4.8593e-09 | 2.3236e-08 | 1.2436e-10 | 1.3743e-05 | 6.7377e-08 | 1.6517e-08 | 6.0337e-08 | 3.4423e-07 | 5.8869e-07 | 2.5789e-12 | 1.2714e-08 | 4.1826e-10 | 9.6986e-07 | 7.0233e-07 | 3.1793e-06 | 1.517e-12 | 8.0682e-09 | 1.1911e-07 | 7.1202e-11 | 3.4232e-09 | 7.0402e-06 | 8.4392e-12 | 4.9622e-06 | 8.9997e-07 | 2.1953e-07 | 0.00016002 | 3.9474e-09 | 1.7897e-07 | 1.3214e-08 | 1.3006e-10 | 3.3889e-07 | 2.1584e-10 | 1.231e-07 | 2.1506e-08 | 8.841e-07 | 3.6281e-09 | 5.9448e-05 | 7.1242e-09 | 2.3738e-07 | 6.4177e-06 | 5.8587e-10 | 1.2458e-09 | 2.1914e-12 | 5.5983e-08 | 2.0279e-05 | 6.3297e-08 | 1.1713e-12 | 1.2461e-06 | 4.9467e-09 | 3.8314e-08 | 7.5927e-08 | 6.1845e-07 | 4.5369e-10 | 5.3453e-07 | 1.1691e-07 | 2.8859e-10 | 1.1807e-08 | 5.5988e-06 | 1.1011e-07 | 5.6839e-10 | 4.4245e-06 | 9.3827e-10 | 3.1854e-10 | 1.7445e-09 | 0.00018583 | 8.4754e-06 | 4.321e-06 | 0.0091052 | 1.4501e-10 | 4.6723e-08 | 1.9881e-08 | 9.3335e-08 | 1.1476e-09 | 6.4757e-05 | 2.5397e-07 | 8.9703e-09 | 3.3676e-05 | 4.1423e-12 | 1.66e-05 | 1.7021e-06 | 5.464e-07 | 1.4218e-09 | 4.4136e-07 | 1.4323e-08 | 3.3421e-06 | 2.4423e-05 | 1.5151e-05 | 4.8608e-10 | 3.0947e-09 | 1.5029e-09 | 9.5788e-10 | 4.095e-08 | 1.8294e-12 | 1.3436e-07 | 2.3404e-07 | 0.006975 | 5.0104e-09 | 2.2175e-09 | 3.6689e-08 | 2.3085e-08 | 6.4981e-08 | 2.1208e-07 | 1.5882e-09 | 4.1525e-08 | 1.5425e-07 | 4.7389e-07 | 6.9043e-08 | 3.4569e-09 | 1.9281e-11 | 1.0891e-09 | 2.2034e-09 | 1.3687e-05 | 4.4266e-05 | 1.0947e-08 | 2.1388e-10 | 6.3202e-09 | 4.1023e-05 | 3.7774e-09 | 1.8195e-08 | 1.2202e-09 | 2.4414e-08 | 3.9535e-09 | 4.206e-07 | 2.4607e-05 | 1.9857e-07 | 6.4275e-09 | 1.1294e-07 | 3.553e-05 | 7.8463e-11 | 3.7119e-08 | 1.5833e-08 | 3.8242e-06 | 6.7085e-10 | 1.0536e-05 | 3.746e-09 | 5.4338e-13 | 7.413e-10 | 2.7022e-06 | 8.3731e-06 | 4.2009e-08 | 2.6119e-09 | 0.00013067 | 4.3168e-08 | 1.4327e-07 | 2.4467e-09 | 2.36e-10 | 3.0518e-08 | 1.0318e-06 | 9.2924e-08 | 2.9607e-08 | 2.3779e-12 | 4.9443e-05 | 3.8793e-06 | 9.6919e-09 | 1.4233e-10 | 2.2207e-07 | 5.6633e-06 | 0.00013568 | 1.9469e-05 | 1.1711e-07 | 5.5027e-05 | 1.3105e-07 | 1.5928e-06 | 1.176e-07 | 5.9109e-07 | 1.0574e-08 | 3.9965e-07 | 3.7322e-09 | 3.0307e-06 | 6.048e-10 | 1.2929e-08 | 2.1962e-06 | 3.0242e-09 | 1.0398e-06 | 6.2477e-11 | 1.5164e-08 | 3.8788e-09 | 1.1019e-10 | 2.4835e-07 | 1.6606e-05 | 7.1203e-06 | 1.1466e-09 | 2.6614e-07 | 3.3316e-07 | 2.7889e-08 | 0.014891 | 4.9587e-09 | 1.5381e-06 | 6.3446e-11 | 4.2294e-08 | 6.1903e-07 | 8.4258e-10 | 4.9212e-07 | 9.2089e-09 | 2.0138e-08 | 1.078e-07 | 6.0437e-09 | 1.1973e-08 | 3.3672e-05 | 3.3158e-06 | 4.0505e-05 | 1.1195e-09 | 0.00023571 | 9.6382e-10 | 1.944e-05 | 1.5033e-07 | 3.7316e-09 | 2.54e-07 | 3.8895e-08 | 1.9308e-05 | 1.5047e-08 | 2.5188e-06 | 5.9835e-07 | 1.4123e-10 | 2.7092e-08 | 8.8838e-06 | 3.1312e-08 | 4.1313e-12 | 6.7193e-10 | 2.6011e-08 | 5.7685e-08 | 1.4909e-09 | 1.4574e-12 | 1.7253e-09 | 2.2758e-08 | 8.3223e-08 | 3.6053e-07 | 1.0185e-08 | 1.3751e-06 | 1.2814e-08 | 2.209e-06 | 3.9184e-09 | 4.7206e-07 | 2.092e-09 | 3.3474e-07 | 2.4421e-10 | 2.5691e-09 | 1.5312e-08 | 3.3207e-10 | 5.577e-06 | 2.1792e-09 | 8.9943e-10 | 1.6653e-07 | 2.7871e-05 | 5.0831e-11 | 1.8623e-06 | 3.0497e-06 | 6.4012e-06 | 8.7743e-06 | 7.7853e-07 | 9.2798e-09 | 1.3597e-07 | 0.001584 | 4.7462e-08 | 6.9298e-08 | 5.2183e-05 | 3.9928e-05 | 2.6597e-06 | 6.351e-10 | 6.0686e-09 | 1.3111e-06 | 4.266e-07 | 5.0021e-09 | 2.5746e-09 | 1.6171e-09 | 1.5494e-07 | 1.0151e-08 | 2.6792e-09 | 8.1187e-08 | 5.755e-06 | 2.8585e-07 | 1.1465e-08 | 7.4973e-05 | 2.6945e-07 | 6.6521e-07 | 4.8117e-06 | 2.6263e-08 | 4.5159e-05 | 6.7402e-08 | 3.0901e-08 | 2.8003e-07 | 6.8722e-06 | 1.4871e-07 | 3.3021e-07 | 7.0513e-05 | 4.4524e-08 | 1.9667e-08 | 1.0689e-09 | 6.9521e-06 | 5.2903e-10 | 3.3312e-05 | 6.2279e-06 | 5.5058e-07 | 1.5216e-09 | 5.3643e-08 | 6.0753e-08 | 0.00085226 | 4.5596e-10 | 9.7786e-08 | 1.4428e-08 | 5.1131e-10 | 2.8874e-11 | 3.84e-08 | 6.1058e-09 | 3.2687e-07 | 1.6055e-09 | 1.1545e-08 | 3.1647e-08 | 1.8057e-07 | 2.1089e-12 | 4.8268e-07 | 6.1676e-07 | 3.2743e-08 | 3.3569e-05 | 8.7464e-08 | 1.3744e-08 | 2.4246e-08 | 5.7512e-08 | 1.9522e-08 | 1.122e-07 | 1.1388e-11 | 2.1004e-06 | 1.7787e-07 | 1.7758e-05 | 0.070855 | 3.0289e-10 | 3.6766e-10 | 3.7625e-10 | 2.8296e-06 | 2.578e-07 | 2.0513e-07 | 5.181e-06 | 3.0549e-07 | 4.6925e-09 | 2.0511e-07 | 8.6462e-07 | 3.0418e-07 | 5.8757e-10 | 5.0308e-08 | 1.1748e-05 | 9.7002e-10 | 9.3928e-11 | 7.905e-11 | 2.3809e-11 | 4.4264e-09 | 2.0823e-08 | 5.4791e-08 | 1.1289e-08 | 1.9307e-08 | 4.7626e-05 | 4.8891e-08 | 4.72e-09 | 2.5883e-08 | 3.3501e-10 | 3.6976e-06 | 1.1531e-09 | 9.1795e-08 | 2.5988e-09 | 4.3647e-10 | 6.8258e-07 | 1.8248e-07 | 3.3652e-08 | 9.8384e-11 | 4.6197e-07 | 7.3835e-09 | 2.7211e-07 | 7.5261e-10 | 3.911e-08 | 2.6164e-08 | 4.261e-07 | 3.1761e-06 | 1.7388e-05 | 2.0043e-08 | 9.2778e-06 | 2.2461e-07 | 6.4583e-08 | 7.5521e-09 | 3.4329e-07 | 1.5324e-08 | 2.2141e-07 | 5.8904e-11 | 2.2893e-06 | 6.5723e-06 | 5.1567e-07 | 1.0941e-07 | 3.0845e-07 | 4.7779e-06 | 1.5837e-08 | 1.0006e-08 | 1.9208e-06 | 2.0838e-09 | 5.9823e-10 | 2.4939e-11 | 1.8395e-09 | 5.6001e-09 | 2.3574e-06 | 8.2715e-07 | 5.997e-12 | 9.4827e-09 | 2.6225e-08 | 2.3851e-09 | 0.00015191 | 1.7087e-05 | 8.4588e-09 | 8.9433e-07 | 6.2933e-09 | 2.7704e-08 | 6.6844e-08 | 6.1936e-07 | 1.5389e-07 | 3.3966e-06 | 1.8672e-06 | 4.4265e-06 | 1.4559e-08 | 3.3364e-05 | 2.0777e-06 | 2.5162e-07 | 7.8593e-06 | 1.2854e-07 | 1.1102e-05 | 1.7213e-05 | 1.3319e-08 | 8.8285e-07 | 9.759e-09 | 2.1526e-10 | 5.4381e-11 | 1.4144e-07 | 2.2531e-09 | 0.00023627 | 3.7019e-10 | 3.3019e-05 | 4.9922e-08 | 1.9371e-08 | 2.0229e-05 | 9.7582e-11 | 3.0568e-07 | 7.0556e-08 | 2.1662e-08 | 6.4798e-07 | 3.961e-07 | 4.4543e-09 | 3.0104e-08 | 3.9895e-07 | 3.5276e-08 | 1.043e-10 | 3.1014e-06 | 2.146e-10 | 1.0411e-09 | 8.7837e-11 | 9.6809e-07 | 5.4625e-08 | 5.9856e-07 | 5.9551e-09 | 4.0179e-10 | 3.4482e-08 | 6.7926e-09 | 4.496e-05 | 3.7884e-08 | 1.5401e-07 | 1.9318e-07 | 1.0268e-06 | 8.9948e-09 | 1.2137e-05 | 9.2901e-11 | 5.3074e-06 | 8.5106e-07 | 5.8402e-06 | 3.8367e-08 | 9.1879e-06 | 0.00046064 | 7.6726e-08 | 2.5053e-09 | 1.5875e-06 | 9.5535e-09 | 8.9484e-06 | 3.1031e-09 | 1.2681e-10 | 6.7829e-06 | 1.5619e-12 | 2.3689e-09 | 9.7762e-05 | 1.5751e-07 | 1.5391e-06 | 0.00022718 | 1.9295e-07 | 4.5811e-07 | 4.7391e-05 | 1.563e-09 | 1.0456e-06 | 8.0362e-11 | 2.1823e-09 | 1.3795e-05 | 9.3807e-09 | 6.9015e-08 | 4.1923e-06 | 3.5123e-05 | 3.9457e-06 | 5.3484e-07 | 3.5508e-10 | 2.1526e-08 | 1.8657e-09 | 4.5186e-08 | 3.3681e-07 | 1.6341e-07 | 3.2318e-07 | 1.4119e-07 | 7.4636e-11 | 2.5308e-08 | 2.6239e-07 | 3.8093e-09 | 1.0441e-06 | 2.8539e-07 | 1.7048e-07 | 7.8583e-09 | 8.6144e-09 | 2.357e-08 | 1.9318e-08 | 2.1359e-11 | 7.0302e-09 | 1.6361e-09 | 9.0282e-07 | 0.0011041 | 7.1671e-09 | 1.1061e-09 | 1.8164e-08 | 1.1629e-06 | 2.1377e-08 | 2.0319e-07 | 1.4754e-08 | 3.9996e-05 | 3.3918e-08 | 5.9457e-11 | 2.1627e-06 | 0.0042857 | 2.2521e-05 | 2.1582e-09 | 1.4349e-06 | 3.0369e-07 | 3.3213e-08 | 9.9824e-07 | 2.9842e-06 | 3.5839e-08 | 1.1863e-06 | 6.1631e-07 | 4.2265e-10 | 4.167e-09 | 1.4283e-08 | 8.7342e-08 | 2.0713e-06 | 2.2141e-06 | 1.0445e-07 | 8.7291e-08 | 1.5317e-06 | 1.1188e-06 | 3.3241e-08 | 1.4469e-08 | 5.3923e-07 | 6.3992e-08 | 3.079e-09 | 5.3097e-06 | 1.5677e-05 | 6.3995e-06 | 2.7247e-05 | 9.4619e-11 | 2.978e-07 | 1.1755e-05 | 3.9098e-10 | 1.5133e-07 | 1.7948e-06 | 2.9557e-06 | 1.2494e-07 | 2.9055e-08 | 1.642e-08 | 4.4365e-06 | 1.2783e-08 | 1.4853e-08 | 4.317e-07 | 3.3314e-09 | 2.3785e-08 | 4.1207e-07 | 2.2179e-05 | 1.9544e-06 | 2.0583e-07 | 5.877e-09 | 2.0979e-07 | 2.0717e-11 | 7.0173e-10 | 2.7286e-08 | 0.00018246 | 1.7802e-08 | 4.2617e-11 | 5.6746e-09 | 3.4862e-08 | 4.1092e-08 | 4.7413e-11 | 1.0422e-07 | 1.8715e-07 | 1.0982e-09 | 1.1654e-08 | 2.6868e-10 | 2.4553e-07 | 2.0391e-08 | 4.8027e-06 | 3.9859e-08 | 2.7959e-09 | 4.9762e-08 | 1.8463e-07 | 1.4325e-07 | 1.6246e-08 | 0.000205 | 4.7143e-08 | 5.5967e-08 | 4.0505e-06 | 1.8385e-08 | 4.8457e-08 | 2.9664e-06 | 5.1913e-07 | 1.117e-06 | 6.6081e-09 | 1.7953e-06 | 6.9077e-11 | 8.109e-07 | 0.0001923 | 7.9254e-05 | 6.3792e-06 | 1.3017e-05 | 3.796e-09 | 8.1724e-09 | 7.4433e-05 | 8.6664e-10 | 1.1938e-09 | 3.2825e-06 | 2.3258e-06 | 2.1273e-07 | 2.0883e-09 | 6.2258e-09 | 5.9873e-09 | 1.0479e-08 | 4.328e-07 | 8.6762e-05 | 1.1097e-06 | 1.7272e-05 | 3.3034e-08 | 5.5575e-09 | 1.9904e-07 | 4.8608e-07 | 1.441e-10 | 1.3365e-05 | 3.8411e-09 | 3.9711e-08 | 4.1741e-07 | 6.0596e-10 | 7.7924e-09 | 1.7965e-06 | 5.9604e-09 | 4.2053e-08 | 3.0592e-10 | 6.2852e-11 | 6.4205e-08 | 1.0531e-05 | 3.9986e-08 | 1.31e-09 | 1.5842e-09 | 1.7477e-06 | 9.485e-08 | 1.623e-08 | 2.9631e-08 | 1.8876e-09 | 1.1604e-11 | 8.4704e-07 | 3.8883e-07 | 9.475e-10 | 1.7175e-05 | 1.0613e-05 | 4.6287e-08 | 1.4798e-07 | 6.8599e-07 | 1.5027e-08 | 4.0233e-08 | 3.9174e-08 | 3.1456e-09 | 0.00010072 | 7.3141e-07 | 3.1916e-06 | 3.8979e-07 | 3.1373e-08 | 8.3978e-10 | 1.3623e-08 | 5.6531e-07 | 8.6227e-08 | 7.4487e-10 | 2.5043e-10 | 6.5139e-09 | 2.7783e-06 | 2.3378e-06 | 1.786e-09 | 1.0207e-10 | 5.571e-10 | 2.2232e-07 | 4.5824e-07 | 2.4695e-06 | 2.0185e-10 | 3.2978e-06 | 2.3101e-09 | 2.5911e-08 | 1.699e-09 | 1.4396e-08 | 4.5494e-07 | 2.2604e-07 | 3.3993e-06 | 1.444e-09 | 1.1771e-07 | 2.4094e-05 | 4.4338e-07 | 4.8905e-11 | 1.0449e-07 | 7.877e-08 | 3.5881e-08 | 2.3413e-11 | 1.3217e-09 | 3.4409e-10 | 1.3122e-06 | 1.0633e-09 | 1.6815e-09 | 1.2254e-08 | 4.1412e-08 | 9.0755e-08 | 2.623e-08 | 6.1483e-10 | 7.9822e-10 | 1.0562e-08 | 3.7395e-10 | 3.3406e-05 | 9.668e-06 | 2.9503e-06 | 1.6012e-05 | 8.4862e-05 | 1.2516e-07 | 1.877e-07 | 8.9546e-08 | 9.9062e-11 | 9.0797e-09 | 1.0617e-08 | 1.9294e-05 | 9.7621e-09 | 1.2076e-06 | 1.4811e-06 | 1.2269e-08 | 2.1831e-07 | 1.5446e-05 | 6.9903e-05 | 1.768e-09 | 3.2034e-07 | 5.4943e-07 | 4.9456e-07 | 1.0847e-08 | 2.5829e-09 | 1.0473e-08 | 5.1048e-12 | 2.0341e-10 | 7.8103e-08 | 2.5876e-07 | 1.9962e-09 | 7.1365e-08 | 5.8889e-12 | 4.9262e-06 | 2.8857e-06 | 2.9782e-08 | 1.4574e-10 | 2.9691e-07 | 2.2658e-06 | 0.032499 | 7.6155e-08 | 1.5091e-12 | 5.5531e-10 | 5.2475e-05 | 5.3276e-07 | 9.9213e-09 | 4.2736e-13 | 9.4077e-07 | 1.2095e-08 | 3.5854e-06 | 0.0015493 | 1.2192e-07 | 5.6173e-08 | 3.8097e-06 | 5.9728e-08 | 9.0963e-10 | 3.1716e-10 | 6.4223e-09 | 8.4841e-09 | 2.097e-06 | 2.3866e-09 | 1.2227e-07 | 4.8616e-10 | 2.5219e-08 | 3.6728e-10 | 6.8445e-06 | 1.1393e-07 | 0.0011739 | 1.7417e-08 | 2.0063e-07 | 9.1231e-07 | 1.1011e-06 | 6.4084e-09 | 5.3995e-11 | 2.1692e-08 | 2.6852e-09 | 1.6232e-05 | 5.2517e-07 | 1.6415e-06 | 2.6476e-08 | 7.5685e-06 | 2.282e-09 | 3.8322e-09 | 1.8577e-06 | 3.7728e-09 | 2.791e-06 | 3.0215e-05 | 3.2589e-07 | 1.1305e-08 | 5.0124e-08 | 0.00026185 | 2.3161e-11 | 6.6423e-11 | 2.3303e-08 | 9.5803e-11 | 2.1287e-06 | 3.5024e-07 | 6.8185e-05 | 1.9668e-09 | 3.1517e-10 | 1.2907e-06 | 4.8412e-09 | 1.2323e-07 | 1.2765e-08 | 2.4701e-11 | 1.5448e-08 | 4.9629e-10 | 3.4638e-07 | 1.8671e-05 | 3.6475e-10 | 2.1984e-10 | 5.798e-09 | 5.0916e-06 | 5.1864e-09 | 7.074e-11 | 3.793e-08 | 1.6254e-10 | 1.6543e-08 | 2.4981e-09 | 1.4556e-09 | 0.0014706 | 9.4533e-09 | 2.7662e-07 | 1.2179e-05 | 0.00011444 | 1.2258e-08 | 9.6344e-09 | 1.1237e-06 | 8.7899e-08 | 1.7624e-07 | 1.5513e-08 | 2.4218e-11 | 3.0687e-06 | 6.6104e-08 | 2.3201e-12 | 7.3644e-10 | 5.1829e-07 | 1.4404e-08 | 3.8732e-08 | 1.4098e-07 | 8.1961e-08 | 2.1304e-08 | 1.1305e-09 | 4.1091e-10 | 1.3778e-09 | 0.00011 | 1.1651e-05 | 9.1508e-06 | 3.678e-05 | 9.5467e-08 | 6.4606e-08 | 7.1635e-07 | 2.6199e-09 | 1.022e-05 | 7.7619e-06 | 4.0137e-08 | 4.5079e-08 | 7.4724e-09 | 9.3384e-09 | 7.4891e-06 | 6.9284e-07 | 1.2324e-08 | 1.942e-06 | 1.085e-09 | 4.3248e-05 | 0.00012687 | 5.9848e-08 | 3.0046e-09 | 2.2632e-08 | 7.5618e-09 | 5.2468e-10 | 8.6662e-06 | 1.4226e-08 | 7.9241e-08 | 1.4267e-07 | 3.7529e-09 | 4.3959e-08 | 4.1043e-06 | 5.9437e-07 | 2.8137e-07 | 3.4436e-08 | 3.1992e-07 | 8.7708e-08 | 1.0651e-05 | 4.412e-09 | 2.8029e-06 | 3.3288e-08 | 2.5324e-06 | 2.2629e-07 | 1.0337e-07 | 2.9625e-09 | 6.9141e-08 | 3.4333e-07 | 2.7359e-10 | 2.749e-10 | 6.8323e-08 | 4.3102e-06 | 2.1238e-07 | 1.8283e-06 | 1.0093e-11 | 7.6642e-07 | 0.00011365 | 2.284e-05 | 1.7012e-09 | 7.2306e-08 | 7.0765e-07 | 2.042e-08 | 2.8763e-06 | 1.6968e-12 | 7.2848e-08 | 0.002068 | 2.1136e-06 | 8.3092e-10 | 1.8872e-09 | 8.9475e-07 | 4.5619e-07 | 5.7152e-09 | 1.3596e-08 | 1.3246e-06 | 5.3274e-10 | 1.7547e-07 | 3.9268e-08 | 2.5886e-09 | 1.0923e-07 | 2.1884e-07 | 3.5544e-08 | 4.4529e-07 | 7.3128e-09 | 1.4297e-08 | 1.2276e-07 | 4.5909e-08 | 6.0189e-08 | 1.5397e-07 | 4.4397e-11 | 1.2969e-08 | 3.5175e-07 | 7.9828e-08 | 8.4302e-07 | 9.2809e-09 | 9.8395e-08 | 3.329e-09 | 6.6224e-06 | 2.6166e-08 | 5.6983e-09 | 1.5663e-09 | 1.3924e-06 | 4.5626e-07 | 8.6148e-09 | 1.1183e-10 | 3.1787e-08 | 1.5194e-11 | 7.9793e-05 | 4.9128e-10 | 6.1322e-07 | 5.5529e-07 | 3.6003e-07 | 9.3645e-12 | 2.9321e-05 | 9.8978e-06 | 6.1135e-12 | 1.2365e-10 | 3.7068e-09 | 1.2684e-08 | 8.9162e-08 | 6.3265e-06 | 3.2219e-08 | 1.0584e-06 | 4.1282e-07 | 2.9257e-09 | 4.5539e-08 | 2.7251e-08 | 6.0623e-10 | 3.0537e-08 | 1.9144e-08 | 3.3657e-06 | 9.7102e-08 | 3.637e-10 | 7.1425e-06 | 8.5547e-08 | 7.2024e-09 | 2.0526e-07 | 2.96e-06 | 4.1993e-09 | 1.6148e-07 | 2.6476e-08 | 3.8834e-07 | 6.8423e-08 | 2.1277e-08 | 1.4326e-07 | 3.2892e-07 | 3.7928e-10 | 7.4294e-10 | 7.3811e-09 | 2.7898e-07 | 8.3175e-09 | 3.4143e-11 | 5.7558e-10 | 2.9362e-07 | 1.6165e-10 | 5.029e-05 | 1.1639e-07 | 2.571e-08 | 7.602e-06 | 7.5344e-10 | 1.1903e-09 | 2.0245e-09 | 1.608e-08 | 3.3504e-08 | 2.159e-09 | 6.5779e-08 | 1.7886e-07 | 3.8697e-11 | 5.8951e-10 | 4.2564e-07 | 5.9831e-08 | 2.2863e-07 | 9.1328e-09 | 1.8204e-07 | 5.8446e-06 | 1.0603e-07 | 4.2682e-06 | 8.0332e-07 | 3.1499e-09 | 1.382e-09 | 8.5685e-11 | 7.2992e-11 | 7.7041e-08 | 5.8008e-09 | 6.6795e-10 | 9.9138e-08 | 2.2645e-08 | 5.6652e-10 | 1.0867e-07 | 4.5677e-09 | 5.2704e-07 | 2.9981e-07 | 2.0949e-09 | 5.5324e-09 | 1.9834e-09 | 2.7284e-06 | 1.1663e-06 | 2.5064e-07 | 3.5362e-07 | 1.3375e-07 | 2.7284e-08 | 5.1287e-09 | 2.4351e-08 | 3.3757e-06 | 7.9594e-07 | 3.0783e-11 | 1.8719e-08 | 1.1324e-08 | 1.507e-06 | 2.6222e-10 | 6.5555e-08 | 1.5246e-06 | 1.4464e-10 | 3.8762e-06 | 2.2852e-06 | 1.3095e-07 | 1.0617e-06 | 3.5246e-08 | 1.0106e-07 | 2.7343e-05 | 8.9373e-07 | 1.0155e-06 | 7.0689e-08 | 4.2916e-07 | 1.4197e-06 | 4.8725e-06 | 3.5048e-09 | 2.8323e-10 | 6.1185e-10 | 1.8263e-06 | 2.7304e-07 | 4.7882e-10 | 5.0012e-07 | 1.9551e-11 | 1.3965e-10 | 1.7023e-09 | 1.4468e-09 | 1.1793e-07 | 4.3386e-09 | 3.2981e-07 | 1.8275e-05 | 1.2822e-08 | 6.957e-10 | 1.0113e-07 | 1.9547e-08 | 7.6853e-09 | 1.4334e-11 | 2.0579e-09 | 2.9406e-07 | 1.6015e-07 | 2.0113e-07 | 6.627e-09 | 6.0862e-09 | 1.6928e-07 | 2.6414e-06 | 3.0361e-07 | 1.686e-09 | 8.8717e-06 | 3.0749e-07 | 2.2596e-07 | 2.1267e-07 | 2.3978e-08 | 1.2482e-08 | 3.4269e-07 | 8.3695e-09 | 0.00011518 | 1.1524e-09 | 9.3823e-08 | 1.5492e-08 | 1.137e-06 | 2.8611e-05 | 3.0202e-12 | 3.2691e-09 | 0.00010583 | 8.8143e-10 | 2.6425e-07 | 7.4729e-06 | 7.1959e-09 | 6.2781e-07 | 4.3297e-06 | 3.5122e-08 | 2.5582e-08 | 1.2656e-06 | 3.7307e-08 | 1.5564e-05 | 8.8517e-06 | 1.2475e-08 | 1.6179e-07 | 1.0839e-06 | 1.5912e-10 | 2.8581e-07 | 6.1705e-07 | 2.3171e-07 | 4.4834e-08 | 8.4986e-09 | 1.1418e-05 | 7.3858e-09 | 1.1062e-10 | 2.0941e-08 | 2.9647e-05 | 4.3819e-09 | 1.9039e-05 | 6.22e-05 | 6.7086e-10 | 4.5922e-09 | 0.00016607 | 8.7777e-07 | 2.3223e-09 | 2.156e-08 | 1.1598e-08 | 1.1491e-07 | 2.8571e-10 | 5.1049e-07 | 3.5134e-06 | 5.2744e-06 | 3.1173e-06 | 4.8604e-08 | 1.6262e-06 | 7.3508e-05 | 1.6436e-07 | 1.0057e-06 | 1.8073e-07 | 2.6301e-10 | 5.0049e-09 | 8.9045e-07 | 1.7482e-05 | 9.546e-08 | 2.3293e-05 | 3.5393e-06 | 2.4972e-06 | 6.3148e-08 | 3.2981e-07 | 7.1839e-14 | 1.8566e-06 | 1.9609e-10 | 5.9246e-10 | 7.7243e-07 | 1.0014e-08 | 2.2566e-07 | 1.6588e-07 | 6.1243e-09 | 9.7657e-10 | 1.7111e-08 | 0.00012315 | 0.00083 | 2.7615e-10 | 1.3337e-05 | 4.462e-10 | 2.1911e-05 | 5.4626e-08 | 2.6251e-10 | 5.533e-08 | 9.1053e-11 | 2.464e-08 | 2.1674e-08 | 1.1174e-09 | 6.351e-07 | 6.6728e-11 | 9.2899e-09 | 2.3742e-06 | 2.3333e-09 | 1.0592e-07 | 6.1399e-10 | 1.1613e-09 | 1.1405e-06 | 7.812e-07 | 4.1023e-05 | 2.3922e-08 | 1.0322e-08 | 5.954e-06 | 3.132e-05 | 0.0011268 | 6.2801e-07 | 9.3555e-09 | 0.00056763 | 1.5714e-08 | 3.3741e-08 | 3.6332e-09 | 1.3778e-10 | 3.8624e-07 | 9.9305e-09 | 5.9764e-08 | 8.6052e-10 | 1.6015e-10 | 6.0489e-10 | 5.2906e-08 | 2.3668e-09 | 3.3589e-11 | 4.9612e-08 | 2.9315e-09 | 1.0538e-06 | 3.3298e-08 | 1.8729e-09 | 1.9619e-06 | 1.3541e-06 | 1.4442e-07 | 1.6108e-08 | 2.4465e-10 | 3.7526e-06 | 2.2743e-10 | 2.3391e-06 | 5.654e-06 | 1.6934e-07 | 3.0374e-08 | 5.8454e-06 | 1.6085e-06 | 4.3507e-08 | 4.5039e-07 | 1.3681e-07 | 8.8886e-08 | 4.3819e-08 | 2.4399e-10 | 1.3229e-05 | 9.713e-09 | 3.5695e-08 | 1.7949e-09 | 1.311e-05 | 0.00061243 | 1.1992e-08 | 3.8048e-11 | 1.1276e-06 | 1.0323e-07 | 7.9797e-06 | 3.4041e-08 | 2.5655e-08 | 1.4657e-08 | 3.6464e-08 | 1.939e-09 | 1.989e-10 | 2.447e-06 | 5.3611e-08 | 2.4297e-08 | 8.6686e-07 | 1.7696e-05 | 0.00080666 | 2.0797e-07 | 2.8464e-07 | 8.9666e-08 | 8.8603e-07 | 3.0643e-06 | 1.092e-06 | 2.1242e-05 | 4.9552e-06 | 8.5831e-07 | 1.6796e-08 | 6.6767e-07 | 1.5287e-07 | 8.4614e-08 | 1.7924e-09 | 6.5112e-08 | 6.0179e-05 | 1.2058e-06 | 1.1581e-09 | 8.8484e-07 | 2.4435e-10 | 5.2161e-08 | 4.7238e-07 | 2.9847e-10 | 4.228e-05 | 0.0029073 | 2.0228e-05 | 2.1695e-06 | 2.9579e-07 | 4.4607e-05 | 1.815e-08 | 1.1431e-10 | 8.4612e-09 | 5.7946e-07 | 4.0978e-07 | 1.4933e-07 | 9.8137e-06 | 2.8657e-08 | 1.4419e-08 | 3.2956e-11 | 2.719e-08 | 7.7426e-09 | 7.7701e-08 | 3.6569e-09 | 0.38319 | 8.5318e-07 | 8.2673e-09 | 4.9749e-06 | 5.9934e-10 | 1.4667e-07 | 3.0931e-09 | 2.3634e-06 | 2.371e-07 | 1.2561e-07 | 2.518e-10 | 2.2352e-10 | 1.7916e-08 | 6.3148e-10 | 1.0726e-06 | 4.9399e-08 | 8.3136e-05 | 4.7526e-07 | 6.6043e-09 | 1.4162e-08 | 1.7475e-06 | 6.0185e-07 | 2.0566e-09 | 6.451e-08 | 6.11e-07 | 4.1622e-06 | 2.7982e-06 | 3.4463e-07 | 3.9666e-10 | 7.9918e-08 | 4.446e-09 | 6.8144e-08 | 1.7925e-08 | 6.2255e-06 | 1.5077e-08 | 3.9041e-09 | 1.0794e-09 | 2.2401e-08 | 3.058e-06 | 3.8744e-10 | 9.6619e-10 | 3.6921e-06 | 6.866e-07 | 1.6294e-08 | 3.7098e-06 | 3.0357e-06 | 1.6777e-07 | 2.7451e-08 | 1.3731e-06 | 2.327e-07 | 1.398e-11 | 3.5865e-10 | 3.6765e-09 | 7.8414e-11 | 8.9774e-11 | 3.7455e-10 | 8.1196e-08 | 1.7572e-08 | 1.0279e-11 | 4.7361e-08 | 3.9475e-08 | 8.3466e-08 | 2.5071e-10 | 4.3601e-10 | 1.2973e-08 | 2.1579e-09 | 4.7487e-07 | 1.5391e-05 | 1.0702e-05 | 2.4855e-09 | 1.7788e-06 | 4.8349e-08 | 6.9611e-09 | 1.1104e-09 | 3.2883e-07 | 3.853e-07 | 6.7655e-06 | 2.466e-09 | 9.1098e-08 | 4.5584e-08 | 7.2037e-06 | 1.8926e-09 | 3.6224e-07 | 1.2059e-07 | 1.98e-09 | 1.3433e-07 | 1.0719e-05 | 1.6821e-07 | 1.1496e-06 | 2.2925e-10 | 2.315e-09 | 9.7869e-09 | 3.0072e-08 | 2.9002e-09 | 3.486e-07 | 4.2417e-06 | 2.2568e-05 | 1.4751e-05 | 2.5126e-11 | 1.4523e-08 | 5.2583e-09 | 3.2573e-09 | 9.4016e-05 | 1.5944e-09 | 2.7072e-06 | 8.9463e-08 | 4.8837e-07 | 5.1436e-05 | 3.1008e-06 | 2.5444e-09 | 1.4584e-09 | 6.9368e-08 | 1.0675e-10 | 7.666e-09 | 1.993e-07 | 0.00021475 | 1.0024e-07 | 1.2101e-09 | 4.5608e-12 | 1.1873e-10 | 6.0778e-10 | 3.6264e-07 | 2.9003e-06 | 2.4784e-11 | 6.4898e-09 | 1.8949e-05 | 8.5464e-06 | 4.9043e-09 | 6.1986e-10 | 2.2478e-07 | 5.7861e-10 | 1.2356e-05 | 7.5696e-08 | 2.1183e-10 | 2.5913e-10 | 2.6476e-07 | 2.3601e-07 | 1.3358e-06 | 1.397e-07 | 1.3968e-07 | 2.2213e-10 | 9.9939e-07 | 1.6055e-08 | 2.7332e-08 | 0.00017542 | 1.1605e-06 | 1.7301e-11 | 1.3432e-10 | 0.00017477 | 1.0009e-05 | 2.7252e-07 | 2.2436e-06 | 4.5244e-09 | 5.1209e-10 | 6.042e-08 | 2.2471e-11 | 7.4768e-10 | 3.4976e-09 | 1.4036e-07 | 4.0941e-09 | 1.1815e-07 | 2.1614e-07 | 2.3307e-07 | 6.0881e-08 | 7.283e-12 | 1.9062e-09 | 2.1924e-08 | 4.6772e-07 | 1.142e-08 | 7.5404e-09 | 1.035e-08 | 9.6941e-09 | 3.2792e-08 | 2.4288e-08 | 2.0031e-05 | 2.9165e-08 | 9.3942e-10 | 3.7441e-09 | 1.9341e-06 | 1.0431e-07 | 2.9365e-07 | 6.83e-07 | 2.0558e-07 | 7.4028e-08 | 8.6096e-09 | 2.4985e-09 | 2.1866e-13 | 5.2222e-08 | 7.6588e-08 | 9.2709e-10 | 1.512e-07 | 0.00011373 | 5.9188e-08 | 3.4067e-05 | 2.9146e-08 | 8.9776e-08 | 6.222e-10 | 7.5579e-08 | 2.6883e-09 | 2.0569e-07 | 1.6347e-07 | 1.5553e-07 | 2.1225e-08 | 1.7195e-09 | 3.0598e-05 | 2.5367e-08 | 8.4291e-10 | 1.3028e-07 | 2.2677e-05 | 6.0722e-09 | 1.094e-08 | 1.3199e-09 | 4.0657e-07 | 1.1064e-11 | 4.6998e-10 | 6.484e-06 | 2.7972e-07 | 6.3426e-08 | 2.8377e-09 | 4.7561e-08 | 3.774e-06 | 2.4718e-07 | 1.5533e-12 | 2.5389e-08 | 1.4962e-06 | 3.1925e-08 | 5.9463e-06 | 1.4378e-06 | 1.5272e-07 | 2.3026e-09 | 0.0002798 | 1.3351e-11 | 4.367e-06 | 5.0552e-10 | 1.1314e-06 | 7.0293e-09 | 1.8985e-09 | 4.0408e-09 | 2.2803e-06 | 1.3006e-07 | 1.0465e-07 | 7.9227e-06 | 3.4969e-07 | 2.5517e-06 | 5.2869e-07 | 6.7536e-10 | 1.5275e-10 | 5.0094e-08 | 1.7872e-06 | 7.6117e-06 | 1.4413e-09 | 1.3628e-10 | 5.0239e-10 | 1.0329e-06 | 1.0671e-08 | 0.0020111 | 0.00013429 | 3.1122e-10 | 1.6631e-09 | 1.6087e-07 | 4.9477e-06 | 3.2259e-07 | 6.2455e-11 | 6.9841e-10 | 1.9078e-05 | 6.747e-08 | 2.9603e-08 | 3.2213e-07 | 2.3074e-06 | 1.7261e-11 | 2.138e-07 | 7.5567e-10 | 1.046e-06 | 6.2915e-08 | 1.5341e-09 | 2.7587e-08 | 1.6316e-08 | 1.7538e-08 | 1.1494e-07 | 9.7543e-10 | 1.5178e-10 | 9.569e-10 | 8.7437e-13 | 1.6814e-05 | 1.2764e-08 | 8.4186e-08 | 5.6547e-10 | 2.0414e-05 | 2.0814e-05 | 1.0698e-11 | 0.00014546 | 3.6353e-07 | 4.9494e-06 | 5.4136e-10 | 1.5868e-07 | 3.2928e-08 | 8.8342e-08 | 3.5057e-06 | 2.3013e-09 | 2.1298e-07 | 2.6206e-05 | 6.3601e-11 | 9.1763e-08 | 5.3993e-11 | 1.7187e-08 | 5.1394e-08 | 2.7251e-06 | 3.9647e-09 | 8.581e-07 | 1.7298e-06 | 5.9795e-07 | 9.2332e-09 | 1.0972e-09 | 2.5349e-05 | 1.5941e-10 | 2.836e-07 | 8.795e-11 | 4.5872e-05 | 1.7332e-08 | 2.0438e-08 | 1.1145e-07 | 6.1423e-09 | 4.3611e-07 | 6.2734e-13 | 1.2542e-08 | 6.0727e-06 | 2.5223e-06 | 3.009e-08 | 7.5382e-09 | 3.5685e-08 | 9.4753e-08 | 1.2209e-10 | 6.46e-07 | 7.058e-06 | 7.9762e-07 | 3.5434e-11 | 4.6561e-07 | 9.7374e-09 | 9.9646e-09 | 4.4062e-08 | 6.0259e-08 | 9.1087e-09 | 1.3238e-09 | 2.0591e-05 | 1.544e-08 | 1.9518e-08 | 4.9007e-09 | 0.031321 | 1.3319e-05 | 4.0916e-09 | 8.9747e-12 | 5.2723e-09 | 1.9677e-07 | 1.3984e-06 | 4.9933e-07 | 5.3954e-07 | 5.6949e-08 | 1.0562e-07 | 9.4054e-07 | 9.7836e-06 | 2.3971e-07 | 1.9527e-07 | 9.1273e-08 | 1.6455e-06 | 4.1575e-08 | 1.8077e-08 | 1.9066e-08 | 1.8572e-05 | 6.6692e-08 | 1.1741e-07 | 2.7021e-10 | 1.291e-08 | 1.9474e-10 | 5.6444e-07 | 3.2296e-08 | 1.4461e-09 | 6.4663e-08 | 9.7895e-06 | 5.3609e-07 | 3.3255e-05 | 7.1396e-11 | 4.0819e-06 | 6.8575e-09 | 1.3805e-09 | 1.3866e-06 | 1.7949e-07 | 2.3672e-05 | 6.5925e-09 | 3.285e-08 | 5.6e-10 | 1.7242e-08 | 9.6643e-06 | 3.3854e-12 | 1.1987e-10 | 2.24e-10 | 9.4363e-09 | 3.6148e-08 | 5.6647e-07 | 6.8201e-09 | 2.3161e-08 | 4.0905e-09 | 3.0464e-10 | 3.9568e-08 | 5.8253e-07 | 9.3856e-12 | 1.3593e-07 | 2.4502e-06 | 9.7328e-11 | 5.1042e-07 | 3.626e-11 | 3.0861e-06 | 1.2771e-09 | 2.5199e-07 | 1.3203e-10 | 5.2335e-08 | 4.1252e-05 | 2.7176e-07 | 5.0469e-09 | 4.9824e-06 | 3.1246e-07 | 4.355e-08 | 2.6786e-06 | 2.4949e-09 | 4.4012e-06 | 4.8895e-10 | 6.4945e-07 | 0.00050398 | 1.1887e-05 | 1.706e-08 | 3.3585e-06 | 3.873e-06 | 0.008035 | 2.9784e-09 | 2.3001e-06 | 0.00020766 | 1.3714e-09 | 5.5139e-07 | 4.0116e-08 | 2.1653e-08 | 3.5347e-08 | 8.9102e-06 | 5.6354e-10 | 3.1901e-06 | 2.4674e-09 | 2.2515e-08 | 1.2174e-08 | 2.8536e-08 | 1.0653e-08 | 7.1081e-07 | 1.3515e-05 | 8.8791e-09 | 5.3627e-06 | 4.9767e-08 | 1.177e-07 | 1.8156e-07 | 7.4331e-09 | 5.829e-09 | 1.0016e-08 | 9.9836e-08 | 1.0626e-07 | 5.9962e-12 | 8.5286e-08 | 1.6766e-07 | 4.0666e-09 | 3.6587e-09 | 1.1204e-10 | 6.3711e-09 | 4.0731e-07 | 0.0007265 | 0.0016776 | 4.2259e-10 | 6.6618e-07 | 1.9099e-09 | 1.3197e-11 | 0.0055402 | 4.1936e-05 | 1.7252e-08 | 1.6351e-07 | 9.7284e-08 | 6.2625e-09 | 2.8e-07 | 2.2187e-07 | 1.3828e-08 | 2.3794e-06 | 2.1004e-10 | 1.0665e-07 | 8.3813e-08 | 1.1136e-09 | 9.9529e-07 | 1.3701e-09 | 3.766e-11 | 2.4643e-07 | 1.0446e-07 | 2.5418e-07 | 3.811e-10 | 5.9012e-07 | 2.2677e-08 | 2.0286e-08 | 1.6502e-06 | 3.6534e-06 | 8.207e-09 | 9.0503e-10 | 8.4171e-10 | 3.8788e-09 | 1.7098e-09 | 1.1382e-09 | 1.9928e-07 | 5.2425e-09 | 1.926e-08 | 1.0665e-07 | 6.5988e-07 | 4.5114e-07 | 4.0138e-05 | 3.7102e-08 | 3.3123e-05 | 3.8712e-08 | 1.2802e-10 | 0.0036742 | 1.6771e-08 | 1.1291e-09 | 2.0333e-08 | 4.1433e-08 | 8.9349e-05 | 1.49e-09 | 3.3745e-08 | 1.5348e-08 | 9.1526e-08 | 2.7722e-08 | 1.4858e-05 | 4.1588e-07 | 9.8524e-09 | 1.7916e-08 | 7.2824e-08 | 2.7048e-06 | 1.8464e-08 | 1.2213e-10 | 2.9001e-11 | 2.0371e-06 | 4.2056e-09 | 1.665e-09 | 2.0731e-05 | 8.8088e-07 | 3.3063e-08 | 7.8233e-07 | 1.3031e-08 | 2.9813e-07 | 4.7031e-09 | 0.00022526 | 2.4174e-06 | 2.1608e-08 | 0.00015184 | 6.8113e-10 | 0.0003606 | 1.1408e-05 | 3.1875e-08 | 1.1818e-11 | 4.9082e-09 | 3.8376e-05 | 1.538e-05 | 6.4114e-08 | 2.0092e-06 | 2.4376e-05 | 1.2559e-08 | 1.181e-07 | 1.5539e-08 | 1.744e-09 | 5.4083e-06 | 5.0883e-08 | 1.2609e-06 | 4.0364e-05 | 8.9619e-08 | 4.4163e-09 | 3.0792e-08 | 6.2692e-11 | 2.5101e-06 | 6.8774e-06 | 6.2661e-06 | 7.48e-08 | 1.9351e-07 | 1.3504e-07 | 2.285e-05 | 8.8371e-08 | 2.5538e-13 | 1.3774e-09 | 1.1387e-07 | 4.7955e-07 | 3.3346e-10 | 1.2229e-10 | 4.9973e-08 | 4.7161e-08 | 2.0084e-07 | 8.7372e-09 | 2.3298e-09 | 2.5022e-06 | 1.3123e-08 | 1.1689e-08 | 5.504e-09 | 4.6807e-07 | 2.7924e-08 | 2.5004e-07 | 3.9307e-08 | 3.6504e-07 | 5.4132e-08 | 1.2542e-11 | 4.9223e-10 | 7.6937e-09 | 1.5005e-07 | 5.7712e-08 | 9.9326e-09 | 5.5994e-08 | 1.4175e-08 | 2.3391e-07 | 5.4227e-09 | 8.0589e-10 | 1.1453e-10 | 3.443e-06 | 4.1899e-05 | 1.1504e-05 | 1.0726e-08 | 1.1851e-06 | 2.8578e-05 | 5.2445e-09 | 1.1698e-09 | 3.1721e-07 | 2.5331e-07 | 3.9137e-08 | 3.3215e-08 | 8.7578e-10 | 1.4173e-05 | 1.1111e-08 | 5.7067e-10 | 2.4765e-07 | 9.5036e-10 | 2.8756e-09 | 5.5286e-10 | 3.237e-07 | 1.4196e-09 | 7.7016e-06 | 1.8863e-07 | 2.6143e-09 | 8.8684e-09 | 8.9732e-09 | 1.5046e-07 | 4.5426e-09 | 9.3748e-12 | 2.9374e-07 | 2.0725e-10 | 5.4697e-08 | 1.6787e-06 | 6.051e-08 | 3.8702e-09 | 5.9622e-07 | 1.6076e-09 | 7.0186e-08 | 0.00031275 | 1.4607e-08 | 1.6185e-07 | 4.7192e-10 | 1.1544e-06 | 7.2152e-09 | 9.0532e-07 | 2.1389e-08 | 9.1853e-07 | 2.541e-08 | 3.9147e-08 | 4.7448e-05 | 7.1533e-11 | 1.5901e-08 | 1.7593e-07 | 0.00013209 | 5.116e-06 | 8.8532e-12 | 7.3061e-07 | 5.6739e-08 | 5.052e-05 | 2.1585e-09 | 0.00086023 | 2.6797e-09 | 1.12e-08 | 6.9476e-05 | 5.0895e-06 | 6.6267e-08 | 2.4574e-08 | 1.7479e-10 | 3.876e-06 | 8.7181e-08 | 1.0282e-07 | 3.1098e-08 | 4.5236e-05 | 1.6602e-07 | 9.0454e-06 | 1.3051e-09 | 1.7434e-07 | 3.1562e-08 | 1.0127e-07 | 3.1478e-09 | 4.7503e-07 | 9.4692e-11 | 1.2374e-07 | 2.2726e-08 | 4.8234e-09 | 1.6225e-07 | 2.2805e-07 | 1.5827e-06 | 1.8909e-07 | 1.0068e-07 | 3.4141e-06 | 1.3511e-08 | 1.1665e-06 | 3.1814e-07 | 2.5362e-07 | 2.2664e-07 | 1.4276e-09 | 1.0033e-09 | 4.303e-10 | 2.9407e-08 | 8.0601e-06 | 1.5677e-07 | 2.9296e-08 | 7.3474e-08 | 1.3723e-08 | 6.9298e-07 | 9.5306e-09 | 8.2299e-06 | 0.00012556 | 5.8209e-10 | 4.035e-08 | 2.6314e-05 | 1.1508e-11 | 1.6619e-09 | 0.00016843 | 1.3263e-08 | 8.6513e-08 | 7.5928e-07 | 5.7279e-08 | 6.7735e-08 | 1.0343e-09 | 1.9861e-10 | 1.3714e-06 | 1.7279e-09 | 3.7498e-06 | 5.8957e-07 | 4.6356e-06 | 8.7589e-07 | 1.5401e-06 | 6.0164e-08 | 1.1304e-10 | 6.6259e-09 | 2.2412e-06 | 1.652e-09 | 1.2884e-07 | 2.5612e-08 | 0.0001423 | 8.2159e-10 | 4.8777e-08 | 1.8901e-07 | 1.6693e-07 | 7.9156e-07 | 1.9684e-06 | 1.386e-07 | 4.2548e-11 | 1.5096e-08 | 3.2453e-06 | 1.8644e-07 | 6.4467e-08 | 1.2311e-09 | 2.757e-10 | 4.0936e-09 | 1.1152e-12 | 7.5256e-08 | 1.6257e-07 | 1.5061e-05 | 4.0625e-05 | 0.00036152 | 2.2076e-07 | 9.8617e-05 | 1.341e-08 | 3.0935e-10 | 1.1252e-07 | 6.1679e-09 | 5.3452e-06 | 1.7595e-08 | 1.424e-09 | 3.4923e-10 | 6.0921e-12 | 3.914e-07 | 8.1521e-07 | 3.4937e-07 | 7.1444e-09 | 1.567e-06 | 1.2703e-07 | 4.4669e-06 | 1.2288e-07 | 2.8531e-08 | 1.7953e-09 | 1.5779e-08 | 3.2276e-07 | 8.62e-06 | 2.8684e-06 | 6.7497e-09 | 2.4373e-07 | 1.3171e-09 | 0.0022256 | 2.318e-07 | 1.5112e-06 | 1.2149e-10 | 4.1047e-12 | 1.1236e-07 | 1.7883e-09 | 2.4486e-05 | 9.5051e-11 | 3.1854e-06 | 1.2317e-06 | 0.00010422 | 1.1133e-08 | 9.1056e-09 | 5.6797e-06 | 2.0668e-05 | 3.6028e-11 | 1.7318e-10 | 8.0992e-09 | 7.5094e-08 | 1.6055e-09 | 0.00082872 | 2.0654e-12 | 1.8091e-09 | 1.7283e-08 | 1.0203e-08 | 9.3244e-09 | 7.2948e-06 | 9.7544e-08 | 0.0020755 | 6.8983e-12 | 6.8333e-06 | 2.6002e-10 | 0.0071699 | 7.2854e-06 | 3.8456e-07 | 5.6699e-05 | 2.8645e-07 | 1.0464e-05 | 6.6285e-08 | 1.4555e-06 | 3.8928e-09 | 7.7442e-07 | 8.2744e-09 | 2.1686e-08 | 6.9769e-08 | 4.77e-10 | 0.00012298 | 1.2858e-05 | 9.3759e-06 | 2.6042e-07 | 8.7287e-10 | 6.9822e-08 | 9.8353e-09 | 7.1536e-06 | 1.4015e-09 | 6.5143e-08 | 1.9076e-06 | 2.8129e-09 | 5.4058e-09 | 0.0011145 | 1.3221e-10 | 1.5866e-08 | 4.4294e-07 | 2.6241e-09 | 1.1241e-07 | 1.6358e-10 | 0.00053265 | 4.0187e-07 | 2.5809e-07 | 4.0451e-07 | 1.6917e-08 | 0.00045906 | 4.8469e-06 | 1.5139e-06 | 1.2818e-07 | 3.3052e-11 | 6.4635e-06 | 6.9762e-10 | 4.0866e-07 | 8.7383e-08 | 6.2712e-06 | 2.9596e-08 | 2.3623e-06 | 6.3477e-11 | 5.7517e-07 | 8.5417e-10 | 1.4193e-06 | 1.5143e-08 | 3.1718e-10 | 3.5789e-06 | 3.4354e-09 | 5.5852e-06 | 6.6139e-05 | 8.6882e-07 | 9.1738e-11 | 5.9063e-10 | 2.7263e-09 | 5.2403e-09 | 5.1429e-08 | 1.5362e-06 | 7.6203e-06 | 5.4728e-10 | 3.039e-07 | 2.0582e-09 | 3.1147e-08 | 5.3702e-09 | 2.2424e-06 | 1.2227e-07 | 9.4042e-09 | 2.8833e-09 | 1.8885e-06 | 6.7211e-07 | 1.2854e-06 | 6.5165e-07 | 2.1118e-08 | 1.8333e-09 | 3.0621e-06 | 8.7306e-10 | 4.8945e-07 | 3.5781e-05 | 5.6113e-10 | 1.7352e-08 | 6.141e-08 | 9.1145e-07 | 1.3446e-06 | 4.9269e-07 | 1.0083e-06 | 6.5994e-10 | 1.6077e-06 | 7.4897e-07 | 4.9324e-08 | 1.2123e-05 | 6.5583e-09 | 3.2811e-08 | 1.4932e-06 | 1.3334e-08 | 0.00027869 | 3.557e-08 | 2.3407e-07 | 2.6501e-08 | 4.8338e-05 | 1.6116e-09 | 5.5606e-11 | 1.7389e-09 | 0.00040179 | 2.126e-07 | 1.0853e-09 | 4.7137e-12 | 7.3538e-09 | 1.6524e-07 | 2.6888e-05 | 9.6711e-10 | 0.00069915 | 4.0269e-08 | 5.9513e-08 | 4.5343e-06 | 3.489e-12 | 3.7578e-09 | 4.3876e-07 | 1.3389e-08 | 1.6038e-08 | 1.1074e-07 | 3.1306e-06 | 1.9384e-06 | 5.9033e-10 | 3.9624e-07 | 7.3721e-07 | 3.0469e-07 | 8.1904e-06 | 6.6439e-07 | 6.1819e-07 | 2.8169e-08 | 2.6693e-10 | 1.5902e-09 | 3.4002e-10 | 6.9798e-09 | 3.2613e-07 | 1.2304e-06 | 1.9116e-08 | 5.1873e-10 | 7.8851e-07 | 1.1549e-10 | 9.5549e-07 | 1.5994e-07 | 1.0247e-07 | 1.3414e-08 | 8.812e-05 | 2.0723e-07 | 2.4341e-08 | 3.8554e-07 | 5.4972e-10 | 8.0366e-10 | 4.42e-09 | 3.1919e-10 | 4.0923e-07 | 8.3151e-07 | 6.0147e-08 | 1.1049e-08 | 3.7869e-08 | 1.2277e-06 | 1.6476e-09 | 3.0112e-07 | 6.2994e-07 | 7.0058e-08 | 1.4057e-06 | 5.1867e-07 | 1.2555e-08 | 2.6926e-07 | 2.4161e-09 | 1.0498e-08 | 3.345e-06 | 7.8477e-10 | 4.8927e-07 | 3.0595e-07 | 1.0243e-09 | 2.6867e-11 | 1.3901e-08 | 9.8379e-09 | 3.156e-09 | 6.6431e-07 | 3.3591e-11 | 5.5822e-10 | 1.0344e-09 | 1.725e-09 | 1.6307e-07 | 4.2761e-09 | 3.1311e-06 | 1.2501e-07 | 2.5715e-10 | 0.00012061 | 1.5298e-08 | 5.5526e-08 | 9.1809e-08 | 2.2869e-06 | 6.3483e-08 | 6.3798e-08 | 5.9035e-09 | 1.0028e-06 | 9.2649e-07 | 6.7242e-07 | 2.8247e-07 | 1.1291e-08 | 3.8e-06 | 3.1837e-08 | 1.9266e-07 | 7.5584e-11 | 3.2379e-08 | 6.3168e-07 | 8.177e-09 | 1.5358e-05 | 0.00020176 | 3.482e-13 | 1.1155e-10 | 2.8439e-06 | 5.4172e-08 | 1.1091e-08 | 8.4321e-09 | 1.1479e-05 | 8.3836e-07 | 2.0837e-10 | 8.7726e-10 | 4.2047e-07 | 1.286e-05 | 3.4481e-07 | 3.3285e-08 | 4.208e-07 | 2.4316e-09 | 2.5514e-10 | 2.2032e-07 | 1.1633e-05 | 2.6035e-07 | 2.4561e-09 | 4.5974e-05 | 9.1608e-08 | 1.6846e-08 | 1.3229e-07 | 1.2312e-09 | 8.6523e-08 | 1.215e-06 | 1.3254e-06 | 4.5529e-10 | 1.1142e-06 | 1.8579e-05 | 6.7443e-09 | 4.489e-10 | 2.4959e-05 | 1.4116e-11 | 2.3832e-10 | 5.8812e-07 | 3.5948e-06 | 5.8907e-11 | 6.5049e-07 | 7.7921e-08 | 2.9414e-08 | 3.2107e-09 | 1.1493e-07 | 1.8688e-06 | 2.342e-11 | 1.0684e-08 | 1.1471e-06 | 2.1523e-08 | 1.5523e-06 | 1.4318e-07 | 2.2051e-09 | 8.7848e-09 | 5.3016e-07 | 5.0384e-05 | 2.9062e-09 | 9.658e-11 | 3.3257e-09 | 4.5869e-08 | 1.4713e-07 | 1.4747e-05 | 1.7003e-07 | 6.5412e-09 | 1.3055e-05 | 1.1185e-09 | 2.2823e-09 | 5.3604e-06 | 5.8976e-07 | 4.5255e-09 | 8.7768e-08 | 6.0382e-06 | 1.8512e-06 | 4.188e-10 | 1.4003e-05 | 2.7499e-07 | 1.25e-05 | 3.3678e-08 | 5.9955e-08 | 2.0804e-07 | 4.4977e-09 | 3.3463e-05 | 5.6791e-11 | 1.1235e-10 | 7.3683e-05 | 3.7042e-07 | 2.1094e-08 | 5.6838e-06 | 9.3493e-11 | 1.9057e-09 | 2.7647e-07 | 1.4406e-08 | 3.1258e-08 | 8.8173e-09 | 1.4348e-07 | 1.1655e-10 | 0.00019103 | 2.8273e-07 | 5.2286e-09 | 7.4853e-06 | 7.3606e-06 | 5.4055e-09 | 4.0368e-11 | 1.317e-05 | 2.9304e-09 | 7.3464e-11 | 5.2206e-07 | 1.085e-08 | 6.4687e-11 | 5.0104e-11 | 0.00011882 | 1.8942e-07 | 1.7295e-06 | 1.1008e-05 | 1.7542e-07 | 3.7901e-09 | 5.0677e-09 | 0.00035715 | 1.4623e-08 | 3.3162e-06 | 1.2994e-09 | 3.3339e-09 | 9.9023e-07 | 2.3452e-06 | 0.0009184 | 6.0558e-08 | 5.587e-06 | 8.6756e-08 | 2.2979e-07 | 2.0771e-07 | 1.6497e-08 | 1.4323e-06 | 2.2955e-08 | 3.7033e-08 | 2.3598e-08 | 2.2573e-07 | 5.9098e-09 | 1.0182e-06 | 8.4167e-10 | 2.2013e-12 | 1.0951e-05 | 1.4419e-06 | 7.2522e-09 | 1.1191e-07 | 2.483e-07 | 3.2892e-07 | 1.5709e-06 | 1.7988e-05 | 1.9479e-10 | 1.649e-09 | 1.7235e-08 | 4.4571e-05 | 8.4726e-08 | 1.7898e-05 | 1.9247e-06 | 2.1347e-10 | 8.9045e-11 | 2.7953e-10 | 4.2695e-09 | 3.9387e-06 | 8.8472e-05 | 8.0248e-11 | 1.3239e-08 | 2.6284e-10 | 8.3331e-07 | 1.2426e-07 | 1.5292e-09 | 2.3829e-05 | 6.5709e-08 | 9.86e-08 | 8.764e-09 | 9.6228e-08 | 2.5326e-06 | 8.9298e-09 | 0.0012328 | 4.3657e-08 | 9.3759e-07 | 2.9911e-09 | 1.492e-07 | 4.2691e-10 | 4.5215e-07 | 1.6083e-11 | 8.4602e-09 | 3.297e-09 | 0.0019836 | 1.0665e-06 | 1.2255e-05 | 1.458e-10 | 5.9277e-09 | 1.6621e-10 | 1.5182e-09 | 1.5867e-07 | 7.4927e-08 | 1.8807e-12 | 5.4264e-06 | 9.3603e-08 | 5.7604e-07 | 6.7108e-08 | 2.1801e-05 | 4.261e-06 | 2.9672e-09 | 1.5851e-10 | 6.1538e-08 | 3.709e-06 | 7.5259e-10 | 6.0901e-09 | 2.3031e-10 | 4.4633e-05 | 6.5016e-08 | 0.000139 | 5.165e-06 | 3.7961e-05 | 2.4777e-08 | 2.1092e-06 | 3.0974e-10 | 2.6148e-07 | 2.3984e-09 | 5.8453e-06 | 2.2875e-05 | 8.3501e-10 | 9.9598e-09 | 5.0204e-10 | 0.00047274 | 4.3582e-08 | 1.5945e-10 | 2.5954e-08 | 1.8002e-05 | 3.9493e-08 | 3.8178e-07 | 5.9033e-09 | 1.7944e-09 | 8.529e-08 | 1.7282e-06 | 4.9218e-11 | 4.5115e-07 | 3.9829e-05 | 5.1653e-08 | 4.4155e-06 | 2.1417e-08 | 6.7278e-08 | 2.3289e-07 | 0.00032656 | 3.9028e-09 | 2.7399e-10 | 5.9233e-07 | 1.8203e-06 | 0.0001212 | 8.3142e-10 | 7.1266e-07 | 1.113e-09 | 2.5909e-10 | 8.4799e-08 | 1.256e-07 | 5.0845e-09 | 0.00042623 | 5.9706e-07 | 4.6109e-09 | 7.5007e-08 | 1.6897e-10 | 9.8553e-06 | 9.7055e-06 | 6.6116e-06 | 6.2923e-11 | 1.1945e-06 | 9.2264e-07 | 1.431e-09 | 1.9888e-08 | 1.063e-07 | 1.4101e-07 | 7.9279e-10 | 2.8193e-09 | 1.1463e-09 | 5.7057e-11 | 1.491e-06 | 6.2325e-09 | 3.0098e-09 | 9.8827e-09 | 3.1751e-09 | 4.5756e-06 | 8.2091e-07 | 1.3161e-09 | 5.4373e-08 | 0.00069643 | 5.5729e-07 | 6.018e-06 | 2.6331e-05 | 5.1317e-09 | 4.9503e-07 | 4.5199e-07 | 8.4731e-09 | 5.8934e-10 | 4.1235e-09 | 1.1507e-09 | 1.0502e-09 | 3.4073e-10 | 7.8552e-09 | 1.4509e-08 | 1.4002e-05 | 3.0626e-09 | 2.7611e-09 | 1.015e-07 | 3.289e-11 | 2.6544e-06 | 2.1341e-06 | 1.6402e-09 | 6.0476e-07 | 3.1745e-08 | 1.5541e-08 | 8.4735e-10 | 5.9609e-06 | 2.8808e-05 | 3.5419e-08 | 1.2045e-06 | 7.8122e-08 | 8.6212e-05 | 2.4389e-10 | 6.2542e-10 | 9.0047e-09 | 3.6324e-07 | 4.9511e-06 | 4.634e-06 | 3.8563e-06 | 7.5947e-09 | 2.842e-08 | 1.7284e-05 | 2.3441e-07 | 1.3766e-07 | 1.5215e-07 | 2.7249e-09 | 9.8211e-11 | 5.7159e-05 | 0.00065367 | 4.206e-15 | 6.076e-08 | 2.6243e-06 | 8.7928e-05 | 3.9565e-08 | 2.1542e-08 | 1.331e-07 | 6.7494e-10 | 4.2096e-10 | 1.8746e-12 | 1.2942e-08 | 1.1491e-08 | 1.0035e-08 | 3.7759e-07 | 1.0262e-06 | 6.2282e-09 | 1.7492e-07 | 3.9032e-08 | 4.0702e-08 | 1.1664e-10 | 1.0432e-08 | 1.8457e-09 | 1.0039e-07 | 2.7236e-09 | 9.1528e-10 | 1.3269e-06 | 4.843e-07 | 2.3738e-09 | 2.3186e-07 | 4.349e-07 | 1.1408e-06 | 1.8711e-08 | 5.9789e-06 | 6.0466e-07 | 3.0881e-09 | 4.5062e-09 | 7.3649e-09 | 1.638e-05 | 1.9185e-09 | 6.9438e-08 | 1.1904e-06 | 4.769e-07 | 2.6424e-10 | 1.6604e-07 | 1.9323e-08 | 2.9346e-05 | 6.3876e-07 | 8.1473e-08 | 6.9156e-06 | 3.5441e-05 | 2.3383e-05 | 2.2478e-05 | 3.1762e-07 | 4.5291e-09 | 8.4336e-10 | 1.9534e-08 | 9.5392e-09 | 6.4809e-06 | 1.1664e-09 | 3.9382e-12 | 1.0875e-08 | 4.3378e-10 | 1.6038e-11 | 1.8733e-09 | 5.4133e-10 | 5.8855e-09 | 1.8956e-06 | 4.6148e-07 | 1.5244e-08 | 8.9226e-06 | 3.3831e-06 | 4.2533e-08 | 8.4075e-05 | 6.9319e-09 | 8.3929e-08 | 1.4402e-07 | 6.2672e-06 | 1.0996e-07 | 1.1117e-10 | 1.1896e-08 | 4.5655e-07 | 1.4016e-09 | 0.00070654 | 1.6126e-08 | 3.1013e-06 | 3.8504e-08 | 1.6148e-05 | 2.2293e-07 | 1.9232e-11 | 1.7565e-07 | 1.0624e-06 | 4.1308e-10 | 1.752e-05 | 8.9908e-07 | 5.5139e-08 | 6.9006e-07 | 4.3901e-08 | 4.0888e-08 | 1.8394e-08 | 2.0591e-08 | 3.8582e-07 | 1.8831e-05 | 1.3684e-06 | 5.7213e-08 | 7.2257e-09 | 2.1902e-07 | 6.5946e-10 | 1.5369e-06 | 7.7398e-08 | 3.071e-06 | 5.1113e-09 | 3.2315e-06 | 2.7167e-08 | 1.5306e-05 | 1.9479e-07 | 3.7624e-05 | 1.1481e-07 | 2.3844e-07 | 3.3893e-06 | 1.1921e-06 | 3.5884e-06 | 2.422e-10 | 4.8194e-06 | 2.4387e-08 | 1.4876e-06 | 1.7626e-06 | 5.4465e-09 | 3.5259e-05 | 8.5754e-10 | 5.3467e-07 | 4.1838e-05 | 3.3707e-10 | 3.5166e-07 | 3.4456e-11 | 4.0301e-08 | 2.2071e-05 | 7.9408e-07 | 1.4136e-06 | 1.114e-06 | 1.8212e-07 | 2.5658e-06 | 5.0173e-11 | 1.235e-08 | 9.9732e-07 | 8.5707e-10 | 3.6268e-10 | 1.4035e-08 | 1.5267e-10 | 3.8148e-08 | 0.00011303 | 0.0047796 | 9.2636e-13 | 2.2029e-09 | 7.687e-08 | 3.8653e-08 | 1.8296e-10 | 4.8683e-09 | 1.7185e-05 | 3.7679e-09 | 2.02e-07 | 1.6044e-09 | 5.6624e-08 | 6.046e-10 | 4.1482e-08 | 1.1168e-11 | 9.0095e-09 | 6.8581e-10 | 4.6217e-06 | 2.9175e-08 | 1.365e-08 | 2.3778e-10 | 1.3582e-05 | 3.003e-12 | 2.9027e-07 | 1.0245e-05 | 6.1117e-05 | 2.2221e-07 | 1.5124e-06 | 1.6043e-09 | 2.6166e-08 | 6.3476e-08 | 7.0494e-11 | 1.7089e-10 | 1.1962e-11 | 7.1291e-10 | 1.0419e-07 | 1.267e-06 | 1.9391e-10 | 5.5847e-08 | 5.6475e-07 | 6.6586e-07 | 1.3965e-08 | 4.9936e-05 | 2.4995e-09 | 1.8525e-08 | 4.1148e-06 | 2.6264e-08 | 5.0988e-10 | 3.7403e-06 | 4.4684e-07 | 1.4303e-06 | 6.0005e-09 | 0.0012247 | 2.147e-07 | 1.6192e-07 | 8.5675e-12 | 1.3882e-05 | 2.4576e-10 | 5.3583e-06 | 7.1783e-08 | 8.2111e-09 | 0.0011392 | 3.1554e-12 | 6.3571e-08 | 1.8396e-09 | 3.2167e-07 | 1.1744e-09 | 9.4314e-08 | 0.00086269 | 5.2667e-05 | 3.5102e-10 | 1.1212e-07 | 6.2414e-10 | 1.3146e-08 | 1.1146e-09 | 8.779e-07 | 1.4239e-07 | 5.5828e-06 | 3.0788e-08 | 0.00015682 | 1.3554e-05 | 5.7818e-11 | 8.3923e-08 | 2.9076e-10 | 2.7145e-07 | 2.4673e-09 | 4.5267e-09 | 1.6923e-11 | 4.3378e-06 | 5.2681e-08 | 1.2137e-06 | 4.001e-06 | 3.6368e-10 | 7.3717e-07 | 6.5693e-07 | 3.9961e-08 | 1.901e-09 | 1.9759e-07 | 4.6615e-09 | 2.1524e-09 | 2.7725e-08 | 5.1904e-07 | 4.2464e-09 | 1.6988e-05 | 9.9479e-08 | 4.0548e-07 | 2.6771e-10 | 4.8714e-07 | 3.3592e-08 | 2.7777e-06 | 2.7348e-07 | 3.1703e-07 | 2.4e-07 | 3.4881e-07 | 7.445e-09 | 9.2738e-08 | 1.0516e-06 | 3.0512e-07 | 9.3679e-05 | 8.9092e-09 | 7.9876e-05 | 5.2522e-08 | 1.5211e-09 | 6.0397e-09 | 4.5138e-07 | 2.9952e-08 | 4.3426e-07 | 7.8786e-08 | 1.4199e-08 | 1.4251e-08 | 6.5651e-09 | 3.1016e-07 | 3.1515e-07 | 4.4632e-08 | 3.1385e-08 | 2.9065e-08 | 2.4769e-08 | 3.8499e-10 | 1.1405e-07 | 5.0301e-06 | 8.2161e-07 | 4.4702e-10 | 2.6395e-08 | 1.2001e-06 | 3.9104e-05 | 8.1998e-07 | 4.7653e-08 | 4.0516e-05 | 1.9548e-08 | 1.1433e-09 | 1.8259e-08 | 4.3032e-08 | 1.4646e-11 | 2.0972e-06 | 6.8491e-09 | 1.8753e-08 | 1.9284e-10 | 7.753e-11 | 1.7655e-07 | 2.2845e-07 | 9.2751e-06 | 4.2997e-06 | 3.6357e-08 | 5.8794e-07 | 4.7318e-10 | 1.0146e-08 | 3.9505e-09 | 2.2734e-09 | 6.2963e-08 | 1.7905e-05 | 8.4268e-09 | 2.008e-06 | 1.696e-07 | 6.3982e-11 | 1.7258e-07 | 1.1364e-07 | 2.1724e-11 | 9.2095e-07 | 7.1043e-08 | 7.1582e-07 | 1.7484e-06 | 3.3631e-09 | 2.9692e-07 | 7.5126e-11 | 1.3285e-08 | 6.2485e-09 | 6.4682e-08 | 7.1377e-11 | 1.3182e-08 | 5.1198e-08 | 2.4192e-09 | 3.9074e-09 | 7.1676e-05 | 5.3157e-08 | 1.6438e-07 | 1.5282e-07 | 3.0196e-08 | 4.8922e-07 | 8.0674e-06 | 5.7352e-10 | 5.9308e-10 | 2.1469e-09 | 7.1048e-09 | 4.4162e-09 | 1.7007e-06 | 6.2147e-09 | 3.5317e-08 | 1.9133e-08 | 1.6855e-09 | 3.3665e-10 | 9.5547e-09 | 3.7801e-09 | 4.0541e-10 | 1.7899e-08 | 3.8283e-08 | 5.2324e-07 | 1.0741e-08 | 1.7958e-07 | 1.0587e-09 | 6.1154e-08 | 0.00035328 | 6.29e-11 | 1.9464e-05 | 1.4944e-10 | 7.3441e-10 | 3.0484e-09 | 6.3334e-09 | 1.5307e-07 | 1.0594e-05 | 1.7334e-08 | 9.6355e-09 | 2.4478e-06 | 1.3247e-06 | 9.0652e-09 | 1.3886e-08 | 1.5421e-09 | 1.7659e-08 | 2.3964e-07 | 8.9667e-11 | 2.1162e-08 | 2.7607e-05 | 7.6325e-08 | 6.344e-08 | 6.8435e-10 | 9.8399e-08 | 1.4221e-05 | 3.1557e-07 | 3.0999e-08 | 1.4465e-06 | 1.771e-08 | 3.5636e-09 | 1.295e-07 | 8.6477e-10 | 3.7761e-11 | 7.6501e-09 | 1.879e-08 | 7.5187e-06 | 7.9958e-07 | 5.5574e-09 | 1.2944e-07 | 6.3534e-07 | 7.0967e-05 | 8.4816e-11 | 6.5198e-08 | 5.9821e-09 | 2.403e-07 | 2.7492e-06 | 2.4358e-09 | 9.8745e-10 | 5.8816e-06 | 6.7359e-08 | 2.0733e-05 | 1.1029e-10 | 6.3789e-10 | 5.8419e-11 | 1.1173e-07 | 3.6572e-05 | 9.5732e-10 | 3.5078e-08 | 7.8202e-08 | 1.8125e-10 | 4.8238e-09 | 1.2064e-10 | 0.00086354 | 2.5093e-08 | 9.5396e-07 | 2.4798e-06 | 1.4361e-07 | 1.4715e-07 | 1.3453e-08 | 1.7943e-08 | 7.8013e-07 | 3.9161e-07 | 3.6068e-07 | 2.5916e-05 | 7.9179e-12 | 2.1193e-05 | 1.2453e-07 | 1.6479e-06 | 8.8129e-07 | 9.8359e-10 | 1.291e-05 | 9.7487e-07 | 2.8777e-09 | 7.4019e-10 | 3.7822e-08 | 4.1802e-06 | 9.0518e-05 | 4.0594e-10 | 7.6496e-09 | 2.4271e-06 | 3.8284e-07 | 5.2938e-09 | 1.0358e-10 | 6.5794e-08 | 3.6442e-09 | 9.314e-10 | 7.3684e-09 | 4.9562e-06 | 7.867e-07 | 5.2187e-10 | 2.3384e-05 | 3.2635e-08 | 2.8689e-11 | 3.3385e-08 | 1.6149e-09 | 3.987e-07 | 1.3868e-08 | 2.8543e-07 | 8.8884e-11 | 4.0055e-07 | 1.7698e-06 | 3.8883e-09 | 1.1631e-09 | 2.2268e-06 | 3.4039e-06 | 7.6769e-09 | 1.4853e-08 | 1.0704e-10 | 4.5442e-06 | 5.9268e-09 | 6.2933e-08 | 9.4155e-07 | 2.7229e-05 | 1.5949e-10 | 2.676e-09 | 9.2238e-07 | 7.2984e-05 | 2.354e-10 | 2.3125e-08 | 3.7102e-06 | 2.333e-12 | 6.5855e-07 | 2.5981e-09 | 9.9091e-06 | 1.8331e-10 | 8.5635e-07 | 5.2331e-07 | 8.5181e-09 | 4.1217e-10 | 0.00010099 | 2.059e-09 | 3.6651e-11 | 1.0443e-10 | 4.5193e-07 | 4.0559e-09 | 2.0234e-07 | 0.0023906 | 1.9044e-07 | 8.0637e-11 | 1.4295e-07 | 3.7673e-05 | 3.3193e-06 | 0.00010418 | 9.8486e-10 | 1.2023e-11 | 9.8021e-09 | 4.342e-06 | 0.0010795 | 5.5087e-08 | 6.4031e-07 | 4.5049e-06 | 4.0003e-09 | 2.412e-05 | 2.249e-05 | 4.1212e-11 | 1.175e-07 | 2.0188e-08 | 4.9222e-07 | 4.4728e-06 | 1.4048e-06 | 9.8789e-11 | 9.9096e-09 | 3.2108e-09 | 3.132e-07 | 5.2431e-09 | 8.9563e-08 | 3.2453e-08 | 3.5105e-08 | 2.1111e-07 | 3.2879e-06 | 4.9303e-11 | 8.1826e-10 | 5.9315e-09 | 3.1968e-06 | 1.1552e-10 | 2.7614e-06 | 4.8137e-09 | 4.5047e-10 | 8.7993e-10 | 1.0199e-09 | 2.5473e-08 | 4.3665e-08 | 1.1137e-05 | 1.5428e-06 | 0.0033886 | 2.4656e-08 | 6.1856e-10 | 3.756e-08 | 2.0952e-09 | 2.8497e-09 | 1.361e-07 | 1.339e-09 | 1.6813e-07 | 3.8202e-08 | 3.4246e-11 | 1.5629e-07 | 1.2393e-07 | 3.6001e-09 | 7.0192e-10 | 7.3232e-12 | 3.2255e-08 | 4.76e-08 | 8.9456e-10 | 2.8377e-07 | 6.1516e-07 | 1.1209e-06 | 5.4687e-06 | 1.3275e-05 | 2.1289e-06 | 4.2219e-10 | 3.0371e-05 | 5.3883e-06 | 1.2596e-07 | 1.3836e-07 | 1.2349e-05 | 9.5412e-10 | 4.3064e-09 | 8.5768e-09 | 5.9519e-06 | 0.00029186 | 7.0096e-10 | 4.0873e-11 | 1.2216e-06 | 2.5391e-07 | 9.1822e-08 | 1.3321e-05 | 2.5929e-08 | 5.9632e-07 | 1.2924e-08 | 1.987e-07 | 7.7297e-07 | 9.1101e-11 | 1.1772e-05 | 1.1331e-08 | 2.3116e-09 | 3.2614e-05 | 5.0585e-09 | 2.8163e-05 | 8.3323e-07 | 8.9802e-05 | 1.5357e-10 | 8.9683e-08 | 1.0499e-10 | 2.7118e-09 | 2.2797e-06 | 1.7956e-10 | 4.8322e-08 | 7.3314e-10 | 1.6267e-08 | 1.6652e-09 | 6.5751e-07 | 1.8925e-08 | 5.0767e-10 | 6.0388e-06 | 2.0866e-10 | 1.8255e-11 | 2.7998e-10 | 3.1814e-07 | 2.7645e-10 | 2.9213e-06 | 9.7156e-10 | 3.203e-11 | 2.0797e-06 | 0.0025627 | 2.6478e-05 | 4.7876e-06 | 1.7948e-06 | 1.5782e-07 | 8.1287e-10 | 1.5795e-08 | 2.6203e-09 | 3.5564e-05 | 8.0645e-09 | 4.7842e-06 | 3.4076e-09 | 8.0579e-09 | 3.0088e-05 | 2.5784e-07 | 2.4781e-06 | 3.984e-06 | 5.9203e-08 | 1.5022e-10 | 1.3505e-07 | 3.1055e-08 | 2.8965e-05 | 9.3917e-08 | 6.567e-12 | 4.0394e-06 | 4.1795e-06 | 0.00041754 | 8.5611e-08 | 7.5709e-11 | 3.9607e-10 | 7.9575e-11 | 3.9917e-07 | 3.3814e-06 | 3.328e-08 | 2.0534e-09 | 6.838e-08 | 3.6688e-10 | 1.4687e-09 | 1.4965e-10 | 1.899e-07 | 2.9407e-09 | 3.5466e-07 | 1.4649e-08 | 9.6191e-07 | 8.7276e-12 | 1.0633e-08 | 0.00081231 | 1.7303e-07 | 0.0014085 | 1.9856e-07 | 2.2846e-08 | 6.8339e-09 | 7.112e-08 | 4.5993e-05 | 1.4653e-09 | 6.196e-07 | 4.2226e-08 | 3.3479e-10 | 1.2081e-10 | 8.2201e-08 | 2.6852e-08 | 8.8354e-10 | 2.3754e-06 | 8.3258e-09 | 6.4427e-08 | 3.4162e-09 | 1.478e-10 | 6.2481e-07 | 9.8609e-10 | 2.8602e-08 | 1.138e-07 | 5.7657e-09 | 3.7299e-06 | 3.6583e-10 | 9.1676e-06 | 2.8868e-09 | 7.1149e-09 | 7.271e-09 | 7.3621e-06 | 7.9351e-11 | 5.22e-08 | 6.6792e-08 | 1.3187e-06 | 1.6384e-08 | 4.2803e-10 | 2.7548e-05 | 1.2333e-06 | 0.0001991 | 8.7203e-11 | 2.0885e-10 | 2.4519e-07 | 2.9172e-11 | 8.817e-07 | 1.7033e-06 | 3.8827e-09 | 3.932e-07 | 6.7886e-10 | 1.189e-09 | 7.0447e-07 | 2.7023e-08 | 3.3479e-08 | 4.7125e-11 | 1.431e-06 | 2.2181e-10 | 1.3773e-08 | 3.8173e-11 | 1.1439e-08 | 2.0782e-06 | 4.9325e-07 | 1.5946e-12 | 1.2017e-05 | 3.1586e-10 | 1.5687e-08 | 2.7985e-08 | 1.4739e-09 | 5.829e-07 | 7.6702e-05 | 1.2672e-10 | 1.5574e-09 | 3.1307e-08 | 1.8643e-09 | 0.00052144 | 6.8974e-05 | 2.058e-07 | 8.6079e-08 | 3.6255e-06 | 3.8184e-09 | 1.2313e-08 | 1.063e-09 | 1.1611e-09 | 1.9463e-08 | 9.7916e-05 | 0.0005752 | 7.671e-11 | 5.4089e-09 | 1.8039e-07 | 5.0248e-10 | 1.4855e-06 | 2.7657e-09 | 8.2312e-06 | 2.8796e-05 | 2.4926e-06 | 4.7667e-09 | 2.999e-07 | 7.9465e-05 | 4.64e-08 | 2.6388e-07 | 2.0019e-06 | 2.4772e-06 | 7.2647e-10 | 5.7652e-07 | 7.4979e-09 | 7.5458e-08 | 3.1322e-07 | 2.4823e-07 | 1.0566e-05 | 8.1856e-09 | 1.4084e-06 | 3.2846e-07 | 7.5719e-07 | 1.5168e-08 | 1.5783e-07 | 6.1732e-07 | 4.3081e-06 | 8.3587e-07 | 1.5918e-08 | 1.1116e-09 | 5.9972e-07 | 5.1142e-09 | 9.7923e-08 | 2.264e-09 | 4.617e-05 | 2.6295e-08 | 1.6283e-06 | 1.0414e-07 | 2.0675e-06 | 1.8859e-05 | 1.323e-07 | 2.5127e-09 | 4.537e-09 | 1.1896e-07 | 7.662e-06 | 4.5885e-10 | 1.4444e-08 | 3.7128e-06 | 9.8211e-06 | 1.7589e-07 | 1.4858e-06 | 5.7356e-09 | 3.1371e-07 | 1.2814e-10 | 8.5093e-08 | 5.7477e-07 | 0.00018938 | 4.212e-08 | 1.3963e-07 | 1.819e-09 | 9.2111e-09 | 3.1168e-09 | 1.6233e-07 | 9.138e-10 | 6.5475e-09 | 3.3202e-08 | 3.0478e-06 | 7.2559e-09 | 8.1556e-09 | 1.9574e-07 | 2.4256e-07 | 2.0555e-07 | 4.5404e-10 | 2.62e-09 | 4.3611e-07 | 8.8072e-06 | 2.5398e-07 | 3.1361e-07 | 6.8867e-06 | 7.5152e-09 | 3.2033e-06 | 8.5314e-09 | 5.8238e-07 | 5.1523e-10 | 6.4984e-10 | 7.7301e-09 | 2.7009e-06 | 1.7642e-08 | 3.8533e-07 | 3.3311e-06 | 1.197e-07 | 8.0497e-10 | 2.1809e-06 | 3.704e-10 | 7.1099e-09 | 1.8064e-09 | 5.1168e-10 | 5.7002e-07 | 1.6352e-08 | 1.716e-07 | 1.204e-06 | 1.7082e-09 | 7.2166e-07 | 1.1581e-07 | 1.578e-09 | 9.1644e-08 | 7.8813e-08 | 1.5432e-05 | 4.0262e-05 | 3.7004e-09 | 2.1812e-08 | 7.3641e-08 | 2.7487e-08 | 2.238e-05 | 1.7212e-07 | 4.7422e-06 | 2.3532e-06 | 7.7556e-08 | 2.8887e-09 | 0.00044813 | 0.00012935 | 1.8246e-05 | 4.0083e-08 | 1.9137e-05 | 2.76e-07 | 1.5919e-08 | 4.9978e-06 | 3.7304e-08 | 6.4261e-09 | 0.00096049 | 3.4116e-09 | 4.0807e-10 | 9.3206e-05 | 5.0093e-09 | 1.7749e-08 | 3.3777e-08 | 3.2042e-08 | 5.6437e-08 | 1.8908e-06 | 1.9584e-10 | 4.5493e-08 | 1.3974e-06 | 1.771e-08 | 1.028e-07 | 2.2435e-07 | 6.2282e-07 | 5.3646e-11 | 1.9516e-06 | 1.1932e-07 | 6.4234e-06 | 3.7636e-07 | 9.1671e-08 | 1.484e-09 | 2.539e-08 | 2.7409e-06 | 4.4003e-09 | 3.437e-08 | 1.3986e-09 | 3.7569e-09 | 6.5726e-10 | 5.3527e-05 | 5.4029e-07 | 7.9125e-10 | 2.9758e-06 | 5.4605e-08 | 5.5589e-11 | 1.745e-06 | 2.3706e-08 | 2.335e-10 | 1.1244e-11 | 2.6356e-07 | 8.9494e-06 | 3.851e-09 | 1.0995e-08 | 1.0098e-06 | 1.5843e-08 | 9.4053e-07 | 3.1454e-07 | 5.0444e-06 | 3.7769e-09 | 5.8219e-07 | 1.9327e-06 | 1.1902e-10 | 1.5115e-09 | 1.0668e-06 | 4.7198e-10 | 8.8736e-07 | 5.2255e-09 | 1.6043e-10 | 3.2586e-10 | 1.0281e-08 | 2.2891e-07 | 8.5951e-13 | 2.0904e-06 | 6.7265e-08 | 3.0629e-07 | 1.1935e-07 | 1.1443e-06 | 1.9719e-06 | 3.7586e-07 | 2.3495e-11 | 2.4555e-11 | 6.4875e-06 | 4.8595e-05 | 1.3417e-06 | 1.0081e-06 | 1.1102e-05 | 9.1143e-09 | 8.0594e-10 | 6.0391e-07 | 2.5774e-07 | 2.8921e-09 | 8.1834e-07 | 7.7301e-07 | 3.5212e-07 | 5.9347e-11 | 5.4322e-08 | 8.5333e-12 | 1.1702e-09 | 1.3152e-10 | 2.0465e-08 | 4.6283e-10 | 3.7989e-09 | 1.6728e-06 | 4.2377e-08 | 2.3878e-06 | 7.2877e-07 | 2.3483e-07 | 5.5509e-09 | 4.1106e-05 | 1.0203e-05 | 3.9508e-09 | 1.8573e-08 | 9.8648e-08 | 2.1555e-08 | 1.2483e-05 | 3.2256e-05 | 2.2183e-08 | 1.6114e-06 | 3.2551e-09 | 3.4125e-07 | 2.0003e-07 | 1.4979e-06 | 1.5928e-10 | 1.9032e-10 | 4.2888e-09 | 6.289e-09 | 1.2988e-09 | 5.5718e-07 | 5.3937e-10 | 6.6584e-09 | 1.1093e-05 | 4.825e-05 | 1.4401e-08 | 6.8841e-06 | 1.0016e-08 | 1.5648e-09 | 6.0629e-10 | 1.7287e-10 | 3.8812e-06 | 6.1036e-08 | 7.5806e-10 | 7.8915e-05 | 0.331 | 1.0963e-08 | 1.6868e-07 | 8.064e-09 | 4.2602e-05 | 8.5336e-09 | 1.3896e-05 | 7.1291e-11 | 3.8436e-06 | 7.3351e-07 | 3.4656e-07 | 1.161e-07 | 1.6006e-05 | 9.8501e-08 | 9.2049e-09 | 8.6952e-09 | 8.2111e-06 | 3.0095e-09 | 1.0001e-07 | 9.4341e-09 | 1.0983e-09 | 1.3031e-07 | 1.191e-06 | 7.6214e-07 | 3.347e-08 | 7.1433e-06 | 5.2344e-07 | 1.7022e-10 | 7.7822e-07 | 1.945e-10 | 9.3138e-06 | 1.2089e-05 | 6.4194e-09 | 1.2473e-09 | 9.1314e-07 | 1.2418e-07 | 1.0632e-09 | 2.6302e-08 | 0.00012021 | 4.114e-06 | 2.4521e-09 | 1.3302e-07 | 2.9637e-09 | 1.0963e-05 | 9.6049e-07 | 4.0624e-07 | 1.04e-10 | 3.204e-08 | 1.3036e-08 | 1.6612e-06 | 9.5983e-09 | 8.1046e-09 | 5.3648e-10 | 2.8942e-06 | 1.2018e-08 | 3.76e-09 | 1.9523e-08 | 1.8093e-05 | 6.585e-11 | 5.4626e-08 | 3.5474e-09 | 1.2471e-05 | 1.2561e-09 | 7.5193e-10 | 1.3391e-07 | 5.0946e-06 | 7.4601e-07 | 2.8696e-10 | 1.1886e-09 | 1.2386e-10 | 1.8871e-11 | 1.6103e-10 | 1.2957e-07 | 2.5464e-07 | 3.7509e-07 | 1.7006e-07 | 5.3874e-07 | 1.2594e-07 | 3.9813e-09 | 1.263e-08 | 6.3231e-08 | 5.8218e-08 | 9.4138e-11 | 5.1255e-08 | 2.8621e-07 | 5.5883e-06 | 5.1723e-10 | 3.2713e-10 | 4.3651e-13 | 8.2067e-08 | 3.8353e-07 | 7.8863e-10 | 1.1483e-08 | 6.027e-06 | 9.0276e-07 | 2.7522e-08 | 3.0426e-08 | 3.5983e-08 | 1.2824e-05 | 6.8363e-08 | 6.1441e-06 | 1.5749e-08 | 8.939e-08 | 2.7472e-06 | 5.2579e-07 | 1.7268e-05 | 6.7009e-10 | 1.3569e-09 | 4.7943e-10 | 2.3285e-05 | 0.00066166 | 7.8047e-08 | 2.2274e-06 | 2.6442e-08 | 7.0131e-07 | 4.4124e-07 | 3.4475e-09 | 1.1369e-11 | 1.9274e-06 | 1.7937e-09 | 1.7859e-09 | 1.6953e-08 | 2.3016e-08 | 1.9582e-08 | 7.3912e-05 | 2.8446e-06 | 1.3958e-06 | 5.1995e-08 | 2.4442e-07 | 2.5566e-07 | 8.9486e-08 | 3.8202e-07 | 2.7755e-06 | 8.2284e-10 | 6.4383e-08 | 4.3517e-13 | 1.6219e-10 | 1.7223e-09 | 2.6202e-06 | 1.9517e-07 | 2.0639e-07 | 1.4633e-09 | 4.9895e-11 | 5.9441e-10 | 3.3857e-06 | 3.4911e-05 | 1.461e-05 | 6.5438e-11 | 1.4709e-08 | 2.2369e-09 | 6.4491e-05 | 6.8869e-05 | 1.377e-07 | 1.271e-06 | 5.7927e-07 | 8.4648e-06 | 1.6335e-06 | 5.3786e-07 | 6.2042e-07 | 2.9557e-09 | 1.3174e-08 | 3.3076e-07 | 6.3441e-09 | 3.077e-09 | 0.00098491 | 1.3782e-09 | 5.9395e-10 | 0.00034733 | 3.04e-06 | 4.2759e-05 | 5.6032e-11 | 2.416e-06 | 1.5886e-06 | 1.4151e-08 | 9.7269e-06 | 4.3594e-06 | 2.171e-05 | 1.7086e-05 | 0.00010637 | 3.3052e-06 | 3.9298e-05 | 8.0844e-08 | 1.9813e-08 | 8.3295e-09 | 3.221e-08 | 1.096e-09 | 4.4702e-08 | 0.00027639 | 1.509e-09 | 9.6281e-08 | 2.8902e-08 | 4.1024e-10 | 2.229e-08 | 8.8019e-06 | 3.1768e-09 | 4.779e-05 | 2.4439e-11 | 1.2378e-05 | 2.3002e-07 | 5.7206e-08 | 4.5065e-10 | 1.3203e-08 | 6.0152e-08 | 1.5058e-07 | 1.7731e-06 | 9.4253e-09 | 7.7094e-08 | 4.6847e-07 | 1.1858e-05 | 2.5552e-08 | 0.0020836 | 9.1397e-11 | 1.991e-07 | 4.6013e-07 | 4.2345e-07 | 1.2988e-08 | 9.5466e-10 | 1.1201e-09 | 1.2864e-09 | 5.9357e-07 | 1.2478e-06 | 1.3403e-07 | 1.4713e-08 | 5.5156e-09 | 1.0051e-09 | 5.4537e-10 | 3.8567e-09 | 1.0283e-07 | 0.0051667 | 7.8274e-08 | 1.0447e-09 | 1.8662e-08 | 1.2468e-09 | 2.2061e-10 | 2.9391e-09 | 7.1143e-08 | 2.9396e-09 | 1.9872e-09 | 1.5878e-05 | 5.5784e-08 | 3.8466e-10 | 1.0217e-07 | 1.0742e-08 | 9.5332e-10 | 3.2507e-06 | 3.3423e-07 | 2.9243e-05 | 2.5609e-08 | 2.4471e-06 | 7.9628e-09 | 7.8189e-05 | 9.8284e-09 | 7.329e-10 | 3.3119e-10 | 2.8203e-08 | 1.6307e-06 | 8.2971e-09 | 4.3272e-09 | 4.2344e-09 | 2.8436e-11 | 2.9347e-09 | 2.4927e-08 | 1.6151e-07 | 2.3435e-07 | 8.4018e-06 | 3.0719e-08 | 3.3773e-09 | 1.1927e-09 | 7.0561e-07 | 1.107e-08 | 2.3926e-07 | 2.9614e-08 | 2.3948e-06 | 2.4092e-09 | 1.6911e-08 | 2.045e-05 | 1.7298e-06 | 1.7131e-06 | 4.1584e-08 | 5.7171e-08 | 5.9012e-07 | 1.5304e-11 | 6.4879e-10 | 2.3527e-08 | 1.3742e-07 | 2.7687e-09 | 2.1086e-11 | 3.6782e-06 | 1.5782e-07 | 2.595e-05 | 3.0896e-06 | 2.2147e-10 | 1.4673e-11 | 3.377e-07 | 2.3079e-08 | 1.7454e-06 | 1.3224e-06 | 1.6334e-10 | 5.0514e-09 | 4.505e-08 | 3.5094e-05 | 5.8508e-07 | 6.325e-05 | 3.3475e-06 | 5.0497e-10 | 1.5605e-07 | 1.0592e-08 | 5.1692e-10 | 5.4054e-05 | 5.6272e-08 | 1.3299e-09 | 3.4652e-07 | 9.8045e-06 | 3.0956e-07 | 2.4237e-09 | 1.7445e-08 | 1.1611e-09 | 8.6864e-06 | 4.8411e-08 | 7.8679e-08 | 3.25e-10 | 4.768e-06 | 2.9074e-07 | 1.811e-07 | 9.7434e-09 | 3.3661e-08 | 1.8716e-07 | 2.5192e-08 | 9.1982e-10 | 2.3449e-05 | 3.627e-10 | 3.9218e-07 | 4.8444e-10 | 1.4666e-08 | 1.2705e-09 | 1.5636e-07 | 2.0794e-08 | 2.3743e-07 | 4.7884e-06 | 2.5609e-09 | 2.94e-06 | 9.1541e-06 | 8.5036e-07 | 0.00032593 | 3.3937e-08 | 5.3787e-10 | 8.5435e-09 | 5.3405e-09 | 6.8953e-05 | 2.1193e-08 | 3.8743e-08 | 7.0752e-08 | 6.5682e-09 | 4.3556e-09 | 9.5301e-06 | 8.4674e-07 | 4.201e-07 | 5.0613e-08 | 2.6718e-11 | 8.0844e-09 | 7.9011e-09 | 2.0031e-09 | 9.3494e-09 | 2.0321e-08 | 1.0992e-10 | 9.33e-08 | 1.9846e-08 | 1.8808e-06 | 1.9578e-07 | 1.0045e-09 | 1.2655e-05 | 4.9043e-07 | 8.5884e-08 | 2.5779e-10 | 3.198e-11 | 3.2941e-09 | 1.9141e-08 | 8.0437e-08 | 1.3951e-06 | 1.0918e-07 | 1.921e-06 | 3.4555e-05 | 2.7428e-08 | 8.7161e-10 | 6.6264e-07 | 2.2747e-07 | 8.6541e-09 | 2.6201e-08 | 1.0292e-06 | 5.5922e-07 | 1.2638e-06 | 6.3901e-10 | 1.8041e-06 | 6.068e-06 | 1.3777e-11 | 4.405e-08 | 2.7161e-07 | 2.7901e-07 | 1.5343e-09 | 1.3342e-07 | 1.2926e-10 | 3.9826e-08 | 9.0753e-09 | 1.6637e-07 | 8.6567e-06 | 1.9954e-09 | 4.9056e-08 | 6.4915e-09 | 1.7125e-09 | 3.5996e-08 | 0.00017811 | 8.6712e-10 | 3.38e-07 | 1.2129e-05 | 2.8306e-07 | 1.61e-11 | 4.946e-07 | 6.9305e-08 | 4.7858e-09 | 2.0348e-09 | 4.2304e-06 | 4.6749e-08 | 6.4126e-11 | 7.0016e-05 | 6.7239e-08 | 1.0948e-08 | 1.6565e-06 | 2.3465e-08 | 7.6101e-07 | 2.7401e-09 | 2.2255e-09 | 1.864e-08 | 9.2784e-07 | 1.3749e-07 | 9.2618e-09 | 3.6667e-08 | 2.4966e-10 | 2.5865e-07 | 8.2216e-08 | 1.6376e-09 | 7.7183e-08 | 3.9454e-09 | 1.2375e-08 | 4.578e-07 | 3.755e-08 | 2.8296e-07 | 1.0008e-07 | 1.1501e-12 | 1.8464e-10 | 1.2297e-07 | 9.6776e-11 | 3.1139e-07 | 1.2037e-06 | 6.9614e-08 | 2.4947e-08 | 2.6788e-08 | 1.5019e-11 | 2.118e-07 | 3.6213e-07 | 2.6485e-11 | 6.9521e-08 | 9.3736e-10 | 3.4807e-08 | 1.73e-08 | 6.3246e-09 | 2.9075e-06 | 5.6024e-05 | 1.3528e-08 | 2.9008e-09 | 2.6114e-07 | 1.4785e-09 | 2.0239e-07 | 6.8007e-08 | 2.5446e-06 | 1.5911e-09 | 4.2357e-09 | 1.9539e-08 | 6.8283e-08 | 3.4071e-09 | 5.2524e-08 | 2.8985e-06 | 4.7898e-09 | 3.0372e-07 | 2.3089e-07 | 3.5667e-06 | 2.758e-09 | 2.435e-11 | 1.1854e-07 | 4.1564e-05 | 2.3907e-07 | 9.3052e-09 | 4.1549e-11 | 1.8625e-06 | 9.952e-10 | 2.8925e-06 | 2.1102e-07 | 8.17e-08 | 2.9628e-08 | 8.1425e-12 | 1.5986e-08 | 6.8183e-07 | 5.4879e-08 | 3.5982e-10 | 1.0918e-05 | 2.3975e-08 | 3.4179e-06 | 1.5324e-10 | 2.246e-06 | 1.4614e-05 | 0.00011828 | 1.6799e-09 | 1.1532e-10 | 2.0053e-08 | 1.1602e-08 | 5.637e-10 | 0.00030309 | 1.4883e-07 | 4.268e-07 | 1.2918e-06 | 8.3109e-07 | 8.5439e-06 | 4.3007e-07 | 3.4706e-08 | 1.0161e-07 | 4.3567e-08 | 3.0971e-07 | 3.3277e-05 | 7.6624e-11 | 9.8258e-10 | 2.0951e-08 | 4.6498e-10 | 1.9985e-06 | 1.6191e-09 | 2.4426e-08 | 1.622e-05 | 1.4396e-05 | 7.3399e-07 | 1.4494e-09 | 0.00020447 | 1.3093e-09 | 3.3691e-07 | 1.2787e-10 | 1.4356e-08 | 2.0207e-05 | 6.9496e-08 | 7.6129e-06 | 3.9469e-08 | 4.8989e-05 | 1.0612e-08 | 4.1018e-07 | 3.4861e-08 | 2.581e-06 | 4.7244e-07 | 8.3654e-10 | 5.1999e-07 | 4.485e-05 | 3.3366e-10 | 3.1735e-07 | 4.0323e-08 | 1.8476e-06 | 2.3365e-08 | 0.00072902 | 8.588e-09 | 6.1948e-08 | 2.1904e-07 | 2.6783e-05 | 1.1032e-06 | 3.468e-07 | 3.0469e-08 | 9.1644e-06 | 1.0995e-06 | 1.0887e-09 | 2.7455e-08 | 8.4387e-05 | 2.7191e-07 | 3.9353e-12 | 0.00046356 | 4.6229e-06 | 1.4397e-06 | 6.6582e-06 | 1.792e-09 | 4.2796e-07 | 0.00013047 | 1.0917e-09 | 2.2531e-09 | 3.6551e-07 | 3.5994e-08 | 1.1147e-07 | 6.3318e-11 | 9.3218e-09 | 1.5883e-08 | 0.00040949 | 2.2806e-07 | 3.3543e-07 | 2.2734e-08 | 1.1517e-06 | 1.937e-08 | 6.5319e-05 | 1.2296e-05 | 2.9008e-08 | 9.7087e-11 | 1.8832e-08 | 4.5374e-07 | 6.8113e-09 | 8.6104e-09 | 1.4403e-07 | 2.0797e-10 | 2.485e-09 | 7.6169e-08 | 3.1047e-08 | 1.0279e-05 | 1.2198e-07 | 1.5579e-07 | 1.3353e-09 | 2.1101e-10 | 3.488e-12 | 4.6998e-08 | 3.0312e-06 | 1.1374e-08 | 1.2066e-05 | 3.8956e-08 | 3.4195e-07 | 8.0558e-06 | 3.616e-07 | 1.3782e-08 | 3.0655e-09 | 3.7906e-11 | 1.0089e-06 | 1.1842e-07 | 1.4406e-09 | 4.8663e-06 | 3.5518e-12 | 4.6091e-07 | 9.5943e-08 | 1.0483e-05 | 2.8815e-10 | 6.8234e-09 | 3.3322e-08 | 1.44e-09 | 1.877e-09 | 4.1725e-07 | 1.3183e-06 | 1.4618e-08 | 0.00010425 | 0.00018837 | 2.0239e-09 | 1.7394e-06 | 2.5411e-07 | 2.0593e-10 | 1.1663e-05 | 4.1497e-10 | 4.6235e-06 | 6.0459e-09 | 1.721e-06 | 1.0337e-08 | 1.1029e-06 | 4.7219e-08 | 9.3107e-09 | 1.0387e-09 | 3.5211e-09 | 2.2503e-06 | 0.00018455 | 7.4392e-09 | 6.0163e-08 | 1.2861e-11 | 7.9913e-12 | 6.1267e-06 | 0.00014041 | 2.5852e-06 | 2.0061e-05 | 2.0134e-07 | 1.1083e-05 | 1.4479e-06 | 1.1707e-10 | 4.6399e-07 | 4.1943e-09 | 2.3262e-05 | 2.22e-09 | 1.5462e-08 | 2.5585e-08 | 3.6839e-05 | 2.9543e-08 | 1.23e-06 | 2.5095e-08 | 5.2949e-10 | 2.6469e-10 | 1.9861e-09 | 4.2428e-06 | 3.2212e-10 | 5.4395e-09 | 1.996e-06 | 5.0925e-10 | 6.162e-06 | 2.9158e-06 | 3.0378e-08 | 2.0163e-06 | 2.3985e-08 | 1.8939e-06 | 6.9932e-08 | 4.6285e-10 | 1.3654e-11 | 6.1083e-09 | 3.1541e-07 | 1.5877e-07 | 9.3172e-08 | 2.5317e-09 | 5.6068e-07 | 6.3522e-06 | 1.0801e-07 | 5.0791e-10 | 8.0008e-09 | 4.7238e-05 | 7.4751e-08 | 2.126e-09 | 5.6252e-07 | 8.1785e-08 | 5.3094e-13 | 6.9185e-10 | 5.6749e-07 | 9.4902e-11 | 1.2168e-06 | 1.2745e-10 | 6.5946e-09 | 4.5736e-07 | 3.5519e-05 | 9.008e-05 | 2.1227e-07 | 2.0808e-05 | 2.6281e-09 | 1.6236e-06 | 1.6592e-06 | 4.9817e-10 | 9.8096e-08 | 7.8988e-06 | 1.7985e-07 | 8.1527e-08 | 2.0065e-05 | 1.6055e-08 | 3.0003e-08 | 7.0687e-08 | 2.8679e-09 | 5.6106e-07 | 6.456e-05 | 4.9013e-07 | 4.4823e-08 | 1.3102e-08 | 2.0918e-07 | 9.0396e-10 | 6.7835e-11 | 1.2463e-07 | 2.4465e-08 | 3.6086e-10 | 1.6835e-12 | 9.3217e-06 | 5.218e-06 | 6.4586e-11 | 2.1439e-10 | 1.2131e-11 | 4.5493e-10 | 9.2061e-10 | 4.8396e-10 | 1.1117e-06 | 3.4978e-07 | 0.0011134 | 3.4082e-08 | 1.4187e-06 | 4.7947e-08 | 3.4779e-07 | 3.0605e-07 | 4.7843e-06 | 1.5787e-07 | 1.9902e-08 | 3.1381e-09 | 4.4658e-07 | 0.0019476 | 9.308e-11 | 4.4293e-11 | 7.874e-08 | 3.6692e-09 | 4.1589e-07 | 2.6575e-07 | 6.9869e-10 | 1.5956e-07 | 8.2045e-07 | 1.9285e-08 | 6.0364e-07 | 2.9221e-09 | 1.3137e-05 | 1.2773e-08 | 4.2972e-08 | 3.9538e-08 | 6.1096e-05 | 8.8368e-10 | 1.9531e-09 | 3.6296e-09 | 5.3148e-10 | 4.4818e-10 | 3.6288e-09 | 2.1415e-09 | 1.1779e-06 | 3.8212e-06 | 1.9572e-08 | 9.2585e-07 | 2.3835e-06 | 1.6461e-08 | 9.271e-11 | 4.639e-07 | 1.342e-08 | 2.9258e-08 | 1.0242e-11 | 3.4239e-06 | 1.196e-11 | 7.4741e-08 | 3.8804e-08 | 1.9989e-06 | 2.0133e-08 | 6.7793e-08 | 1.0186e-08 | 1.3649e-08 | 2.6418e-10 | 2.8464e-07 | 6.4103e-07 | 0.0024157 | 1.309e-10 | 7.5864e-10 | 4.123e-10 | 5.5167e-07 | 9.9695e-10 | 1.419e-08 | 5.1273e-08 | 1.5545e-06 | 4.0911e-09 | 4.7216e-08 | 1.6942e-07 | 2.4366e-08 | 1.9168e-10 | 6.1975e-08 | 3.1128e-07 | 4.2174e-09 | 1.2456e-08 | 5.6647e-11 | 3.1053e-09 | 3.7595e-08 | 9.3907e-06 | 6.7018e-08 | 2.2494e-07 | 1.0179e-08 | 5.6555e-08 | 2.7639e-06 | 9.6436e-08 | 1.0002e-06 | 9.8152e-06 | 4.1666e-05 | 6.3324e-08 | 5.193e-08 | 2.971e-09 | 6.1467e-09 | 5.6662e-08 | 2.2825e-08 | 8.8369e-09 | 7.4783e-08 | 3.7579e-09 | 9.3742e-08 | 1.9582e-08 | 1.1216e-06 | 0.00012248 | 1.1292e-07 | 1.7057e-05 | 6.0544e-09 | 2.3147e-07 | 4.7996e-07 | 5.6595e-06 | 2.5322e-06 | 2.9017e-10 | 5.0692e-08 | 7.2056e-10 | 6.292e-10 | 3.0451e-10 | 6.8699e-11 | 3.7652e-08 | 2.589e-06 | 8.7821e-12 | 7.9339e-08 | 4.2159e-07 | 4.5813e-07 | 8.7851e-07 | 0.0001365 | 7.4989e-07 | 7.5034e-07 | 1.089e-06 | 6.0152e-10 | 6.4978e-09 | 5.3905e-08 | 3.1183e-08 | 3.1242e-05 | 4.5985e-08 | 9.3201e-09 | 7.9356e-06 | 7.9564e-08 | 4.9806e-10 | 2.1051e-10 | 2.0312e-07 | 2.8533e-07 | 2.5551e-07 | 1.5548e-06 | 8.2689e-10 | 4.5045e-10 | 2.455e-08 | 1.5459e-06 | 1.4509e-05 | 2.0272e-06 | 1.9621e-08 | 3.286e-09 | 1.3913e-07 | 5.7164e-08 | 1.3132e-05 | 1.0816e-07 | 6.6972e-09 | 1.2777e-06 | 6.2648e-09 | 1.4809e-06 | 3.8272e-07 | 1.3301e-07 | 5.9493e-10 | 3.9907e-06 | 1.77e-06 | 4.8749e-09 | 1.0886e-06 | 1.3969e-10 | 2.3078e-09 | 6.2232e-07 | 2.0631e-08 | 4.564e-09 | 0.0011643 | 6.9298e-08 | 7.6458e-09 | 1.7474e-09 | 4.5168e-09 | 1.9197e-08 | 8.0992e-11 | 4.9733e-08 | 2.2277e-10 | 3.854e-07 | 1.1559e-06 | 2.6759e-07 | 5.4035e-05 | 8.2788e-11 | 1.947e-10 | 2.774e-07 | 5.1911e-09 | 3.5029e-06 | 3.9181e-09 | 4.0969e-07 | 9.675e-10 | 1.5231e-10 | 5.3676e-09 | 1.3062e-08 | 1.8838e-08 | 1.0178e-07 | 2.9664e-08 | 2.4784e-08 | 1.1068e-07 | 1.0079e-06 | 3.4764e-05 | 2.3823e-06 | 4.7132e-10 | 1.0837e-05 | 1.646e-05 | 1.7531e-07 | 1.8062e-08 | 5.4553e-09 | 1.3136e-09 | 2.6591e-06 | 2.2961e-07 | 1.0648e-05 | 5.6923e-08 | 3.5831e-08 | 7.707e-11 | 3.5253e-07 | 4.6105e-07 | 1.5482e-12 | 4.5132e-10 | 6.6241e-10 | 1.3547e-08 | 2.0663e-05 | 2.089e-06 | 3.9771e-08 | 3.2884e-06 | 7.4731e-08 | 1.8355e-07 | 3.4654e-06 | 1.9332e-07 | 5.3988e-09 | 1.6377e-06 | 8.2791e-08 | 1.8379e-07 | 0.00010404 | 1.0707e-06 | 5.5743e-11 | 2.7618e-08 | 1.2776e-07 | 1.6099e-07 | 4.0047e-05 | 2.7775e-08 | 2.7268e-06 | 6.5122e-07 | 3.2788e-09 | 5.7468e-07 | 9.085e-07 | 7.3373e-06 | 1.3033e-09 | 7.8484e-08 | 4.0305e-06 | 1.1164e-10 | 1.0001e-06 | 4.8587e-08 | 3.3309e-09 | 4.4015e-09 | 2.5172e-08 | 4.0527e-09 | 4.5966e-09 | 3.4853e-09 | 2.5349e-05 | 1.2597e-10 | 1.9811e-07 | 2.1888e-09 | 2.9489e-10 | 5.0337e-08 | 7.7166e-06 | 5.6363e-06 | 0.0003841 | 5.558e-10 | 9.7778e-07 | 3.3826e-06 | 2.6815e-05 | 5.2133e-06 | 3.4388e-08 | 3.2434e-12 | 2.2648e-09 | 3.8421e-07 | 0.00040232 | 7.587e-08 | 2.5462e-08 | 2.1982e-11 | 5.4111e-10 | 2.2556e-10 | 3.4413e-08 | 4.8206e-08 | 6.4654e-07 | 5.5034e-07 | 4.8482e-07 | 1.1877e-05 | 3.83e-07 | 7.9747e-06 | 1.7638e-12 | 1.3681e-09 | 3.3018e-09 | 3.2802e-07 | 1.761e-08 | 7.6499e-09 | 5.2117e-07 | 3.4402e-07 | 1.0977e-08 | 3.7988e-08 | 2.2987e-05 | 8.6807e-08 | 7.6901e-06 | 9.1325e-10 | 7.0971e-08 | 5.8411e-07 | 3.4911e-07 | 1.4115e-08 | 2.9184e-09 | 5.8405e-06 | 2.599e-08 | 3.4772e-08 | 1.104e-06 | 1.019e-09 | 1.579e-07 | 8.1e-10 | 2.7153e-05 | 1.4735e-07 | 3.2334e-07 | 7.7701e-08 | 4.3048e-05 | 7.9951e-06 | 4.7219e-10 | 2.2965e-07 | 3.8904e-10 | 7.7749e-08 | 2.3598e-09 | 1.5088e-08 | 1.2025e-07 | 1.4927e-08 | 4.4065e-09 | 7.3479e-11 | 8.9467e-08 | 1.0515e-08 | 4.2923e-09 | 5.0271e-09 | 2.216e-07 | 9.8438e-07 | 1.5563e-05 | 1.0196e-06 | 2.1954e-05 | 2.6601e-08 | 7.2058e-06 | 3.2622e-05 | 4.3782e-12 | 1.1148e-05 | 3.4195e-07 | 4.7855e-09 | 3.4665e-08 | 1.1292e-05 | 1.7796e-10 | 3.028e-05 | 1.9922e-06 | 6.7082e-08 | 0.03294 | 2.2873e-07 | 3.7253e-08 | 1.9605e-08 | 3.0512e-08 | 0.00017998 | 1.1118e-05 | 9.8553e-05 | 5.7839e-07 | 5.5388e-09 | 2.1538e-06 | 5.5679e-11 | 3.4259e-07 | 1.5457e-07 | 2.8327e-08 | 4.6154e-09 | 6.3504e-07 | 5.6936e-09 | 1.4676e-07 | 4.3923e-06 | 1.2138e-06 | 1.7888e-09 | 1.9398e-07 | 1.4242e-10 | 1.5246e-07 | 2.2625e-10 | 9.1369e-08 | 1.3119e-05 | 1.3536e-10 | 3.2812e-07 | 3.6727e-07 | 2.1773e-05 | 9.5055e-08 | 2.733e-10 | 2.1656e-06 | 6.6443e-07 | 8.0375e-09 | 1.4667e-08 | 6.3897e-08 | 1.7157e-07 | 1.9343e-08 | 1.3596e-06 | 2.9687e-07 | 1.9209e-06 | 2.0722e-05 | 5.4546e-08 | 6.9865e-09 | 5.8762e-09 | 3.8812e-09 | 3.4175e-07 | 3.4865e-12 | 2.4548e-08 | 7.1236e-07 | 1.5547e-09 | 1.6176e-08 | 3.4388e-06 | 1.4771e-08 | 6.4458e-08 | 4.4573e-06 | 1.2362e-07 | 1.0198e-09 | 3.4446e-10 | 5.5621e-09 | 6.0373e-09 | 5.151e-09 | 3.1945e-06 | 1.1351e-08 | 4.726e-13 | 1.1026e-09 | 1.1106e-08 | 7.6781e-10 | 1.729e-09 | 3.1917e-09 | 6.8155e-11 | 2.3141e-07 | 3.4031e-10 | 4.3114e-08 | 9.6301e-08 | 2.8655e-08 | 6.6445e-09 | 5.2785e-06 | 1.56e-09 | 3.121e-05 | 1.1362e-07 | 2.8517e-09 | 2.6379e-07 | 4.9432e-10 | 8.55e-09 | 5.6898e-11 | 2.2669e-09 | 9.1056e-09 | 5.9187e-09 | 3.0172e-08 | 0.00019301 | 9.6228e-11 | 1.3442e-07 | 8.1744e-08 | 1.2168e-06 | 1.4579e-07 | 2.3445e-07 | 2.7544e-07 | 1.0534e-06 | 0.00039677 | 1.0815e-06 | 1.4405e-08 | 1.4874e-06 | 3.278e-08 | 4.1687e-08 | 4.486e-08 | 1.517e-08 | 1.1114e-12 | 8.1857e-09 | 2.6303e-05 | 0.0024363 | 7.3944e-08 | 1.2205e-07 | 9.4232e-07 | 1.3739e-05 | 1.3041e-07 | 1.2762e-05 | 2.8444e-05 | 1.1769e-07 | 1.5231e-09 | 2.2039e-08 | 3.9291e-07 | 6.4964e-08 | 4.4316e-07 | 3.9438e-08 | 1.5907e-08 | 1.139e-05 | 1.3919e-08 | 2.1994e-08 | 1.6069e-07 | 3.8213e-10 | 5.1084e-06 | 6.9239e-06 | 1.9422e-09 | 6.1344e-09 | 7.1004e-09 | 1.3651e-06 | 4.8826e-11 | 1.8e-06 | 1.6709e-06 | 4.1662e-05 | 4.359e-08 | 6.591e-08 | 1.1287e-07 | 8.8072e-11 | 7.4139e-09 | 1.4582e-07 | 1.1635e-08 | 2.599e-08 | 2.7826e-06 | 2.4323e-08 | 6.4622e-07 | 8.0055e-08 | 2.1931e-10 | 0.00010373 | 7.759e-11 | 5.2866e-08 | 3.8877e-11 | 3.387e-08 | 1.0452e-09 | 1.5517e-08 | 7.0105e-08 | 0.00037168 | 1.1905e-07 | 1.6273e-08 | 2.3219e-07 | 1.4489e-06 | 2.161e-07 | 1.3456e-07 | 5.5115e-08 | 2.5619e-09 | 1.2368e-07 | 7.8252e-06 | 5.2683e-09 | 1.8514e-06 | 1.4601e-10 | 1.2777e-07 | 2.7616e-06 | 1.8426e-09 | 5.7564e-08 | 0.00031865 | 4.1768e-09 | 2.8572e-07 | 3.7608e-07 | 3.0947e-06 | 3.0311e-09 | 9.1998e-10 | 3.652e-09 | 2.7565e-06 | 3.8401e-07 | 0.00047464 | 5.2845e-08 | 3.383e-08 | 1.5104e-06 | 4.1309e-10 | 2.8408e-05 | 1.0672e-05 | 1.4322e-06 | 2.8564e-05 | 6.6979e-11 | 5.9544e-08 | 2.5306e-08 | 4.7522e-06 | 6.7992e-08 | 5.1383e-09 | 3.4829e-09 | 7.0901e-09 | 2.128e-05 | 8.3255e-11 | 1.0576e-08 | 1.2575e-09 | 6.1444e-09 | 2.4637e-06 | 3.0435e-08 | 3.14e-08 | 4.766e-07 | 1.9585e-10 | 2.3709e-08 | 3.4791e-05 | 9.8511e-09 | 2.4743e-10 | 3.4307e-08 | 3.1517e-05 | 1.2541e-06 | 1.1229e-07 | 4.2649e-05 | 2.0101e-10 | 6.3979e-07 | 3.6497e-07 | 5.4297e-07 | 1.0275e-08 | 1.4259e-09 | 7.7005e-09 | 1.7041e-06 | 7.0001e-12 | 2.1323e-08 | 1.5995e-08 | 2.4165e-08 | 2.3047e-08 | 6.6857e-10 | 5.444e-07 | 1.1818e-07 | 1.8482e-08 | 1.4663e-06 | 1.5242e-07 | 7.0281e-07 | 2.6799e-11 | 3.7607e-09 | 7.596e-10 | 7.6803e-08 | 1.7038e-10 | 4.7519e-07 | 4.8652e-06 | 1.6139e-07 | 1.3629e-09 | 1.804e-08 | 3.3035e-08 | 4.8348e-10 | 6.7637e-08 | 3.6757e-07 | 4.0569e-07 | 8.1837e-07 | 2.2186e-06 | 4.0643e-05 | 1.2584e-05 | 1.0136e-09 | 4.9088e-05 | 1.4731e-06 | 3.255e-07 | 1.1764e-06 | 1.6896e-07 | 8.5024e-07 | 1.3439e-06 | 1.0929e-08 | 1.6242e-08 | 2.9021e-07 | 1.5553e-08 | 6.2075e-07 | 7.1348e-08 | 5.0626e-08 | 1.0689e-06 | 1.0545e-08 | 8.137e-09 | 5.992e-08 | 1.6964e-09 | 9.2103e-12 | 1.5199e-08 | 1.3355e-06 | 5.4403e-07 | 3.2538e-08 | 7.5276e-09 | 6.9675e-10 | 7.4666e-10 | 5.3805e-07 | 3.3976e-06 | 1.4584e-08 | 2.6081e-07 | 4.5701e-08 | 1.3256e-11 | 5.0096e-10 | 4.327e-08 | 9.0874e-09 | 3.707e-06 | 1.3669e-09 | 0.00012307 | 1.4976e-07 | 3.7419e-08 | 5.0338e-11 | 4.2291e-11 | 7.7892e-10 | 3.8868e-11 | 5.7263e-08 | 6.2085e-10 | 4.4501e-09 | 1.0224e-05 | 3.7564e-07 | 1.5084e-07 | 1.7273e-08 | 8.6587e-08 | 1.5065e-10 | 1.036e-10 | 0.00013155 | 1.2368e-09 | 2.2653e-05 | 6.79e-09 | 6.9226e-08 | 2.9367e-07 | 5.7705e-06 | 4.4875e-08 | 3.1886e-09 | 6.7233e-10 | 8.081e-08 | 4.4484e-09 | 1.0121e-07 | 3.6321e-08 | 6.975e-07 | 8.7422e-10 | 4.8673e-10 | 7.3589e-08 | 3.428e-07 | 3.6165e-07 | 7.4471e-08 | 3.4236e-09 | 1.974e-07 | 2.9765e-09 | 3.1164e-09 | 6.5926e-06 | 3.4578e-08 | 5.8177e-11 | 4.255e-11 | 3.1722e-08 | 1.4694e-09 | 3.6715e-06 | 6.6712e-09 | 3.0074e-09 | 0.00013921 | 3.4206e-06 | 1.0907e-06 | 8.3526e-07 | 2.2679e-06 | 2.488e-09 | 3.509e-08 | 1.0708e-06 | 1.463e-07 | 5.9154e-06 | 3.5314e-07 | 6.1526e-06 | 7.2421e-11 | 1.027e-10 | 5.8082e-07 | 3.9488e-09 | 6.6522e-10 | 1.1667e-05 | 3.4247e-07 | 1.7369e-09 | 4.2091e-10 | 1.8149e-08 | 2.6844e-08 | 8.7093e-10 | 3.7829e-07 | 9.8471e-10 | 1.1021e-05 | 2.4987e-10 | 3.9894e-06 | 2.8183e-06 | 2.8187e-11 | 1.284e-09 | 4.2012e-11 | 0.0001829 | 1.9364e-06 | 6.41e-08 | 1.3649e-06 | 1.6727e-08 | 1.4641e-05 | 2.1381e-09 | 1.4171e-09 | 6.9472e-07 | 2.4244e-08 | 0.00011733 | 2.6153e-11 | 8.812e-08 | 1.7253e-08 | 4.9273e-09 | 7.5023e-08 | 1.5894e-07 | 4.5398e-08 | 2.8952e-10 | 2.5665e-06 | 2.2911e-07 | 7.4917e-08 | 3.6178e-09 | 3.3076e-06 | 1.3655e-06 | 2.9338e-08 | 1.303e-05 | 0.00032319 | 1.2561e-08 | 5.4541e-10 | 6.0517e-05 | 2.3593e-06 | 2.0053e-06 | 1.9749e-10 | 3.0021e-07 | 3.8825e-08 | 2.8159e-08 | 3.6592e-08 | 9.0039e-11 | 4.6893e-11 | 2.0291e-08 | 2.9181e-11 | 5.1808e-06 | 4.2118e-09 | 3.5723e-06 | 3.2551e-08 | 2.5775e-05 | 1.7998e-08 | 9.5164e-08 | 5.9523e-09 | 1.5073e-10 | 7.2666e-07 | 2.8243e-05 | 1.3353e-08 | 1.218e-07 | 1.6834e-10 | 1.7388e-11 | 4.492e-09 | 4.8276e-08 | 1.2407e-09 | 2.6074e-07 | 3.1464e-11 | 2.1807e-07 | 1.2561e-09 | 0.00040049 | 4.7202e-13 | 1.0248e-08 | 1.5608e-07 | 1.4556e-08 | 1.4721e-07 | 8.844e-06 | 1.6486e-06 | 3.5182e-06 | 1.8107e-07 | 3.7317e-08 | 2.8786e-05 | 1.6798e-08 | 1.214e-06 | 1.1526e-10 | 2.9368e-09 | 3.6892e-08 | 2.1719e-06 | 1.056e-07 | 6.5639e-10 | 1.8105e-06 | 6.6824e-09 | 1.5245e-08 | 0.00019978 | 5.3431e-09 | 1.972e-09 | 0.00040506 | 2.9418e-06 | 1.1842e-09 | 2.7747e-07 | 1.2664e-10 | 1.6037e-09 | 1.3448e-07 | 1.429e-06 | 5.4071e-06 | 5.3079e-05 | 5.9551e-08 | 8.6394e-11 | 1.1236e-07 | 2.87e-07 | 1.3933e-08 | 9.2657e-07 | 2.6935e-07 | 8.3541e-10 | 2.2021e-07 | 3.2815e-08 | 3.1445e-09 | 3.0019e-07 | 7.6263e-08 | 2.6352e-07 | 6.2874e-08 | 8.0865e-06 | 7.6288e-10 | 6.0449e-07 | 1.2428e-10 | 4.5894e-06 | 5.1668e-06 | 2.1281e-11 | 2.8269e-08 | 9.0564e-05 | 1.1875e-09 | 3.6388e-07 | 0.00055031 | 8.1041e-11 | 3.479e-08 | 4.5153e-06 | 9.2542e-10 | 2.2291e-08 | 8.0247e-08 | 1.5086e-10 | 4.0811e-09 | 5.7526e-09 | 3.4061e-08 | 1.1104e-08 | 7.8105e-07 | 8.7374e-08 | 1.0785e-06 | 2.0143e-06 | 3.1204e-08 | 1.9551e-10 | 1.8921e-09 | 7.6716e-08 | 8.1746e-08 | 3.8018e-11 | 8.3405e-08 | 4.4349e-07 | 1.5535e-07 | 1.3729e-07 | 1.1001e-07 | 2.3601e-06 | 2.3845e-09 | 3.1175e-07 | 6.5056e-07 | 1.1536e-09 | 0.0013567 | 1.3489e-05 | 3.1407e-08 | 5.2125e-11 | 1.0563e-05 | 1.8062e-06 | 1.6602e-06 | 1.9719e-07 | 8.7446e-10 | 5.8847e-10 | 6.8405e-08 | 4.5182e-10 | 1.6771e-06 | 4.9748e-08 | 9.2446e-09 | 6.2914e-06 | 1.4627e-07 | 1.8525e-09 | 1.0182e-06 | 6.2022e-08 | 2.03e-05 | 3.6479e-08 | 4.1457e-08 | 4.0618e-09 | 6.1479e-09 | 2.4664e-06 | 2.253e-07 | 2.7257e-10 | 4.4424e-08 | 1.89e-08 | 1.9088e-10 | 1.1737e-09 | 2.3993e-07 | 3.4892e-11 | 1.7309e-07 | 0.00018875 | 8.7928e-06 | 9.7095e-07 | 7.6585e-06 | 1.7146e-08 | 1.0889e-08 | 9.3534e-09 | 1.8556e-10 | 1.0553e-06 | 3.1783e-07 | 4.3362e-10 | 1.3119e-08 | 5.6525e-09 | 1.2227e-08 | 2.1631e-08 | 1.0446e-07 | 1.2372e-07 | 1.6024e-08 | 2.2188e-05 | 2.5464e-07 | 3.4792e-07 | 1.1202e-08 | 2.8607e-10 | 6.0021e-08 | 6.952e-06 | 8.29e-10 | 2.1677e-08 | 4.7003e-09 | 1.5707e-09 | 6.0231e-06 | 1.6883e-08 | 2.8084e-08 | 6.7982e-07 | 1.243e-08 | 1.4339e-08 | 9.7138e-10 | 6.1328e-09 | 4.2666e-10 | 3.9171e-07 | 1.5548e-11 | 7.7279e-10 | 2.1713e-09 | 5.0715e-07 | 4.1401e-08 | 4.1279e-06 | 1.2182e-08 | 1.7787e-09 | 2.8983e-10 | 7.0386e-07 | 1.0978e-07 | 1.6596e-06 | 9.009e-10 | 1.0246e-06 | 9.0006e-06 | 6.693e-10 | 4.6836e-08 | 9.9933e-07 | 1.3401e-05 | 2.095e-09 | 1.2368e-07 | 9.2041e-05 | 5.044e-07 | 1.3029e-11 | 1.2377e-06 | 1.3381e-07 | 1.0346e-06 | 3.6891e-06 | 9.7767e-08 | 2.7001e-09 | 1.0388e-08 | 5.2425e-07 | 1.5544e-10 | 3.527e-09 | 2.6379e-07 | 4.2961e-10 | 4.2116e-10 | 6.6578e-08 | 1.7513e-06 | 3.51e-06 | 3.2199e-05 | 1.7674e-06 | 7.0525e-07 | 1.0297e-07 | 2.5873e-08 | 7.7323e-12 | 1.0298e-11 | 2.0026e-07 | 9.5142e-07 | 1.4714e-06 | 6.0635e-08 | 2.1331e-06 | 4.9497e-09 | 9.8807e-05 | 2.2266e-06 | 1.9684e-06 | 9.0034e-09 | 1.7528e-09 | 3.0765e-05 | 9.4581e-10 | 3.9613e-06 | 1.1325e-10 | 3.7234e-08 | 4.6003e-09 | 3.8458e-08 | 1.714e-07 | 2.6754e-08 | 1.6608e-07 | 2.1138e-06 | 9.9964e-08 | 8.3298e-07 | 8.7541e-08 | 8.207e-10 | 1.1685e-07 | 8.8148e-09 | 8.6852e-11 | 1.1749e-10 | 9.1498e-10 | 6.982e-09 | 6.8762e-09 | 6.2073e-10 | 2.5503e-07 | 4.6234e-07 | 1.5145e-07 | 1.5554e-07 | 1.6177e-08 | 8.3533e-11 | 8.4463e-10 | 3.7022e-08 | 1.2614e-09 | 7.1354e-08 | 3.2376e-08 | 5.7836e-06 | 1.5769e-06 | 3.0232e-05 | 7.7119e-10 | 4.8746e-07 | 8.1787e-09 | 7.2173e-09 | 3.9157e-08 | 2.5905e-08 | 7.8158e-09 | 1.7339e-09 | 3.5868e-07 | 4.4743e-08 | 4.8159e-09 | 2.21e-06 | 2.2636e-07 | 1.2229e-08 | 3.1865e-08 | 1.4369e-08 | 2.7532e-10 | 1.2048e-05 | 2.9874e-08 | 4.8215e-06 | 3.0456e-05 | 1.7638e-07 | 2.7221e-06 | 5.152e-07 | 2.1624e-08 | 1.082e-07 | 4.7515e-11 | 2.445e-10 | 1.0909e-05 | 1.3729e-07 | 3.2627e-09 | 1.8229e-06 | 2.6684e-06 | 1.4466e-07 | 6.1924e-09 | 1.7557e-06 | 4.3062e-09 | 4.3464e-09 | 1.0146e-08 | 5.8275e-07 | 1.2932e-08 | 1.1332e-05 | 3.325e-13 | 1.9072e-08 | 8.0827e-09 | 6.0661e-07 | 5.719e-09 | 1.1794e-06 | 1.8147e-10 | 8.6154e-08 | 9.6555e-08 | 1.2393e-07 | 2.4116e-07 | 4.5778e-09 | 1.7528e-11 | 1.2194e-08 | 5.097e-06 | 3.7941e-09 | 3.8483e-08 | 3.895e-09 | 1.6138e-09 | 1.1702e-05 | 1.1033e-11 | 0.01581 | 8.0306e-09 | 3.71e-07 | 1.2856e-09 | 0.00071976 | 3.4027e-09 | 4.1841e-11 | 3.5195e-06 | 0.00013335 | 1.3743e-09 | 2.8681e-10 | 6.4607e-07 | 2.5788e-07 | 6.9998e-07 | 1.5135e-09 | 3.1765e-07 | 2.9007e-10 | 6.37e-09 | 5.1401e-05 | 3.3442e-11 | 3.7337e-07 | 5.1039e-08 | 8.8555e-08 | 1.5612e-10 | 2.5644e-08 | 5.9747e-10 | 5.3902e-08 | 4.7157e-07 | 3.9696e-10 | 5.1454e-05 | 4.7036e-09 | 4.5697e-09 | 1.6398e-09 | 1.1373e-06 | 4.4965e-07 | 1.4664e-08 | 3.0339e-07 | 1.7856e-07 | 1.6386e-06 | 1.8332e-08 | 5.7853e-10 | 7.1084e-08 | 1.0507e-06 | 2.5268e-09 | 5.3798e-08 | 3.2424e-11 | 1.0185e-10 | 4.1513e-09 | 3.0135e-07 | 1.6221e-09 | 1.3745e-06 | 1.4975e-07 | 3.6409e-10 | 5.7331e-06 | 3.7416e-06 | 6.8333e-11 | 2.1342e-09 | 1.7412e-07 | 4.2845e-06 | 4.7601e-11 | 1.1436e-10 | 7.3716e-07 | 2.2479e-11 | 1.471e-06 | 3.6389e-08 | 2.4478e-07 | 1.6082e-06 | 1.4913e-12 | 2.3749e-06 | 1.238e-09 | 1.729e-08 | 4.3139e-07 | 5.5987e-09 | 4.2253e-07 | 4.3221e-08 | 1.9689e-06 | 7.1878e-07 | 4.7328e-07 | 1.9665e-11 | 1.1083e-07 | 9.1998e-10 | 1.8202e-07 | 4.062e-08 | 1.4746e-09 | 2.2282e-09 | 5.0113e-06 | 6.7199e-09 | 4.2426e-08 | 1.0039e-07 | 1.1432e-07 | 1.9673e-07 | 1.1737e-08 | 3.5766e-05 | 7.9285e-07 | 5.4756e-06 | 2.1913e-11 | 0.00045207 | 4.2412e-08 | 1.1378e-08 | 7.9914e-06 | 7.5321e-09 | 5.8895e-10 | 1.3755e-06 | 8.4977e-06 | 2.5477e-08 | 6.6706e-08 | 1.848e-09 | 2.9957e-07 | 1.8378e-08 | 1.1663e-07 | 1.2856e-08 | 8.2088e-06 | 3.4434e-08 | 4.7322e-08 | 1.5133e-06 | 1.7634e-07 | 1.5826e-06 | 2.1127e-06 | 6.6688e-08 | 7.7995e-11 | 1.0605e-07 | 4.767e-07 | 4.9557e-06 | 1.4599e-07 | 2.5734e-10 | 1.601e-07 | 0.00030655 | 3.3365e-07 | 8.7125e-06 | 5.7725e-08 | 1.4777e-09 | 8.8469e-08 | 6.6469e-08 | 5.7397e-10 | 1.0735e-08 | 0.0057195 | 3.5974e-07 | 3.2103e-10 | 0.0013407 | 3.3091e-09 | 8.199e-05 | 1.597e-08 | 4.2096e-08 | 2.2012e-08 | 3.2565e-10 | 6.392e-07 | 4.9569e-12 | 7.4593e-09 | 6.3325e-05 | 1.305e-06 | 6.596e-14 | 4.3817e-07 | 1.19e-07 | 3.2652e-06 | 1.0446e-09 | 4.2795e-07 | 3.314e-08 | 2.1128e-06 | 1.1627e-09 | 9.3113e-08 | 7.0616e-06 | 5.3477e-07 | 3.8202e-06 | 1.1524e-08 | 2.2543e-09 | 1.1581e-05 | 3.1738e-07 | 9.3961e-07 | 1.4727e-09 | 2.2503e-12 | 1.9172e-05 | 2.4523e-05 | 3.1538e-09 | 7.2157e-07 | 9.7608e-07 | 1.2848e-07 | 2.5335e-07 | 3.1893e-10 | 9.5199e-08 | 1.0696e-06 | 4.3983e-06 | 4.2863e-08 | 1.1671e-05 | 9.9783e-07 | 1.4319e-06 | 2.5396e-11 | 6.6619e-10 | 1.9664e-07 | 5.3303e-10 | 8.8147e-05 | 3.1951e-08 | 5.9586e-11 | 1.0302e-07 | 1.6139e-05 | 3.4477e-08 | 2.0755e-08 | 2.5012e-09 | 2.6587e-08 | 1.9137e-09 | 7.3206e-07 | 1.5594e-09 | 2.1437e-05 | 7.2422e-08 | 1.9227e-09 | 8.7745e-09 | 6.5228e-07 | 1.9683e-09 | 7.5997e-08 | 8.4249e-12 | 3.4858e-07 | 4.5266e-08 | 2.2497e-09 | 1.5048e-06 | 2.1291e-07 | 1.3853e-07 | 0.00012899 | 7.0508e-09 | 1.8007e-06 | 1.244e-09 | 1.7501e-10 | 3.1934e-07 | 3.2278e-05 | 6.9456e-08 | 9.9504e-10 | 1.4688e-07 | 4.5527e-10 | 0.0010848 | 9.5386e-10 | 2.9826e-06 | 2.2288e-06 | 3.846e-05 | 6.4212e-07 | 4.1153e-08 | 9.3676e-08 | 1.5638e-08 | 2.6439e-07 | 5.2291e-10 | 1.9472e-09 | 1.8816e-07 | 9.7236e-06 | 1.4249e-07 | 1.1726e-07 | 1.3096e-08 | 1.0616e-10 | 1.7955e-09 | 3.4446e-10 | 1.598e-06 | 6.1338e-09 | 9.538e-09 | 1.7306e-07 | 7.7741e-10 | 5.9314e-05 | 6.3804e-07 | 7.9474e-05 | 9.6946e-07 | 1.3073e-09 | 8.3389e-06 | 8.6355e-11 | 2.2012e-07 | 7.233e-05 | 5.0064e-08 | 4.5216e-07 | 6.9387e-08 | 5.52e-07 | 2.2526e-09 | 4.1399e-09 | 3.8502e-09 | 5.9532e-10 | 9.7888e-10 | 7.0904e-06 | 6.6434e-05 | 3.6351e-10 | 4.4606e-06 | 1.237e-06 | 7.9703e-08 | 4.1926e-07 | 3.9636e-07 | 1.1347e-07 | 4.9573e-08 | 0.013811 | 1.4369e-10 | 2.3386e-08 | 7.544e-08 | 4.7274e-05 | 2.0661e-08 | 1.5773e-08 | 1.015e-06 | 1.5791e-06 | 2.1178e-08 | 8.5704e-06 | 8.3796e-07 | 5.0003e-09 | 4.0561e-05 | 9.8697e-06 | 4.9823e-06 | 6.4695e-09 | 1.1573e-09 | 5.0368e-08 | 7.4736e-08 | 2.7955e-06 | 1.0519e-08 | 1.9035e-09 | 8.3461e-07 | 8.7021e-09 | 2.6923e-07 | 1.6387e-07 | 8.0922e-09 | 6.5398e-06 | 2.37e-10 | 1.6663e-06 | 5.7726e-09 | 3.7896e-06 | 3.9373e-10 | 1.3619e-07 | 1.393e-08 | 2.4622e-05 | 0.00093571 | 2.2252e-06 | 8.4649e-06 | 2.6199e-07 | 2.2129e-11 | 1.8705e-09 | 3.9212e-08 | 9.7247e-11 | 1.9317e-06 | 9.5747e-07 | 1.3503e-06 | 9.1035e-09 | 4.5453e-05 | 1.2473e-06 | 2.95e-07 | 8.3817e-10 | 1.7523e-07 | 1.5615e-08 | 7.8776e-06 | 1.9989e-08 | 5.2096e-09 | 4.1947e-06 | 7.476e-07 | 6.967e-06 | 2.3719e-05 | 1.8659e-07 | 9.8697e-08 | 4.7293e-07 | 1.1663e-08 | 3.821e-09 | 1.7345e-10 | 1.8495e-06 | 4.0773e-08 | 9.3029e-06 | 1.3379e-08 | 6.2147e-10 | 9.2527e-08 | 7.8209e-09 | 4.533e-05 | 4.0512e-08 | 7.9902e-08 | 7.1942e-09 | 2.7004e-07 | 4.571e-07 | 6.9866e-10 | 7.4614e-09 | 3.5114e-09 | 3.7944e-11 | 1.2044e-08 | 6.6861e-06 | 7.3066e-09 | 6.4504e-06 | 1.4744e-06 | 1.3977e-06 | 2.3219e-09 | 2.7063e-09 | 0.00074396 | 3.2107e-09 | 4.0565e-06 | 5.704e-07 | 8.5203e-08 | 2.1942e-09 | 4.0476e-06 | 9.4705e-09 | 8.6731e-08 | 3.3126e-12 | 1.6603e-09 | 8.8744e-10 | 1.3126e-08 | 8.0252e-08 | 7.5873e-08 | 2.6078e-05 | 8.0631e-10 | 2.2184e-09 | 2.8315e-09 | 1.4435e-07 | 1.7278e-05 | 2.4104e-09 | 6.1938e-06 | 6.012e-07 | 2.1953e-07 | 3.3723e-08 | 7.4232e-06 | 2.4503e-07 | 5.4638e-09 | 9.8178e-11 | 5.5944e-06 | 4.625e-09 | 1.3839e-09 | 1.5948e-06 | 6.4592e-07 | 3.2209e-05 | 1.3018e-07 | 1.4718e-08 | 6.8204e-08 | 1.4065e-07 | 8.2781e-10 | 5.387e-09 | 2.5707e-07 | 1.1232e-08 | 1.4793e-08 | 1.2548e-06 | 7.7476e-09 | 8.4244e-08 | 8.7941e-05 | 4.586e-07 | 3.7774e-09 | 2.7261e-08 | 2.7737e-06 | 3.9146e-06 | 3.8639e-09 | 7.0047e-08 | 4.7648e-06 | 1.2145e-09 | 7.589e-08 | 2.8756e-10 | 1.73e-06 | 8.1552e-08 | 1.5472e-07 | 5.5866e-07 | 1.4812e-08 | 3.2275e-08 | 1.456e-07 | 1.4452e-08 | 6.1026e-07 | 2.0712e-10 | 2.4017e-10 | 1.4308e-10 | 1.811e-09 | 1.0116e-07 | 1.0094e-06 | 2.0311e-08 | 8.2779e-11 | 4.7062e-05 | 3.5009e-08 | 2.8975e-05 | 3.8894e-11 | 1.601e-10 | 2.3721e-08 | 3.4022e-10 | 2.847e-07 | 4.1369e-06 | 2.679e-07 | 4.0016e-06 | 5.9828e-06 | 3.3664e-07 | 2.8283e-07 | 1.6732e-07 | 1.4665e-06 | 4.1912e-10 | 7.1944e-07 | 0.00011616 | 1.1146e-06 | 2.2466e-06 | 4.6191e-08 | 2.5423e-07 | 9.2255e-10 | 1.5178e-08 | 2.0779e-05 | 8.5788e-09 | 3.2632e-06 | 3.2602e-06 | 0.0001383 | 2.6346e-07 | 1.4583e-07 | 4.627e-09 | 1.2389e-05 | 0.00014802 | 5.1287e-05 | 5.4279e-10 | 8.1021e-08 | 3.4696e-08 | 1.0877e-05 | 6.8997e-08 | 3.2373e-09 | 3.1781e-10 | 6.9953e-12 | 2.856e-10 | 6.7028e-07 | 2.6982e-07 | 6.5577e-09 | 1.4166e-10 | 5.5658e-05 | 4.0536e-08 | 2.642e-05 | 3.1675e-06 | 6.5194e-09 | 2.7079e-09 | 6.0277e-05 | 9.8034e-09 | 9.4259e-10 | 1.8692e-09 | 1.6111e-06 | 2.7335e-08 | 1.3294e-06 | 1.5817e-06 | 6.528e-09 | 2.7509e-07 | 7.5453e-07 | 2.3921e-06 | 1.0367e-07 | 7.4072e-06 | 3.4847e-12 | 8.3044e-06 | 3.112e-07 | 1.0661e-07 | 4.6255e-11 | 1.6457e-07 | 6.2966e-06 | 7.2997e-10 | 2.7763e-10 | 6.4639e-06 | 0.00023802 | 4.8776e-06 | 1.4575e-06 | 2.5844e-08 | 1.0533e-07 | 1.1986e-07 | 2.6452e-06 | 2.9056e-07 | 1.4048e-07 | 8.5191e-08 | 2.1102e-09 | 5.2935e-08 | 1.3542e-08 | 1.9137e-06 | 4.1918e-09 | 2.1596e-08 | 7.542e-06 | 6.5747e-08 | 5.9689e-10 | 1.8571e-09 | 1.0441e-06 | 2.4147e-06 | 1.1036e-07 | 2.011e-07 | 2.9831e-06 | 5.7556e-08 | 2.4369e-08 | 4.0333e-05 | 1.0373e-07 | 2.6481e-09 | 8.0177e-08 | 2.407e-06 | 3.8087e-07 | 2.0429e-07 | 5.8398e-11 | 1.4266e-08 | 2.43e-07 | 6.6475e-09 | 7.6202e-08 | 6.7801e-07 | 8.8884e-11 | 9.5706e-08 | 6.0319e-06 | 1.2425e-08 | 1.3228e-07 | 0.00015721 | 1.791e-08 | 9.5759e-07 | 1.4634e-07 | 1.5644e-06 | 1.6336e-09 | 5.1048e-11 | 5.0281e-11 | 1.2796e-05 | 9.1322e-09 | 0.00059053 | 1.1758e-06 | 1.1119e-06 | 7.3617e-08 | 0.00033493 | 1.7346e-08 | 9.2307e-09 | 1.0101e-06 | 2.321e-07 | 9.462e-09 | 3.3732e-10 | 4.1482e-09 | 3.4822e-08 | 1.9016e-05 | 2.9859e-07 | 1.5268e-05 | 7.3911e-08 | 4.3383e-06 | 2.1712e-06 | 4.4138e-07 | 2.9949e-11 | 8.0627e-07 | 2.4034e-07 | 1.5497e-06 | 6.9265e-06 | 1.3157e-10 | 5.9194e-07 | 4.7716e-05 | 3.3981e-06 | 9.8067e-06 | 8.5344e-08 | 2.0182e-09 | 1.0917e-07 | 1.4104e-07 | 1.867e-10 | 1.1491e-08 | 7.023e-10 | 6.3222e-10 | 5.0132e-09 | 0.00010119 | 9.6653e-09 | 7.0644e-07 | 1.3698e-05 | 3.5167e-10 | 5.1143e-10 | 1.5098e-06 | 8.1388e-08 | 1.4875e-10 | 5.4791e-07 | 1.3748e-07 | 2.7085e-10 | 3.6652e-06 | 1.1089e-07 | 2.5181e-07 | 8.5535e-08 | 3.8593e-09 | 2.6851e-10 | 3.4293e-05 | 5.4822e-07 | 1.8871e-05 | 7.5928e-09 | 9.1881e-07 | 2.1987e-07 | 9.8183e-07 | 1.2339e-05 | 2.5348e-07 | 1.9439e-09 | 1.8223e-06 | 1.1194e-06 | 4.0255e-10 | 1.3678e-08 | 1.3148e-07 | 1.8875e-07 | 1.4153e-09 | 1.0433e-05 | 2.0722e-09 | 4.9122e-06 | 2.3045e-06 | 6.7526e-09 | 3.6942e-07 | 2.2344e-08 | 1.5163e-07 | 1.7544e-09 | 0.0046113 | 1.6187e-07 | 1.3234e-06 | 9.3481e-07 | 1.9784e-07 | 1.0135e-06 | 6.8026e-08 | 1.0687e-11 | 7.8644e-07 | 0.00015265 | 3.2433e-08 | 0.0034417 | 8.2597e-10 | 4.2745e-12 | 8.2311e-09 | 9.9126e-07 | 7.7144e-12 | 7.5649e-11 | 9.0954e-11 | 0.00019581 | 4.0428e-09 | 8.311e-07 | 4.0121e-05 | 8.169e-05 | 8.8957e-08 | 1.0758e-09 | 4.7474e-07 | 1.2072e-07 | 1.1296e-08 | 3.4366e-09 | 1.5939e-05 | 1.0792e-06 | 9.6271e-08 | 8.6606e-09 | 3.3269e-08 | 6.9491e-08 | 6.6396e-10 | 4.5861e-07 | 0.00073033 | 3.8419e-06 | 1.0722e-07 | 4.9283e-10 | 4.0032e-07 | 5.1677e-09 | 1.0022e-08 | 1.3794e-06 | 2.4948e-08 | 9.9672e-08 | 6.7504e-11 | 2.5561e-08 | 1.0119e-07 | 2.7432e-07 | 2.3668e-06 | 4.6214e-10 | 3.0884e-08 | 4.0593e-06 | 7.0453e-06 | 2.0399e-09 | 9.4849e-09 | 1.6369e-08 | 7.6055e-09 | 5.1158e-08 | 7.9323e-08 | 2.0583e-08 | 3.0267e-08 | 3.0933e-05 | 1.3539e-06 | 1.9897e-10 | 7.6469e-09 | 3.5455e-07 | 9.106e-10 | 1.3489e-09 | 1.4988e-09 | 1.06e-05 | 7.9482e-08 | 1.6797e-06 | 4.9312e-07 | 0.00021167 | 1.6879e-07 | 1.497e-10 | 3.6669e-07 | 4.398e-06 | 0.00015609 | 1.6222e-10 | 1.2917e-07 | 1.055e-10 | 1.1929e-07 | 3.5484e-09 | 0.01238 | 6.6424e-06 | 2.5553e-08 | 1.4515e-09 | 7.1642e-09 | 1.4401e-09 | 3.1138e-07 | 1.917e-10 | 9.842e-07 | 1.8821e-05 | 2.3198e-09 | 4.3234e-07 | 9.8351e-11 | 2.5107e-06 | 0.00019644 | 7.3409e-06 | 1.0935e-07 | 2.9568e-07 | 9.4813e-10 | 5.9365e-06 | 7.6113e-08 | 7.5647e-09 | 1.2126e-06 | 2.272e-09 | 1.3159e-06 | 2.6057e-08 | 3.4376e-09 | 2.3001e-08 | 2.508e-06 | 6.6964e-09 | 1.8056e-07 | 2.7225e-10 | 2.1352e-09 | 1.0109e-07 | 2.053e-07 | 3.9794e-10 | 8.7165e-11 | 1.0946e-06 | 4.5773e-08 | 1.462e-08 | 5.0875e-06 | 4.7051e-09 | 1.974e-05 | 2.1106e-05 | 6.7963e-10 | 4.1264e-08 | 6.9322e-07 | 3.6321e-07 | 6.5353e-09 | 9.5476e-07 | 9.2213e-09 | 4.2054e-07 | 3.871e-09 | 3.8112e-06 | 3.1985e-11 | 7.9216e-06 | 5.3921e-08 | 2.4574e-09 | 2.0228e-06 | 2.2575e-08 | 0.00012746 | 2.9002e-05 | 1.6071e-06 | 6.3222e-10 | 6.6077e-07 | 1.5497e-06 | 2.8741e-07 | 1.0356e-06 | 2.2368e-07 | 2.209e-07 | 4.3205e-09 | 2.8964e-07 | 7.361e-05 | 2.6655e-06 | 1.7045e-07 | 2.6887e-08 | 8.1356e-07 | 3.6086e-06 | 4.004e-08 | 2.6853e-07 | 3.5686e-06 | 1.5564e-08 | 3.9664e-11 | 5.3769e-08 | 3.2717e-12 | 6.9032e-06 | 8.1355e-09 | 1.6288e-06 | 8.6206e-09 | 7.0619e-08 | 1.6588e-06 | 3.736e-06 | 5.763e-08 | 7.9278e-08 | 1.6065e-08 | 1.3462e-07 | 2.8029e-08 | 2.0642e-08 | 2.3532e-07 | 4.3472e-07 | 1.4595e-08 | 1.4985e-08 | 1.933e-10 | 1.6293e-08 | 2.9124e-07 | 3.5288e-06 | 5.3708e-09 | 1.4351e-07 | 1.2892e-06 | 1.0592e-06 | 5.724e-09 | 9.3261e-07 | 2.0221e-05 | 1.8792e-08 | 2.8597e-06 | 3.6961e-07 | 1.6553e-05 | 7.5461e-09 | 4.9673e-07 | 7.5307e-08 | 1.3684e-10 | 5.0804e-06 | 3.515e-06 | 7.3834e-06 | 2.4117e-07 | 6.3104e-08 | 3.6798e-09 | 2.0601e-07 | 1.2427e-08 | 6.5561e-10 | 6.354e-07 | 2.5898e-08 | 6.9929e-09 | 2.7942e-11 | 3.1612e-06 | 2.943e-10 | 1.1825e-07 | 6.4103e-06 | 5.4161e-06 | 4.1107e-08 | 1.4668e-05 | 3.2461e-09 | 3.5808e-06 | 3.8129e-08 | 1.1465e-08 | 1.081e-07 | 8.8361e-06 | 8.1837e-07 | 6.6562e-07 | 1.2976e-08 | 2.8531e-07 | 5.2374e-07 | 3.7162e-09 | 2.931e-08 | 0.00057566 | 2.0314e-08 | 1.0671e-07 | 6.5246e-09 | 1.6487e-08 | 1.9737e-06 | 5.0907e-06 | 1.5968e-07 | 1.1066e-06 | 1.6047e-09 | 2.8237e-06 | 2.9382e-09 | 0.0082495 | 1.4689e-07 | 8.0731e-11 | 6.4731e-08 | 1.8928e-06 | 8.7866e-09 | 0.0013293 | 1.7374e-09 | 7.6921e-07 | 3.2188e-08 | 5.1855e-08 | 3.7124e-08 | 2.0292e-05 | 7.9391e-10 | 4.6446e-08 | 0.0022626 | 6.2604e-07 | 2.3155e-05 | 5.638e-08 | 1.721e-07 | 1.4805e-06 | 3.8884e-08 | 1.1036e-08 | 2.64e-07 | 3.1378e-06 | 8.3208e-07 | 2.5367e-09 | 1.4409e-09 | 8.5398e-10 | 2.1611e-07 | 3.0311e-06 | 4.6862e-07 | 9.9885e-10 | 1.3972e-08 | 4.7294e-13 | 8.3077e-06 | 1.181e-08 | 1.844e-08 | 2.3277e-09 | 1.3104e-10 | 1.1112e-07 | 5.6102e-08 | 5.4733e-08 | 3.188e-08 | 3.6496e-06 | 1.5692e-08 | 1.7922e-06 | 3.7325e-08 | 4.3842e-07 | 1.5244e-09 | 9.8031e-05 | 6.4872e-08 | 4.2464e-07 | 6.8841e-09 | 3.6754e-09 | 6.7101e-09 | 4.4035e-09 | 0.019721 | 2.7023e-08 | 6.3486e-09 | 2.5308e-07 | 1.7333e-05 | 6.1923e-08 | 7.4164e-08 | 2.8909e-07 | 2.4836e-08 | 2.8743e-09 | 2.372e-05 | 2.4965e-07 | 8.8661e-08 | 1.8316e-09 | 7.333e-07 | 1.087e-08 | 6.4414e-06 | 2.3338e-09 | 1.4113e-07 | 2.4928e-09 | 0.00021213 | 1.2541e-08 | 3.1232e-07 | 5.5814e-09 | 2.7638e-07 | 1.3138e-07 | 2.6449e-09 | 3.462e-07 | 1.4006e-07 | 4.3162e-07 | 6.5422e-08 | 3.5123e-09 | 5.4678e-09 | 8.7405e-10 | 1.0703e-10 | 4.9967e-09 | 4.476e-10 | 5.2822e-05 | 1.2272e-10 | 1.2469e-07 | 4.522e-06 | 2.788e-08 | 1.4058e-06 | 3.4039e-06 | 0.0010024 | 3.5204e-08 | 7.4199e-08 | 2.1231e-08 | 1.4599e-07 | 2.2369e-05 | 8.0494e-06 | 0.00035493 | 1.2599e-09 | 5.2388e-06 | 1.7114e-08 | 4.3039e-10 | 1.9273e-07 | 9.5937e-08 | 0.00039723 | 5.4474e-06 | 3.4486e-08 | 1.4012e-06 | 1.3831e-07 | 1.0694e-06 | 1.159e-05 | 9.5938e-09 | 2.247e-08 | 1.6752e-08 | 5.387e-08 | 1.3904e-06 | 2.8916e-08 | 2.6906e-09 | 1.4123e-07 | 2.7448e-09 | 1.0934e-09 | 6.8711e-06 | 3.3132e-07 | 5.8376e-05 | 1.2244e-06 | 9.8774e-09 | 7.7684e-08 | 3.0293e-06 | 5.142e-08 | 1.3541e-07 | 6.2286e-08 | 4.4521e-06 | 2.0383e-08 | 6.1089e-11 | 5.8233e-07 | 1.6624e-08 | 1.5479e-05 | 1.5381e-11 | 7.5838e-08 | 6.0725e-10 | 1.7365e-07 | 2.7693e-08 | 5.1204e-08 | 7.7687e-08 | 4.7671e-12 | 3.4861e-07 | 1.4407e-06 | 1.2717e-08 | 4.6541e-07 | 5.9714e-10 | 0.00016611 | 1.4756e-06 | 1.3372e-09 | 2.8203e-11 | 1.6828e-06 | 3.0316e-08 | 0.00012152 | 5.9313e-09 | 1.3544e-07 | 3.2548e-09 | 5.663e-11 | 2.1545e-09 | 1.7884e-11 | 0.00010285 | 3.6854e-11 | 3.1267e-06 | 0.00012331 | 0.00024619 | 4.8629e-06 | 8.5194e-09 | 2.3962e-09 | 9.3075e-09 | 5.7452e-07 | 5.4165e-10 | 3.7912e-07 | 1.1414e-06 | 1.1055e-08 | 1.3984e-07 | 9.6418e-08 | 7.2874e-10 | 1.5085e-07 | 6.5535e-05 | 7.9339e-08 | 4.8443e-06 | 1.6752e-09 | 1.795e-09 | 8.836e-07 | 3.9796e-05 | 1.3065e-06 | 3.0713e-09 | 8.4408e-06 | 3.7634e-08 | 2.783e-07 | 7.3478e-08 | 6.5406e-09 | 5.8089e-11 | 2.4434e-11 | 3.0709e-07 | 4.1391e-06 | 8.024e-07 | 1.2051e-09 | 9.7148e-08 | 2.3861e-05 | 3.9629e-08 | 8.4428e-07 | 1.5705e-10 | 8.3329e-07 | 5.7776e-08 | 9.3925e-10 | 3.8934e-07 | 6.9209e-09 | 2.6964e-08 | 3.8492e-08 | 2.0926e-08 | 3.2581e-10 | 8.402e-09 | 2.4791e-10 | 9.469e-08 | 2.1407e-05 | 3.3417e-09 | 2.1304e-07 | 8.6038e-09 | 2.3333e-08 | 5.9508e-08 | 3.9133e-07 | 6.6828e-05 | 3.4001e-07 | 8.7205e-06 | 1.8313e-07 | 3.1667e-08 | 2.122e-10 | 2.3224e-08 | 7.5137e-09 | 7.764e-05 | 2.2492e-06 | 5.8615e-09 | 0.00016478 | 5.2132e-07 | 1.2709e-09 | 2.5657e-09 | 1.5195e-05 | 1.4929e-11 | 1.5806e-08 | 8.1003e-11 | 0.00056339 | 1.8369e-07 | 9.0272e-09 | 2.0326e-09 | 3.226e-09 | 0.00017828 | 2.0427e-07 | 5.8863e-06 | 2.1609e-07 | 1.0157e-06 | 1.0577e-05 | 1.2023e-07 | 1.3816e-05 | 1.8777e-08 | 6.8135e-10 | 8.4796e-08 | 1.3458e-07 | 5.7227e-10 | 7.8296e-08 | 4.9851e-08 | 2.0112e-12 | 0.00013341 | 1.6193e-08 | 4.855e-06 | 1.0777e-07 | 5.3858e-06 | 3.2178e-10 | 3.188e-09 | 1.1695e-07 | 2.6022e-07 | 5.6736e-06 | 6.7617e-10 | 5.7058e-09 | 3.3578e-05 | 1.3946e-09 | 7.8886e-08 | 3.0622e-06 | 3.2693e-08 | 7.0615e-09 | 0.00018037 | 3.0371e-08 | 1.8733e-05 | 3.6419e-07 | 5.7877e-10 | 1.7751e-06 | 2.335e-07 | 5.421e-08 | 5.9501e-05 | 1.0269e-07 | 1.3286e-08 | 1.2536e-07 | 2.1053e-06 | 2.5386e-11 | 8.6266e-10 | 5.9895e-05 | 3.827e-10 | 2.2539e-09 | 4.7863e-07 | 1.7851e-05 | 5.4399e-06 | 1.9568e-07 | 5.4407e-06 | 5.4883e-07 | 3.4117e-11 | 6.5283e-08 | 0.00015039 | 2.1389e-09 | 5.197e-09 | 1.9882e-06 | 6.7817e-06 | 8.1934e-07 | 1.0384e-06 | 4.8573e-08 | 2.3254e-05 | 1.3538e-06 | 1.6846e-09 | 1.1866e-07 | 2.1619e-08 | 1.7191e-10 | 1.69e-07 | 0.0012704 | 2.739e-09 | 4.5067e-07 | 2.8961e-06 | 1.0566e-10 | 5.553e-06 | 1.1048e-09 | 2.6209e-06 | 4.4192e-06 | 7.7456e-08 | 2.9438e-11 | 3.3848e-10 | 1.6618e-06 | 1.025e-10 | 2.4415e-08 | 9.1584e-06 | 7.5049e-06 | 1.4415e-07 | 4.1048e-10 | 1.6352e-08 | 2.5196e-08 | 5.4931e-07 | 2.777e-07 | 9.9575e-07 | 2.051e-08 | 3.2404e-08 | 2.8882e-08 | 1.0548e-07 | 8.6902e-09 | 8.9391e-09 | 0.0015785 | 2.6167e-11 | 2.2777e-09 | 3.7584e-09 | 8.8967e-06 | 1.3094e-07 | 8.3711e-09 | 6.7988e-06 | 9.5992e-12 | 4.1328e-07 | 6.0089e-05 | 9.3154e-08 | 5.7605e-08 | 1.3416e-05 | 1.2384e-07 | 3.1123e-07 | 4.4952e-07 | 8.9066e-05 | 2.3185e-08 | 3.0191e-08 | 1.19e-07 | 6.8164e-08 | 2.3337e-07 | 6.9008e-09 | 3.2658e-08 | 1.7739e-07 | 1.8615e-07 | 2.3032e-09 | 6.1583e-12 | 1.4577e-08 | 4.4151e-09 | 8.6083e-06 | 4.589e-08 | 3.429e-05 | 7.113e-09 | 7.7032e-07 | 4.7236e-09 | 3.2397e-11 | 2.6237e-08 | 4.76e-07 | 2.5014e-10 | 1.8751e-07 | 4.3831e-09 | 4.8922e-06 | 1.029e-06 | 8.5656e-08 | 7.5613e-08 | 3.2671e-08 | 7.1912e-07 | 1.1326e-09 | 7.4251e-11 | 5.4241e-05 | 2.1073e-05 | 4.5282e-06 | 1.9829e-08 | 1.534e-08 | 1.5469e-10 | 1.6086e-08 | 4.578e-08 | 9.6503e-11 | 3.8597e-07 | 1.4378e-07 | 1.7358e-06 | 2.2605e-08 | 1.6938e-07 | 9.6203e-06 | 1.9548e-08 | 4.5128e-08 | 3.3143e-10 | 6.3158e-06 | 2.2657e-07 | 1.3252e-05 | 2.157e-06 | 1.6409e-06 | 3.4271e-07 | 1.7393e-08 | 0.00011554 | 2.1073e-06 | 3.7193e-07 | 3.1237e-10 | 1.0814e-07 | 9.0307e-06 | 7.4583e-07 | 2.3695e-08 | 1.2657e-06 | 1.297e-08 | 7.644e-11 | 6.6628e-07 | 1.7197e-08 | 1.0465e-08 | 8.8814e-07 | 3.4092e-07 | 1.6014e-10 | 1.2999e-07 | 4.2312e-10 | 1.7832e-08 | 3.6391e-10 | 2.5262e-10 | 1.3425e-07 | 1.4708e-08 | 5.8847e-09 | 1.6536e-10 | 4.6083e-08 | 1.006e-08 | 7.177e-07 | 2.1901e-06 | 2.2984e-08 | 2.0542e-06 | 1.0873e-07 | 6.0833e-06 | 1.3532e-05 | 7.9226e-08 | 1.1589e-10 | 5.5566e-08 | 3.0948e-05 | 1.1763e-06 | 1.397e-08 | 4.7259e-08 | 2.6613e-09 | 2.7149e-08 | 2.9627e-10 | 3.1268e-07 | 3.3888e-05 | 3.3188e-07 | 6.0539e-06 | 1.0673e-07 | 1.8292e-08 | 7.7758e-08 | 5.5941e-09 | 4.0927e-11 | 5.5108e-07 | 4.0801e-08 | 5.4849e-10 | 7.1682e-09 | 2.0718e-10 | 2.6819e-10 | 3.6558e-08 | 2.3661e-06 | 2.5994e-10 | 3.4296e-06 | 2.8242e-07 | 4.9152e-08 | 7.8547e-07 | 3.539e-07 | 2.5097e-06 | 7.5944e-08 | 2.1902e-09 | 1.7574e-08 | 1.3411e-06 | 1.5027e-07 | 7.1337e-09 | 2.2058e-10 | 3.2918e-10 | 1.4485e-06 | 1.1022e-10 | 1.012e-08 | 1.6811e-09 | 9.1502e-07 | 4.6676e-10 | 2.4847e-08 | 4.5629e-06 | 4.253e-08 | 1.787e-07 | 5.6831e-06 | 2.314e-11 | 5.3784e-07 | 1.8909e-10 | 3.1631e-06 | 1.2742e-08 | 2.075e-08 | 1.1201e-08 | 6.7889e-07 | 1.6306e-06 | 2.3548e-06 | 9.6868e-08 | 1.7324e-07 | 6.1039e-08 | 8.8742e-08 | 2.2617e-06 | 9.9842e-08 | 4.5025e-08 | 9.8199e-05 | 1.0843e-06 | 6.8212e-08 | 1.5793e-07 | 1.7226e-07 | 1.5443e-11 | 4.1657e-08 | 1.9135e-07 | 6.2903e-05 | 4.4319e-08 | 7.2461e-09 | 1.7131e-06 | 1.1976e-06 | 3.4241e-06 | 0.00032532 | 2.1445e-09 | 2.5376e-10 | 7.3009e-07 | 9.2241e-06 | 3.8176e-08 | 2.4323e-10 | 8.5125e-08 | 2.2644e-08 | 5.957e-07 | 2.6862e-06 | 1.8499e-07 | 7.6834e-06 | 0.00044898 | 7.8272e-06 | 1.227e-09 | 0.00012084 | 0.00011724 | 2.105e-06 | 0.00017723 | 7.6859e-09 | 3.9221e-06 | 2.8324e-06 | 5.6314e-10 | 4.2735e-09 | 5.1467e-11 | 5.1189e-06 | 5.5548e-07 | 2.8566e-07 | 3.0989e-07 | 4.8299e-06 | 3.2577e-08 | 0.0001 | 2.7172e-12 | 4.9238e-12 | 2.0397e-07 | 7.0431e-12 | 1.7803e-06 | 6.0257e-08 | 2.0174e-07 | 7.667e-08 | 7.1002e-05 | 1.5838e-11 | 2.6035e-06 | 1.6884e-09 | 1.0002e-05 | 5.8595e-07 | 6.4052e-06 | 1.0766e-09 | 3.0775e-08 | 8.1249e-06 | 9.6429e-08 | 8.0251e-07 | 1.7503e-08 | 3.729e-09 | 6.1942e-08 | 1.0501e-10 | 6.0462e-08 | 3.41e-07 | 8.7308e-09 | 5.9399e-08 | 1.4574e-05 | 9.6879e-07 | 0.00042922 | 4.134e-07 | 1.0313e-08 | 3.0221e-07 | 1.75e-09 | 1.4038e-08 | 5.3697e-09 | 1.9539e-07 | 4.8769e-06 | 7.4539e-10 | 0.000112 | 7.1119e-05 | 4.1156e-09 | 3.1232e-06 | 4.6043e-09 | 8.8519e-08 | 1.5451e-08 | 0.013227 | 3.5771e-09 | 3.6804e-09 | 3.1596e-09 | 1.4502e-06 | 3.4453e-09 | 4.0807e-05 | 0.0085905 | 4.886e-08 | 7.0848e-08 | 6.0609e-05 | 1.0208e-07 | 3.7118e-10 | 7.5894e-09 | 4.7684e-06 | 4.0694e-10 | 9.4195e-08 | 3.2599e-08 | 1.6076e-08 | 1.028e-09 | 2.8431e-09 | 9.3459e-10 | 3.0825e-10 | 4.6286e-07 | 4.5169e-06 | 1.5996e-08 | 4.4585e-07 | 8.4113e-08 | 1.5201e-05 | 3.2988e-05 | 2.6282e-06 | 1.8175e-08 | 2.0227e-06 | 3.0571e-06 | 5.9749e-07 | 5.5142e-08 | 1.2018e-05 | 6.7978e-11 | 1.1152e-10 | 6.6145e-08 | 1.5187e-08 | 1.204e-10 | 9.5592e-07 | 7.8205e-07 | 1.8292e-11 | 6.1177e-06 | 5.5616e-09 | 6.0326e-08 | 2.6429e-09 | 9.0318e-07 | 6.185e-07 | 6.9119e-07 | 1.482e-10 | 1.7838e-09 | 4.1871e-08 | 3.9226e-08 | 1.4452e-07 | 2.4109e-09 | 4.5492e-09 | 1.107e-07 | 2.2145e-07 | 1.1076e-07 | 1.0483e-05 | 4.9273e-09 | 2.3332e-06 | 4.7847e-08 | 1.2357e-06 | 4.7569e-07 | 5.1014e-06 | 2.4091e-08 | 2.5092e-09 | 1.2986e-08 | 1.4587e-09 | 0.0032097 | 9.2286e-10 | 5.7652e-07 | 1.8692e-10 | 2.2331e-09 | 1.101e-07 | 4.6619e-10 | 3.0586e-08 | 2.4213e-07 | 2.8017e-07 | 6.9674e-08 | 1.6971e-06 | 1.2285e-07 | 4.5691e-09 | 2.3751e-06 | 1.0139e-08 | 1.5484e-07 | 1.0795e-09 | 1.5193e-06 | 1.2867e-08 | 6.869e-07 | 0.0018957 | 1.3918e-08 | 3.3139e-07 | 1.896e-08 | 2.2402e-09 | 3.0055e-06 | 2.5546e-09 | 1.291e-08 | 3.7472e-10 | 2.1699e-07 | 9.5891e-09 | 1.2264e-09 | 5.8804e-08 | 1.3955e-06 | 9.0537e-10 | 3.4274e-07 | 7.5962e-08 | 1.3215e-08 | 8.0207e-08 | 1.4242e-09 | 5.0928e-11 | 3.2382e-08 | 3.501e-10 | 3.6538e-07 | 4.2151e-06 | 8.2829e-11 | 6.1051e-11 | 1.4486e-11 | 5.0754e-10 | 4.6505e-07 | 3.3943e-07 | 1.524e-08 | 6.8447e-09 | 2.4542e-07 | 2.4354e-08 | 2.659e-07 | 9.3196e-09 | 7.1174e-07 | 2.5102e-08 | 2.8353e-11 | 3.4034e-09 | 2.0722e-07 | 4.0284e-07 | 3.7975e-08 | 1.6016e-09 | 2.7644e-08 | 4.1813e-07 | 4.2369e-08 | 2.7579e-09 | 3.6416e-12 | 4.6737e-09 | 1.3582e-09 | 7.5842e-06 | 8.1048e-09 | 2.368e-08 | 2.657e-09 | 2.1093e-07 | 6.8903e-06 | 6.5408e-09 | 2.0682e-08 | 4.3657e-10 | 7.9408e-10 | 3.682e-10 | 2.5205e-07 | 2.9571e-10 | 7.9235e-08 | 1.3452e-08 | 1.9787e-06 | 4.4022e-12 | 3.809e-05 | 9.9187e-09 | 1.2343e-07 | 0.0012403 | 2.4084e-08 | 8.84e-08 | 1.4597e-08 | 5.013e-07 | 2.4754e-07 | 2.428e-06 | 8.5524e-05 | 6.9788e-08 | 2.0453e-06 | 1.6212e-09 | 0.00010462 | 8.5177e-08 | 1.6151e-08 | 1.8415e-08 | 8.1674e-07 | 2.22e-07 | 1.158e-10 | 3.5655e-06 | 2.7134e-07 | 0.0022939 | 1.8298e-09 | 2.1047e-09 | 5.7951e-08 | 1.9753e-10 | 4.0394e-10 | 1.0332e-07 | 9.2352e-06 | 4.9939e-08 | 4.4005e-05 | 8.9751e-08 | 1.0173e-05 | 3.2197e-06 | 1.0974e-07 | 2.3343e-06 | 7.4135e-08 | 5.7006e-08 | 1.3229e-09 | 1.882e-07 | 8.8391e-08 | 1.4064e-07 | 6.1205e-07 | 3.3797e-07 | 3.1958e-06 | 2.0062e-06 | 8.5981e-11 | 5.208e-11 | 8.8618e-08 | 1.7423e-05 | 8.2434e-09 | 7.9403e-09 | 8.3178e-05 | 2.9881e-07 | 2.8666e-10 | 9.2676e-10 | 3.2454e-08 | 7.9892e-10 | 5.0459e-09 | 4.9324e-07 | 6.0677e-09 | 7.786e-07 | 2.0003e-09 | 0.00050509 | 0.00048685 | 6.2616e-06 | 5.9448e-05 | 1.5402e-08 | 2.6046e-07 | 2.9189e-09 | 1.5416e-06 | 3.0221e-05 | 9.4644e-05 | 3.4869e-06 | 1.2525e-09 | 6.3469e-09 | 1.9114e-07 | 8.5079e-08 | 4.6448e-08 | 7.4342e-08 | 1.5977e-09 | 7.9608e-09 | 4.6394e-10 | 3.343e-09 | 2.4377e-09 | 3.2253e-08 | 8.4084e-08 | 2.6994e-09 | 1.2106e-06 | 1.2688e-07 | 3.8889e-07 | 5.4741e-06 | 1.3435e-09 | 4.1303e-11 | 3.4713e-06 | 1.0784e-06 | 2.07e-07 | 9.8637e-07 | 7.0802e-08 | 6.3519e-13 | 1.6954e-07 | 2.5423e-08 | 9.1588e-13 | 9.6717e-09 | 5.2893e-10 | 2.1964e-06 | 6.6335e-08 | 0.00060406 | 6.4559e-10 | 2.4537e-08 | 8.106e-07 | 8.6403e-07 | 3.2616e-06 | 8.2052e-06 | 2.866e-07 | 4.8573e-06 | 4.119e-08 | 4.6443e-08 | 2.1061e-07 | 9.2978e-11 | 5.4745e-09 | 5.2867e-10 | 9.5754e-08 | 2.4655e-07 | 3.2709e-06 | 5.0095e-08 | 2.2408e-07 | 2.6819e-10 | 1.8915e-07 | 8.9827e-07 | 6.2504e-08 | 1.2225e-08 | 3.4506e-07 | 3.0476e-07 | 3.1857e-06 | 1.4124e-07 | 3.619e-09 | 7.0221e-09 | 1.1358e-09 | 1.8433e-10 | 1.0885e-07 | 3.1061e-07 | 2.0731e-07 | 5.1582e-10 | 5.075e-07 | 7.639e-08 | 1.0269e-07 | 1.811e-06 | 3.0375e-07 | 6.6592e-07 | 7.6764e-06 | 1.6464e-07 | 0.00012807 | 1.1503e-08 | 1.825e-06 | 5.9751e-10 | 4.0634e-11 | 2.3757e-08 | 8.6652e-07 | 1.5493e-05 | 1.5228e-09 | 5.1641e-10 | 3.4189e-10 | 4.6181e-05 | 4.6315e-05 | 3.0794e-08 | 6.2181e-06 | 9.807e-07 | 4.3749e-08 | 3.5384e-07 | 4.171e-05 | 1.2407e-06 | 1.1904e-05 | 3.0732e-07 | 2.1518e-07 | 5.3654e-08 | 4.2102e-08 | 8.2649e-09 | 2.0352e-05 | 3.2952e-09 | 7.2679e-08 | 4.1688e-11 | 1.8033e-07 | 7.7557e-06 | 6.3035e-07 | 5.5302e-08 | 0.00018517 | 4.8293e-08 | 3.1458e-09 | 9.7616e-08 | 6.4539e-09 | 0.0082674 | 1.2481e-09 | 2.4016e-09 | 4.9179e-09 | 0.0021868 | 8.2831e-06 | 1.3909e-07 | 2.5577e-09 | 1.0912e-11 | 4.1294e-06 | 1.2285e-07 | 5.4568e-08 | 1.2168e-07 | 4.6375e-11 | 5.5953e-08 | 4.5234e-07 | 4.0533e-07 | 5.7952e-10 | 6.0176e-11 | 5.7018e-08 | 2.4788e-10 | 2.5382e-07 | 2.7379e-08 | 3.3081e-08 | 2.6495e-06 | 1.1466e-07 | 5.5742e-07 | 5.4548e-09 | 1.8659e-08 | 1.9239e-09 | 1.2546e-11 | 5.1915e-09 | 6.13e-07 | 8.1244e-07 | 1.2309e-09 | 9.6682e-09 | 0.00010524 | 2.4218e-09 | 2.1439e-06 | 3.5573e-06 | 4.2832e-08 | 0.0033876 | 9.6755e-10 | 6.733e-07 | 9.4949e-08 | 2.2832e-09 | 1.1893e-07 | 3.0445e-07 | 1.4624e-08 | 4.3116e-08 | 3.7518e-08 | 1.5447e-06 | 1.4125e-09 | 3.9344e-07 | 5.695e-10 | 1.7303e-07 | 1.9679e-09 | 1.1018e-09 | 1.2267e-07 | 3.0507e-05 | 9.5993e-09 | 1.1687e-09 | 1.7981e-07 | 8.5174e-09 | 3.4389e-10 | 2.561e-07 | 4.4402e-07 | 9.9631e-12 | 1.9821e-08 | 2.3218e-09 | 4.2581e-10 | 6.0554e-09 | 2.6087e-06 | 3.2081e-10 | 5.6048e-08 | 8.7822e-11 | 9.6052e-05 | 8.4487e-09 | 5.757e-05 | 6.3916e-05 | 1.0988e-08 | 2.2103e-06 | 5.3265e-10 | 1.5855e-10 | 1.6463e-09 | 6.2488e-06 | 4.6228e-09 | 3.7888e-05 | 2.679e-10 | 6.2645e-06 | 1.9054e-06 | 2.6185e-08 | 3.8654e-08 | 5.3277e-07 | 9.9064e-08 | 1.269e-10 | 1.0865e-08 | 9.3702e-10 | 2.1192e-09 | 8.8066e-09 | 3.3186e-06 | 2.7491e-08 | 1.6362e-06 | 9.6804e-09 | 5.445e-11 | 1.496e-09 | 0.00054382 | 3.7075e-07 | 1.0106e-09 | 9.6835e-06 | 1.6956e-06 | 2.0601e-07 | 8.5278e-10 | 3.6461e-09 | 1.1929e-06 | 7.5574e-08 | 5.8563e-08 | 2.3396e-07 | 4.8054e-10 | 2.3251e-10 | 5.8959e-08 | 8.8406e-05 | 7.8554e-10 | 6.6833e-10 | 1.3823e-09 | 1.9263e-08 | 8.1529e-09 | 1.4939e-07 | 2.451e-09 | 0.00010328 | 1.5877e-09 | 1.3885e-09 | 2.0031e-05 | 2.9618e-07 | 9.7708e-07 | 7.25e-10 | 2.239e-05 | 1.8599e-08 | 4.0055e-07 | 1.2952e-07 | 3.0933e-08 | 4.3343e-12 | 2.3027e-09 | 8.2033e-07 | 1.7615e-07 | 4.6623e-05 | 1.1283e-08 | 1.0801e-08 | 3.5163e-08 | 2.5094e-10 | 2.6038e-07 | 2.4108e-05 | 2.5067e-06 | 4.4537e-10 | 3.1555e-08 | 1.6881e-07 | 4.5063e-06 | 1.1417e-06 | 6.2869e-05 | 3.2323e-09 | 5.6968e-07 | 1.048e-07 | 1.87e-06 | 7.4677e-06 | 0.00018866 | 1.4002e-09 | 2.2432e-06 | 4.8412e-07 | 2.4405e-06 | 1.8245e-07 | 1.5396e-05 | 7.5369e-09 | 7.6752e-07 | 1.5142e-07 | 8.8433e-08 | 6.832e-08 | 1.268e-05 | 2.0087e-08 | 2.8089e-08 | 8.0633e-08 | 7.3873e-06 | 4.2446e-05 | 1.3813e-08 | 1.8885e-05 | 9.4663e-09 | 1.4205e-09 | 1.1341e-07 | 1.5873e-06 | 6.964e-10 | 6.0107e-08 | 2.9821e-08 | 1.337e-09 | 7.7835e-09 | 6.1649e-07 | 4.2021e-07 | 1.9135e-07 | 1.7216e-05 | 7.8571e-09 | 2.5321e-07 | 1.9914e-08 | 4.1781e-08 | 3.2885e-09 | 4.1611e-09 | 8.2845e-10 | 4.4811e-09 | 8.1887e-08 | 5.1414e-08 | 6.3004e-08 | 1.1974e-05 | 1.6945e-06 | 9.9583e-09 | 1.4668e-08 | 3.3045e-10 | 4.7878e-08 | 1.309e-07 | 2.9794e-09 | 5.0978e-08 | 1.0186e-10 | 1.7703e-09 | 4.5907e-07 | 6.1976e-07 | 2.5325e-08 | 2.8878e-07 | 6.7533e-10 | 1.3217e-07 | 1.5517e-06 | 1.4377e-11 | 3.8643e-08 | 3.4917e-07 | 6.7695e-07 | 3.8174e-07 | 2.4029e-08 | 3.2011e-07 | 9.5032e-07 | 4.3727e-07 | 6.7845e-08 | 1.1296e-08 | 5.7808e-07 | 7.7529e-07 | 2.8625e-06 | 4.3267e-08 | 6.8102e-07 | 0.00013413 | 3.2719e-10 | 2.8491e-07 | 2.4342e-10 | 1.7115e-08 | 2.3009e-09 | 9.2027e-08 | 3.7358e-08 | 6.1401e-09 | 2.0591e-08 | 4.5236e-10 | 3.9756e-06 | 1.5333e-08 | 8.7998e-11 | 1.6743e-08 | 1.0918e-06 | 7.2074e-10 | 2.4414e-08 | 5.1085e-07 | 5.3795e-09 | 4.68e-10 | 1.5422e-07 | 3.5769e-07 | 9.9134e-08 | 1.0582e-09 | 3.9479e-08 | 5.6281e-10 | 1.7886e-09 | 7.7171e-08 | 3.2385e-08 | 8.7106e-06 | 0.00011478 | 1.1762e-07 | 2.4546e-11 | 8.4736e-12 | 1.064e-08 | 2.4637e-07 | 3.8523e-07 | 7.9708e-11 | 1.9925e-08 | 1.3516e-07 | 1.193e-10 | 2.246e-06 | 4.0928e-05 | 9.9518e-05 | 1.076e-06 | 1.5724e-06 | 3.0749e-06 | 2.9803e-05 | 2.2754e-07 | 2.1401e-09 | 4.21e-08 | 1.9931e-10 | 7.1763e-10 | 5.0791e-11 | 9.3722e-06 | 1.7864e-07 | 7.5121e-05 | 8.9177e-11 | 5.4776e-09 | 1.1091e-08 | 5.4419e-08 | 1.4644e-11 | 3.2602e-08 | 1.7321e-06 | 2.8061e-08 | 1.6137e-05 | 2.3083e-07 | 4.1726e-07 | 9.9006e-09 | 1.2972e-05 | 1.147e-09 | 4.9977e-05 | 6.9266e-09 | 5.2256e-08 | 4.8491e-10 | 5.9251e-09 | 6.3796e-07 | 8.785e-10 | 1.3874e-08 | 1.6714e-07 | 6.6074e-08 | 1.5663e-07 | 1.108e-09 | 3.3162e-08 | 9.1521e-06 | 3.874e-13 | 1.0123e-08 | 2.4757e-10 | 8.4085e-05 | 8.2929e-07 | 5.3298e-07 | 3.5505e-07 | 1.4452e-05 | 2.0867e-08 | 1.0152e-07 | 0.00050592 | 3.5799e-12 | 1.5325e-08 | 3.9815e-07 | 5.0882e-07 | 1.9075e-08 | 5.6047e-06 | 3.5813e-10 | 2.2119e-08 | 3.29e-10 | 2.8032e-08 | 1.6347e-05 | 5.7445e-06 | 1.3971e-06 | 3.8099e-08 | 1.044e-10 | 4.2297e-07 | 4.6634e-06 | 4.9054e-09 | 1.8344e-07 | 3.2453e-06 | 3.5787e-06 | 7.7151e-05 | 2.2518e-07 | 2.9243e-09 | 5.5805e-09 | 2.8292e-06 | 7.0754e-08 | 8.0703e-10 | 1.5674e-05 | 1.4641e-08 | 7.6205e-06 | 6.198e-13 | 3.6703e-09 | 1.48e-09 | 1.9146e-06 | 8.2924e-09 | 8.152e-06 | 8.1157e-06 | 6.5859e-09 | 4.6193e-12 | 1.3631e-11 | 2.6729e-09 | 4.2964e-06 | 2.9075e-07 | 0.0018438 | 4.868e-07 | 1.6233e-05 | 2.8987e-09 | 1.507e-05 | 4.5679e-10 | 2.951e-10 | 1.6549e-05 | 3.8111e-08 | 7.9846e-07 | 1.0201e-09 | 5.6502e-10 | 3.6376e-07 | 2.8212e-09 | 3.0453e-09 | 1.2688e-09 | 3.9904e-09 | 2.9502e-09 | 3.9497e-08 | 5.4338e-07 | 3.2632e-07 | 1.1432e-08 | 6.3216e-08 | 1.6553e-06 | 1.0772e-07 | 1.2648e-08 | 4.0946e-08 | 2.5393e-08 | 7.0872e-09 | 2.5897e-07 | 4.0611e-08 | 1.0796e-05 | 2.1845e-06 | 5.4396e-08 | 1.0843e-07 | 2.9018e-06 | 1.9899e-07 | 1.2884e-06 | 1.3651e-07 | 1.7259e-06 | 4.8108e-05 | 2.7253e-08 | 0.0023534 | 3.2678e-10 | 2.386e-07 | 1.0802e-05 | 6.6595e-08 | 7.4457e-10 | 3.6154e-05 | 1.3754e-06 | 7.5644e-07 | 6.8125e-09 | 5.2115e-08 | 1.5548e-09 | 4.4873e-08 | 5.5826e-08 | 1.7839e-08 | 1.0238e-09 | 1.7213e-08 | 1.4374e-09 | 3.0907e-07 | 3.3249e-06 | 3.5717e-11 | 1.1372e-05 | 1.1321e-07 | 2.5891e-08 | 6.5958e-11 | 1.1293e-08 | 1.8583e-06 | 8.0077e-08 | 7.303e-07 | 1.0521e-05 | 1.5314e-09 | 8.2993e-05 | 3.1783e-05 | 0.00016562 | 9.4073e-09 | 9.9502e-09 | 1.2602e-07 | 2.3616e-06 | 2.5348e-06 | 3.1627e-09 | 2.909e-09 | 6.1866e-07 | 9.986e-07 | 2.6133e-09 | 9.4396e-08 | 1.6017e-09 | 1.821e-05 | 4.3686e-08 | 5.5474e-08 | 1.0219e-07 | 2.6612e-08 | 1.5264e-09 | 7.6982e-07 | 1.5848e-10 | 4.6705e-07 | 3.6929e-10 | 2.7583e-07 | 4.4022e-06 | 1.053e-09 | 4.3498e-09 | 4.7007e-07 | 3.7728e-08 | 8.6603e-06 | 1.584e-10 | 0.00056664 | 6.1844e-05 | 3.6713e-07 | 9.524e-09 | 6.2418e-11 | 9.6881e-08 | 4.6541e-08 | 2.2605e-08 | 1.4915e-11 | 5.9763e-10 | 1.1431e-08 | 2.614e-07 | 3.7933e-08 | 1.2089e-06 | 0.00015713 | 5.9498e-07 | 9.4126e-05 | 2.6375e-10 | 3.7789e-10 | 1.6189e-05 | 6.0849e-10 | 2.5147e-08 | 7.9094e-10 | 4.1281e-09 | 1.3123e-09 | 6.5519e-06 | 9.1616e-08 | 1.1984e-05 | 8.6276e-08 | 9.4918e-09 | 6.2064e-09 | 1.0723e-07 | 8.1523e-07 | 5.5794e-08 | 2.0063e-07 | 2.3258e-06 | 9.8126e-08 | 2.6101e-07 | 1.202e-06 | 1.0856e-05 | 9.1071e-08 | 6.607e-09 | 4.2587e-07 | 2.6191e-05 | 4.3779e-06 | 0.00027167 | 1.9994e-05 | 2.5921e-08 | 2.0576e-05 | 7.0693e-06 | 2.6997e-08 | 4.9295e-10 | 1.2583e-06 | 8.3794e-08 | 1.8259e-08 | 4.0814e-11 | 0.00022445 | 9.4538e-08 | 1.958e-08 | 1.7469e-07 | 1.4998e-05 | 1.7222e-09 | 1.9028e-10 | 2.3933e-07 | 2.7667e-09 | 6.6109e-07 | 0.00013503 | 6.8085e-10 | 4.6993e-11 | 2.3465e-09 | 5.1367e-10 | 8.3111e-10 | 2.6687e-06 | 1.0718e-09 | 5.2574e-08 | 9.2234e-10 | 1.0331e-10 | 2.1661e-05 | 6.5868e-07 | 3.598e-08 | 3.2407e-07 | 1.253e-09 | 1.421e-08 | 6.8221e-05 | 4.9974e-06 | 3.4849e-08 | 6.2235e-07 | 5.1527e-07 | 3.1049e-08 | 4.2759e-11 | 1.3649e-10 | 2.1076e-08 | 3.7877e-06 | 2.152e-06 | 8.4581e-10 | 2.9001e-05 | 1.0972e-06 | 5.0184e-07 | 8.7338e-07 | 5.5071e-08 | 1.2651e-05 | 6.1748e-06 | 2.3207e-06 | 0.00084275 | 1.7008e-08 | 2.3067e-10 | 3.1811e-09 | 7.7553e-05 | 0.00013637 | 9.9397e-08 | 2.9815e-10 | 4.8368e-08 | 7.6314e-08 | 3.4077e-06 | 2.5668e-09 | 6.8599e-07 | 3.1087e-05 | 4.2972e-09 | 1.404e-07 | 5.2756e-08 | 1.7829e-07 | 2.224e-05 | 3.51e-07 | 6.6772e-06 | 0.00017942 | 1.5966e-09 | 5.5877e-07 | 4.1194e-09 | 2.1163e-06 | 6.1231e-05 | 2.594e-10 | 8.9579e-09 | 7.348e-07 | 3.6311e-06 | 2.1979e-05 | 6.7219e-07 | 1.3508e-06 | 3.109e-08 | 2.4069e-09 | 1.543e-07 | 1.3412e-07 | 8.1752e-06 | 4.2088e-11 | 1.861e-07 | 3.4898e-06 | 0.00037225 | 2.9076e-06 | 3.8649e-11 | 4.424e-05 | 6.0008e-08 | 2.1984e-06 | 2.9676e-07 | 1.2012e-09 | 4.2872e-09 | 1.9375e-10 | 4.6763e-08 | 7.751e-07 | 2.0701e-09 | 2.8187e-07 | 7.8202e-11 | 1.9172e-06 | 2.6873e-08 | 1.0773e-09 | 1.2039e-05 | 2.7817e-07 | 1.5279e-07 | 1.5975e-08 | 5.8215e-07 | 4.5092e-08 | 5.2545e-07 | 3.8237e-07 | 4.9079e-08 | 5.5411e-07 | 1.9645e-09 | 5.3377e-05 | 1.5299e-08 | 1.9751e-08 | 1.6284e-10 | 7.9125e-06 | 4.9056e-07 | 1.4051e-07 | 6.1229e-09 | 3.1702e-08 | 6.4749e-06 | 5.9867e-09 | 1.2367e-10 | 5.2744e-08 | 8.9959e-08 | 7.0492e-08 | 4.3374e-11 | 7.6294e-06 | 8.7925e-07 | 2.8416e-08 | 7.8066e-08 | 2.9157e-08 | 4.1502e-09 | 1.3092e-07 | 1.3967e-10 | 1.5096e-08 | 1.0447e-06 | 1.4893e-09 | 2.249e-08 | 0.00015356 | 3.4489e-10 | 1.1248e-10 | 2.0446e-08 | 5.706e-07 | 4.2093e-07 | 1.5818e-10 | 2.6348e-10 | 4.0799e-10 | 2.8726e-09 | 1.8163e-08 | 3.6005e-06 | 2.5817e-06 | 6.7443e-09 | 1.3731e-07 | 3.4834e-09 | 0.00070134 | 8.9777e-06 | 1.1748e-08 | 1.6965e-07 | 1.7482e-05 | 3.8501e-07 | 1.2089e-07 | 3.5081e-06 | 7.7598e-08 | 3.4942e-07 | 6.3869e-10 | 4.7747e-09 | 4.4499e-09 | 0.00030802 | 1.6043e-07 | 9.4349e-08 | 1.2752e-08 | 2.2175e-09 | 5.2217e-06 | 6.6626e-10 | 7.9104e-10 | 7.3811e-05 | 1.6297e-06 | 8.5869e-09 | 7.6162e-07 | 0.006549 | 4.8632e-10 | 7.5133e-06 | 6.3822e-08 | 2.1432e-08 | 1.2578e-06 | 6.001e-07 | 4.6514e-07 | 8.3591e-08 | 9.6607e-09 | 1.5811e-06 | 3.8718e-09 | 0.00029312 | 4.5807e-09 | 4.938e-07 | 2.5531e-07 | 4.2072e-08 | 2.6037e-08 | 1.367e-08 | 4.0196e-08 | 1.1997e-08 | 5.5882e-09 | 4.2911e-08 | 1.0257e-08 | 4.0843e-10 | 1.3127e-06 | 6.9055e-09 | 4.9711e-06 | 2.316e-10 | 8.1863e-06 | 2.0508e-09 | 3.6248e-07 | 4.4864e-08 | 1.1712e-08 | 2.271e-09 | 4.2593e-06 | 1.3018e-07 | 1.9214e-09 | 1.5509e-07 | 2.1885e-08 | 8.2949e-06 | 0.00020784 | 1.8314e-07 | 9.5618e-05 | 7.957e-10 | 2.2819e-07 | 3.4043e-07 | 4.5397e-08 | 8.9893e-07 | 4.3369e-10 | 8.3992e-09 | 4.8412e-09 | 2.0733e-12 | 8.0745e-08 | 7.1058e-06 | 2.7501e-09 | 1.2216e-06 | 4.4296e-08 | 5.8996e-08 | 7.7189e-07 | 8.9412e-07 | 1.2523e-10 | 2.6887e-06 | 1.6438e-07 | 1.3289e-08 | 6.1144e-09 | 0.00012607 | 2.1782e-05 | 1.5439e-06 | 2.4702e-10 | 1.9285e-06 | 3.8937e-09 | 8.2162e-07 | 3.9001e-11 | 1.0559e-07 | 1.1928e-08 | 1.6464e-09 | 5.7352e-08 | 4.3046e-09 | 1.7748e-07 | 5.4696e-08 | 6.1417e-09 | 5.763e-10 | 2.2339e-08 | 4.1084e-07 | 8.616e-10 | 1.4704e-09 | 4.2301e-09 | 1.2318e-05 | 1.3582e-09 | 3.1861e-08 | 5.5275e-10 | 3.2232e-09 | 2.7754e-08 | 1.3484e-06 | 1.6062e-09 | 1.7475e-11 | 5.3726e-07 | 2.508e-08 | 1.8097e-09 | 0.0094569 | 2.0872e-06 | 1.3897e-10 | 8.0041e-09 | 5.1914e-10 | 3.5381e-10 | 1.5133e-10 | 8.4204e-11 | 5.662e-09 | 1.2488e-06 | 1.4622e-06 | 2.9307e-09 | 5.0559e-09 | 2.7881e-10 | 3.8022e-05 | 6.201e-08 | 5.1577e-08 | 7.0023e-08 | 1.5445e-06 | 5.4488e-10 | 1.4973e-10 | 1.7159e-07 | 2.2348e-08 | 1.7074e-09 | 5.3471e-07 | 3.137e-08 | 2.9524e-09 | 1.9539e-09 | 2.8366e-06 | 1.0172e-06 | 1.6011e-09 | 4.0236e-09 | 3.6466e-10 | 5.5034e-06 | 3.2425e-08 | 6.6595e-10 | 2.9972e-07 | 2.8891e-11 | 4.5853e-08 | 1.4662e-09 | 3.4883e-08 | 2.9889e-06 | 1.4333e-09 | 3.2616e-08 | 1.2764e-08 | 2.2947e-07 | 1.3707e-06 | 2.2102e-07 | 1.8116e-05 | 2.2581e-09 | 9.3285e-12 | 3.5949e-07 | 2.1329e-07 | 2.3981e-05 | 2.1371e-09 | 0.00033032 | 3.1275e-05 | 1.2665e-08 | 9.3288e-08 | 1.1126e-10 | 3.5064e-06 | 1.6663e-07 | 4.3877e-05 | 4.6699e-08 | 6.0365e-09 | 1.2512e-09 | 1.2031e-05 | 9.6489e-07 | 7.3625e-07 | 2.467e-06 | 2.3972e-07 | 9.3085e-08 | 9.0668e-08 | 2.5243e-07 | 9.6723e-08 | 2.2264e-06 | 5.378e-10 | 4.2537e-09 | 1e-08 | 2.9592e-07 | 5.5034e-08 | 1.2727e-07 | 1.984e-07 | 8.9559e-08 | 1.8839e-07 | 1.8421e-06 | 3.3399e-05 | 3.8848e-07 | 2.0488e-09 | 8.2108e-08 | 6.9008e-07 | 3.605e-08 | 7.0337e-08 | 1.6617e-05 | 4.5542e-10 | 6.8498e-11 | 1.4859e-09 | 3.4674e-05 | 8.837e-08 | 1.2572e-05 | 4.957e-09 | 4.2395e-07 | 2.7856e-08 | 6.9645e-11 | 2.8194e-08 | 3.3543e-06 | 6.0272e-05 | 6.159e-10 | 1.492e-05 | 4.8728e-07 | 2.2877e-06 | 7.4341e-07 | 2.2008e-07 | 8.0734e-07 | 1.4154e-05 | 6.157e-06 | 1.0099e-05 | 6.3604e-08 | 9.9556e-07 | 4.3334e-09 | 0.0019096 | 1.3353e-10 | 1.3122e-06 | 1.2968e-08 | 4.6843e-06 | 9.2235e-06 | 1.1309e-08 | 5.6343e-08 | 1.7055e-07 | 4.0536e-09 | 1.6241e-08 | 7.0348e-08 | 2.7252e-07 | 4.3004e-08 | 1.2171e-08 | 2.77e-08 | 1.2397e-05 | 3.1426e-08 | 2.7552e-09 | 6.709e-09 | 3.6515e-09 | 1.0568e-07 | 1.2453e-09 | 5.447e-11 | 7.0322e-09 | 5.766e-07 | 2.3667e-07 | 2.7863e-07 | 9.2804e-07 | 8.7091e-09 | 2.1859e-09 | 1.3879e-10 | 1.1802e-06 | 1.6283e-05 | 2.8818e-07 | 3.236e-08 | 2.499e-09 | 2.7282e-06 | 6.6176e-05 | 3.292e-06 | 6.0348e-09 | 1.5212e-09 | 1.8617e-06 | 1.2304e-06 | 4.6893e-10 | 1.6265e-08 | 4.5982e-07 | 2.0528e-08 | 7.0769e-08 | 3.0505e-08 | 7.6017e-08 | 1.5696e-08 | 8.2337e-06 | 2.9714e-07 | 3.9238e-08 | 2.1347e-08 | 2.8678e-06 | 2.6422e-09 | 2.542e-05 | 8.4113e-11 | 5.5258e-11 | 0.0011267 | 3.0822e-09 | 2.399e-10 | 2.6202e-08 | 4.3325e-06 | 5.3037e-08 | 1.6159e-05 | 1.8844e-06 | 3.8728e-07 | 1.8765e-05 | 2.9692e-05 | 2.6001e-08 | 2.7124e-08 | 6.3426e-07 | 7.3235e-06 | 3.1398e-12 | 1.531e-08 | 1.4595e-07 | 9.605e-06 | 1.1811e-07 | 2.4282e-09 | 8.134e-06 | 1.1966e-05 | 5.5757e-06 | 6.2276e-08 | 1.4413e-06 | 7.87e-07 | 3.1115e-06 | 2.6442e-07 | 1.556e-05 | 3.1697e-06 | 2.6968e-06 | 5.9046e-09 | 8.7023e-13 | 8.7371e-12 | 2.8973e-08 | 2.9359e-10 | 5.6918e-10 | 1.1942e-08 | 1.2412e-07 | 1.0485e-07 | 4.9025e-11 | 1.5499e-08 | 1.5642e-07 | 4.9481e-09 | 2.1884e-06 | 4.1152e-07 | 1.1836e-07 | 1.6441e-07 | 6.9073e-07 | 7.2524e-09 | 3.4772e-06 | 1.4472e-09 | 2.4908e-09 | 1.7008e-07 | 3.7512e-09 | 4.3063e-06 | 1.0357e-07 | 3.6006e-09 | 2.2398e-06 | 8.1051e-11 | 2.0897e-05 | 2.0291e-09 | 2.7533e-06 | 1.2571e-08 | 0.00023558 | 6.881e-11 | 1.8127e-06 | 6.0073e-06 | 1.0166e-07 | 4.6942e-10 | 9.5744e-08 | 2.6146e-06 | 2.2875e-11 | 1.049e-08 | 7.039e-07 | 4.5351e-07 | 8.8739e-08 | 1.4195e-06 | 5.1303e-10 | 6.2527e-07 | 2.4658e-08 | 9.0517e-07 | 2.6844e-07 | 6.8515e-09 | 4.3938e-08 | 7.4008e-07 | 1.5025e-08 | 1.5747e-08 | 2.6157e-08 | 4.2213e-08 | 1.7668e-08 | 6.6693e-10 | 7.1702e-08 | 1.4584e-06 | 2.9372e-05 | 3.9615e-05 | 4.2029e-05 | 1.9743e-09 | 3.1166e-07 | 2.2984e-06 | 2.6291e-08 | 0.00038013 | 3.0557e-08 | 4.1471e-08 | 1.5162e-08 | 4.6507e-08 | 7.1951e-07 | 8.3966e-07 | 3.6518e-09 | 6.1539e-08 | 1.4296e-09 | 1.9973e-09 | 6.7544e-07 | 1.1087e-10 | 3.3746e-08 | 4.4743e-07 | 2.2361e-09 | 5.7213e-09 | 9.2753e-07 | 1.2225e-05 | 3.8912e-09 | 0.0023135 | 3.7988e-08 | 1.9469e-09 | 3.45e-07 | 5.0747e-08 | 8.6701e-09 | 5.9262e-10 | 2.314e-06 | 2.4236e-08 | 0.00090523 | 6.7501e-10 | 9.1678e-10 | 7.5457e-09 | 5.1814e-06 | 4.8829e-08 | 4.0492e-06 | 0.00012938 | 3.6792e-06 | 3.1968e-08 | 2.8431e-08 | 1.3388e-08 | 7.9432e-09 | 1.3033e-07 | 1.5183e-08 | 6.2177e-09 | 4.966e-08 | 7.7876e-09 | 3.958e-06 | 1.7633e-06 | 2.917e-07 | 3.7891e-11 | 8.5337e-10 | 1.2259e-08 | 8.469e-08 | 4.7232e-08 | 7.2041e-07 | 2.7544e-05 | 2.7387e-08 | 2.5451e-09 | 2.126e-07 | 1.3788e-07 | 5.9131e-10 | 6.7436e-07 | 1.9302e-05 | 2.3797e-07 | 6.4901e-08 | 1.2197e-06 | 1.3026e-05 | 5.3484e-07 | 6.8479e-07 | 1.4211e-08 | 1.4701e-06 | 8.7349e-07 | 1.3913e-07 | 5.4179e-07 | 4.1693e-06 | 3.6238e-10 | 1.2833e-06 | 2.8694e-06 | 3.1429e-06 | 1.6872e-12 | 7.0246e-11 | 1.099e-06 | 3.3337e-09 | 4.1018e-09 | 2.26e-10 | 5.8661e-09 | 5.7393e-10 | 2.4377e-09 | 3.2224e-06 | 1.9996e-07 | 1.1504e-07 | 5.1961e-07 | 1.2143e-10 | 1.0731e-09 | 1.7765e-07 | 4.8009e-10 | 8.3832e-08 | 3.0309e-09 | 5.3171e-07 | 9.4878e-11 | 2.7088e-06 | 9.1444e-08 | 1.107e-08 | 1.9013e-07 | 5.3993e-06 | 1.3068e-06 | 1.0454e-08 | 1.4848e-09 | 2.1942e-05 | 4.2712e-08 | 3.7192e-06 | 1.6319e-07 | 1.9732e-07 | 1.2384e-07 | 2.6071e-08 | 8.1282e-09 | 2.1344e-09 | 2.3256e-08 | 2.8765e-07 | 0.00026169 | 3.1462e-06 | 4.1827e-10 | 5.3081e-05 | 7.6179e-09 | 1.0154e-06 | 3.7962e-08 | 9.6137e-10 | 2.1971e-06 | 2.7794e-07 | 7.9162e-07 | 1.346e-05 | 1.7947e-08 | 3.1581e-07 | 2.2073e-09 | 4.5567e-07 | 8.6791e-08 | 2.3163e-10 | 0.00022928 | 3.337e-07 | 1.1286e-06 | 5.2216e-08 | 4.6141e-09 | 1.816e-05 | 3.3113e-09 | 4.3569e-07 | 1.0384e-08 | 2.0404e-08 | 1.0477e-08 | 2.2969e-07 | 0.00023412 | 5.9309e-08 | 4.6878e-05 | 1.3223e-09 | 3.7781e-07 | 2.4348e-07 | 1.6248e-09 | 8.6827e-12 | 1.2091e-10 | 3.6104e-09 | 6.896e-10 | 1.6388e-10 | 2.6049e-06 | 2.0339e-06 | 7.0518e-08 | 0.0002359 | 2.4026e-13 | 1.461e-06 | 0.00034063 | 4.7845e-07 | 3.541e-06 | 1.555e-08 | 3.9428e-06 | 5.1279e-08 | 6.6045e-09 | 1.1321e-05 | 2.9985e-10 | 5.304e-08 | 4.9015e-11 | 9.7983e-07 | 2.0305e-06 | 9.3051e-10 | 1.8592e-09 | 5.6773e-05 | 1.1753e-06 | 1.1497e-05 | 0.00013483 | 2.1204e-07 | 0.016064 | 9.3179e-06 | 0.00040349 | 1.2926e-08 | 1.3135e-07 | 7.7846e-07 | 9.2001e-09 | 1.4259e-09 | 9.4797e-06 | 3.7098e-05 | 4.584e-08 | 1.1914e-08 | 5.9073e-06 | 9.0764e-09 | 1.0322e-07 | 1.9831e-08 | 0.0031825 | 1.0932e-06 | 1.4748e-05 | 4.17e-07 | 5.2077e-11 | 3.9493e-07 | 1.2407e-06 | 1.0606e-06 | 2.5861e-05 | 7.5754e-06 | 3.7013e-05 | 3.1981e-07 | 7.9495e-11 | 5.1208e-08 | 1.6653e-07 | 2.6372e-07 | 0.00063015 | 2.4626e-08 | 1.3928e-05 | 1.0098e-07 | 1.5635e-07 | 4.2319e-08 | 2.9434e-08 | 6.3006e-09 | 7.4772e-10 | 1.4407e-10 | 2.558e-08 | 1.4871e-12 | 0.00015522 | 7.5832e-07 | 3.1068e-06 | 2.7453e-07 | 2.298e-05 | 1.5343e-07 | 1.0193e-06 | 0.0054143 | 2.8997e-08 | 3.4934e-09 | 2.4469e-09 | 1.3828e-06 | 1.7775e-09 | 2.357e-08 | 5.3487e-08 | 1.6734e-08 | 4.3831e-09 | 1.6642e-05 | 1.6307e-07 | 1.4113e-08 | 2.4641e-10 | 3.5831e-10 | 8.4893e-10 | 2.6167e-05 | 1.3619e-10 | 5.6063e-08 | 2.3289e-06 | 2.6852e-09 | 1.1523e-08 | 6.0913e-05 | 1.1106e-06 | 4.7231e-06 | 9.1717e-09 | 1.7294e-07 | 3.2148e-05 | 5.0245e-08 | 1.735e-06 | 4.1549e-08 | 7.5355e-10 | 1.0724e-13 | 8.1041e-09 | 2.9712e-08 | 7.6864e-07 | 3.4139e-07 | 1.2691e-10 | 8.6199e-09 | 0.0053337 | 5.2986e-05 | 1.6689e-08 | 3.8618e-07 | 9.0307e-09 | 3.0059e-07 | 6.5496e-08 | 9.6006e-08 | 9.414e-07 | 2.407e-07 | 2.59e-10 | 9.8402e-09 | 5.5809e-06 | 4.1299e-08 | 2.5007e-07 | 2.3343e-05 | 6.7889e-10 | 5.6858e-09 | 2.5469e-08 | 1.014e-07 | 1.5179e-06 | 6.1167e-08 | 1.252e-07 | 2.1785e-06 | 8.7393e-07 | 3.0109e-11 | 5.5582e-09 | 2.0829e-09 | 1.7688e-08 | 4.4799e-09 | 6.5733e-09 | 2.5189e-06 | 3.8437e-07 | 2.1792e-08 | 0.00010909 | 2.9287e-11 | 1.8174e-08 | 1.2648e-05 | 1.4524e-07 | 3.9329e-07 | 9.0479e-10 | 2.195e-10 | 2.6828e-07 | 2.1903e-09 | 7.939e-06 | 4.044e-09 | 6.1228e-13 | 0.02662 | 1.0493e-07 | 1.1371e-08 | 1.5202e-08 | 1.9396e-08 | 8.1765e-06 | 1.1009e-10 | 3.5051e-07 | 7.0335e-08 | 1.2913e-05 | 1.8701e-09 | 2.1406e-05 | 2.5063e-09 | 1.3192e-11 | 3.866e-09 | 6.6073e-09 | 1.4673e-06 | 6.3439e-09 | 0.010585 | 4.651e-05 | 6.0837e-07 | 1.2542e-09 | 5.7879e-12 | 1.2069e-08 | 3.8806e-07 | 3.9631e-08 | 1.4867e-06 | 2.4611e-08 | 2.2458e-05 | 4.2244e-11 | 2.6455e-07 | 1.2015e-06 | 1.2644e-07 | 8.5146e-09 | 1.111e-07 | 2.7141e-05 | 5.0952e-08 | 0.00023697
Surface deposition rate | ϒ | uniform | 0.000143 | 0.000125 | /s | Surface deposition rate derived from Thatcher et al. (2002) | ϒ | 0.00014003 | 0.00013061 | 0.00013323 | 0.0001296 | 0.00013196 | 0.00013349 | 0.00013449 | 0.00013228 | 0.00014293 | 0.00013701 | 0.00013258 | 0.00013467 | 0.00014004 | 0.00013849 | 0.00013193 | 0.00013878 | 0.00013525 | 0.00014237 | 0.00012954 | 0.00012599 | 0.00013433 | 0.00013349 | 0.00013856 | 0.00014247 | 0.00012806 | 0.0001265 | 0.00014297 | 0.00013866 | 0.00013548 | 0.00013809 | 0.00012698 | 0.00013736 | 0.0001403 | 0.00013123 | 0.00013793 | 0.00013834 | 0.00012998 | 0.00012726 | 0.0001353 | 0.000138 | 0.00013996 | 0.00013494 | 0.00012685 | 0.00013024 | 0.00012795 | 0.00012795 | 0.00013538 | 0.00013458 | 0.00014298 | 0.00014005 | 0.00013749 | 0.00014167 | 0.00014014 | 0.00013318 | 0.00014197 | 0.00014191 | 0.00012981 | 0.00013006 | 0.00013656 | 0.00012861 | 0.00013424 | 0.0001325 | 0.00012721 | 0.00013705 | 0.00013874 | 0.00013718 | 0.0001261 | 0.00013167 | 0.00013306 | 0.00013997 | 0.0001345 | 0.00013684 | 0.00012949 | 0.00013388 | 0.0001388 | 0.00013353 | 0.00012533 | 0.00012755 | 0.00013681 | 0.00013622 | 0.00013018 | 0.00013133 | 0.00013359 | 0.0001304 | 0.00013443 | 0.00012855 | 0.00013901 | 0.00012721 | 0.00013981 | 0.00013199 | 0.00013801 | 0.00013303 | 0.00013135 | 0.00012891 | 0.00013497 | 0.00012855 | 0.00013533 | 0.00013021 | 0.00013697 | 0.00013431 | 0.00013888 | 0.00013574 | 0.00013788 | 0.00013526 | 0.0001398 | 0.00013283 | 0.00013704 | 0.0001337 | 0.00013764 | 0.00012909 | 0.00013 | 0.00012684 | 0.00014018 | 0.00014215 | 0.00013896 | 0.00014175 | 0.00012738 | 0.00013017 | 0.00014217 | 0.0001259 | 0.00012859 | 0.00013306 | 0.0001408 | 0.00013191 | 0.00013 | 0.00013209 | 0.00013136 | 0.00013462 | 0.00012561 | 0.00013093 | 0.00013248 | 0.000135 | 0.00014125 | 0.00013703 | 0.00012702 | 0.00012508 | 0.0001334 | 0.00012567 | 0.00012891 | 0.00013772 | 0.00013791 | 0.00014021 | 0.00013115 | 0.00013166 | 0.00013792 | 0.00012792 | 0.00013581 | 0.00012642 | 0.00014054 | 0.00012691 | 0.00013244 | 0.00012533 | 0.00013621 | 0.00014184 | 0.00014153 | 0.00013719 | 0.00013022 | 0.00013146 | 0.00013522 | 0.00013825 | 0.00013309 | 0.00013875 | 0.00012988 | 0.00014204 | 0.00014149 | 0.00012757 | 0.00012604 | 0.00013363 | 0.00013041 | 0.00012789 | 0.00012971 | 0.00014218 | 0.00013655 | 0.00012526 | 0.00012794 | 0.00012698 | 0.00013149 | 0.00014037 | 0.00012619 | 0.00012786 | 0.0001306 | 0.00014117 | 0.00014136 | 0.00013186 | 0.00013545 | 0.00014025 | 0.00012986 | 0.00014026 | 0.00013638 | 0.0001396 | 0.00013952 | 0.00013274 | 0.0001313 | 0.00012852 | 0.00014162 | 0.00014096 | 0.00013154 | 0.00013858 | 0.00012565 | 0.0001287 | 0.00012969 | 0.00014016 | 0.00012776 | 0.00013015 | 0.00013859 | 0.0001332 | 0.00012836 | 0.00012614 | 0.0001292 | 0.00013551 | 0.00013481 | 0.00014053 | 0.00014109 | 0.00014245 | 0.00013961 | 0.00014166 | 0.00013646 | 0.00013255 | 0.00013384 | 0.00013745 | 0.00012792 | 0.00014132 | 0.00012787 | 0.00013701 | 0.00014184 | 0.00014174 | 0.00012604 | 0.00013287 | 0.00013864 | 0.00012747 | 0.00014115 | 0.00013248 | 0.00013986 | 0.00012853 | 0.00014219 | 0.00014288 | 0.00013438 | 0.00014255 | 0.00012916 | 0.0001372 | 0.00013824 | 0.00014135 | 0.00014008 | 0.00013601 | 0.00013454 | 0.00013905 | 0.00012625 | 0.00013067 | 0.00013063 | 0.00013391 | 0.00013842 | 0.00013609 | 0.00013407 | 0.00012862 | 0.0001419 | 0.00013255 | 0.00014191 | 0.00012978 | 0.00014127 | 0.00013882 | 0.00013456 | 0.00013105 | 0.00012969 | 0.00013937 | 0.00013564 | 0.00013751 | 0.00012601 | 0.00013703 | 0.00012655 | 0.00013269 | 0.00012851 | 0.00013137 | 0.00013572 | 0.00012595 | 0.00012847 | 0.00013157 | 0.00013418 | 0.00012922 | 0.00013585 | 0.0001338 | 0.00014037 | 0.00013973 | 0.00013941 | 0.00012548 | 0.00013453 | 0.00012588 | 0.00013188 | 0.00014005 | 0.00013034 | 0.0001421 | 0.00012822 | 0.0001383 | 0.00013888 | 0.00012755 | 0.00013694 | 0.00014087 | 0.0001294 | 0.00013647 | 0.00013013 | 0.0001347 | 0.00014077 | 0.00012676 | 0.00012621 | 0.00013628 | 0.00012855 | 0.00013245 | 0.00013071 | 0.00013906 | 0.00012852 | 0.00012799 | 0.00012588 | 0.00013452 | 0.0001415 | 0.00013905 | 0.00012547 | 0.00014186 | 0.00014086 | 0.00014297 | 0.00013715 | 0.0001421 | 0.00014176 | 0.00014035 | 0.00013056 | 0.00013582 | 0.00013466 | 0.00013998 | 0.00013698 | 0.00013466 | 0.00012638 | 0.00013365 | 0.00014249 | 0.00013121 | 0.00012556 | 0.00013775 | 0.0001396 | 0.00012916 | 0.0001331 | 0.00012857 | 0.00012755 | 0.00013984 | 0.00013476 | 0.00012998 | 0.00013386 | 0.00013742 | 0.00013375 | 0.000125 | 0.00012687 | 0.0001299 | 0.00012708 | 0.00014229 | 0.00013538 | 0.00012819 | 0.00012918 | 0.00013542 | 0.00012733 | 0.00012766 | 0.0001309 | 0.000137 | 0.00013487 | 0.00012544 | 0.00014002 | 0.00013704 | 0.00012664 | 0.00013905 | 0.00014197 | 0.00014001 | 0.00012911 | 0.00012647 | 0.00012514 | 0.00013842 | 0.00013753 | 0.00014215 | 0.00013149 | 0.00013751 | 0.00013947 | 0.00013409 | 0.00013741 | 0.00012592 | 0.0001301 | 0.0001428 | 0.00012898 | 0.00014104 | 0.00013929 | 0.00013606 | 0.00014058 | 0.00014084 | 0.00013194 | 0.00012523 | 0.00013637 | 0.00012623 | 0.00014141 | 0.00013154 | 0.00013968 | 0.00013873 | 0.00013545 | 0.00013258 | 0.00014164 | 0.00012556 | 0.00012808 | 0.0001339 | 0.00013501 | 0.00014128 | 0.00013993 | 0.00013107 | 0.00012972 | 0.00014239 | 0.00013185 | 0.00014256 | 0.00012506 | 0.00013706 | 0.00013178 | 0.00013962 | 0.00012514 | 0.00014014 | 0.00012916 | 0.00013844 | 0.00013396 | 0.00012689 | 0.00013029 | 0.00013853 | 0.0001416 | 0.00012629 | 0.0001385 | 0.00013232 | 0.00013084 | 0.00013643 | 0.0001298 | 0.00013229 | 0.00013645 | 0.00012657 | 0.00012962 | 0.00013137 | 0.00014187 | 0.0001257 | 0.00013055 | 0.00014246 | 0.00013546 | 0.00012722 | 0.0001257 | 0.00013854 | 0.00013705 | 0.0001263 | 0.00013672 | 0.0001399 | 0.0001364 | 0.00014109 | 0.00014133 | 0.00013967 | 0.00012932 | 0.00013611 | 0.00012569 | 0.00012651 | 0.00013753 | 0.00012625 | 0.00013435 | 0.00014152 | 0.0001397 | 0.00013081 | 0.00012901 | 0.000135 | 0.00014294 | 0.00013502 | 0.00013054 | 0.00013591 | 0.00013064 | 0.00012921 | 0.00013692 | 0.00013592 | 0.0001303 | 0.00012868 | 0.0001424 | 0.00014225 | 0.00012717 | 0.00013506 | 0.00013959 | 0.00014077 | 0.00014096 | 0.0001339 | 0.00013796 | 0.00012696 | 0.00013589 | 0.00013461 | 0.00013702 | 0.00014139 | 0.00013465 | 0.00014257 | 0.0001409 | 0.00013687 | 0.00013419 | 0.00013517 | 0.00013526 | 0.00013058 | 0.00013234 | 0.00013433 | 0.00013409 | 0.0001286 | 0.00013228 | 0.0001269 | 0.00013341 | 0.00012841 | 0.00012722 | 0.00012824 | 0.00012865 | 0.00013389 | 0.00013289 | 0.00013053 | 0.00012507 | 0.00013119 | 0.00012977 | 0.00012562 | 0.00012741 | 0.00014051 | 0.00012652 | 0.00012709 | 0.00014048 | 0.00012791 | 0.00013272 | 0.00013501 | 0.00013876 | 0.00013461 | 0.00012705 | 0.00014009 | 0.00013633 | 0.00013866 | 0.00013565 | 0.00013345 | 0.00013653 | 0.00012675 | 0.000141 | 0.00014182 | 0.00014185 | 0.00012639 | 0.00013216 | 0.00014122 | 0.00012817 | 0.00014237 | 0.00013666 | 0.00013361 | 0.00013107 | 0.00012987 | 0.00013868 | 0.0001398 | 0.00013609 | 0.00013239 | 0.00014059 | 0.00013597 | 0.00013715 | 0.0001289 | 0.00013616 | 0.00012645 | 0.00012644 | 0.0001345 | 0.00013854 | 0.00013554 | 0.00013915 | 0.00013698 | 0.0001406 | 0.0001317 | 0.0001418 | 0.00014126 | 0.00012785 | 0.00012893 | 0.00012514 | 0.00012541 | 0.00013187 | 0.00013302 | 0.00013059 | 0.00013982 | 0.00013004 | 0.00013653 | 0.00013964 | 0.00014156 | 0.00012961 | 0.00014281 | 0.00014092 | 0.00012695 | 0.00013113 | 0.00013617 | 0.00012687 | 0.00012953 | 0.00013534 | 0.00014171 | 0.00013657 | 0.00012735 | 0.0001407 | 0.00012638 | 0.00014095 | 0.0001327 | 0.00012966 | 0.00013799 | 0.00013375 | 0.00014291 | 0.00013565 | 0.00014165 | 0.00013782 | 0.00012904 | 0.00012915 | 0.00014043 | 0.0001321 | 0.00013556 | 0.00014186 | 0.00012521 | 0.0001252 | 0.00013125 | 0.0001298 | 0.00013905 | 0.00012503 | 0.00013479 | 0.00014213 | 0.00012537 | 0.000132 | 0.00013246 | 0.0001404 | 0.00014172 | 0.00013373 | 0.00012877 | 0.00013827 | 0.00012833 | 0.00014296 | 0.0001359 | 0.00014289 | 0.00013156 | 0.00013022 | 0.00013188 | 0.0001358 | 0.00013525 | 0.00013489 | 0.00013862 | 0.00012588 | 0.00013527 | 0.00013681 | 0.00014286 | 0.00012619 | 0.00013019 | 0.00013257 | 0.00012716 | 0.00013075 | 0.00014062 | 0.00014124 | 0.00012878 | 0.00014285 | 0.00012674 | 0.00014017 | 0.00014238 | 0.00012902 | 0.00012514 | 0.00013423 | 0.00013503 | 0.00013627 | 0.00013581 | 0.00013859 | 0.00013223 | 0.00013235 | 0.00012705 | 0.00014124 | 0.00014105 | 0.0001347 | 0.00013713 | 0.00012795 | 0.00014173 | 0.00013846 | 0.00012957 | 0.00013073 | 0.00012659 | 0.00014273 | 0.00013173 | 0.00014262 | 0.00013828 | 0.00012837 | 0.00013057 | 0.00013703 | 0.00012748 | 0.00013518 | 0.00013259 | 0.00014094 | 0.00014219 | 0.00013711 | 0.00013223 | 0.00012913 | 0.0001364 | 0.00013431 | 0.00013966 | 0.00012576 | 0.00012675 | 0.00012502 | 0.00013282 | 0.0001373 | 0.00013767 | 0.00014296 | 0.00013598 | 0.00013019 | 0.00013473 | 0.00013882 | 0.00013071 | 0.00013053 | 0.00013649 | 0.00014145 | 0.00012786 | 0.00013093 | 0.00013889 | 0.00013796 | 0.00013974 | 0.00013969 | 0.00014275 | 0.00012909 | 0.00013251 | 0.00013495 | 0.000133 | 0.00014277 | 0.00013362 | 0.00013656 | 0.0001366 | 0.00014136 | 0.00012662 | 0.00013758 | 0.00012694 | 0.00013743 | 0.00013596 | 0.00013876 | 0.0001368 | 0.0001346 | 0.0001252 | 0.00013668 | 0.00014215 | 0.00013742 | 0.00013086 | 0.00013871 | 0.00014261 | 0.00013646 | 0.00012513 | 0.00013775 | 0.00012725 | 0.00012795 | 0.00012766 | 0.00012989 | 0.00013804 | 0.0001396 | 0.00014226 | 0.00013281 | 0.00012629 | 0.00013756 | 0.00013115 | 0.00013784 | 0.00013392 | 0.00014196 | 0.00013519 | 0.00013891 | 0.00012675 | 0.00013088 | 0.00012816 | 0.00013102 | 0.00013314 | 0.00013217 | 0.00013557 | 0.00012803 | 0.00013318 | 0.00013084 | 0.00012538 | 0.00012873 | 0.00013524 | 0.00013561 | 0.00013434 | 0.00013403 | 0.00013677 | 0.00014067 | 0.00013292 | 0.00014029 | 0.00013705 | 0.00013405 | 0.00013521 | 0.00013357 | 0.00013935 | 0.00013325 | 0.00012975 | 0.00013011 | 0.00012864 | 0.00013948 | 0.00013608 | 0.00013396 | 0.00013835 | 0.00012896 | 0.00013419 | 0.00013407 | 0.00013306 | 0.00014158 | 0.0001358 | 0.00013243 | 0.0001373 | 0.00013494 | 0.00014025 | 0.00014154 | 0.00012732 | 0.0001333 | 0.00013377 | 0.00013767 | 0.00012794 | 0.00013007 | 0.00012805 | 0.00013402 | 0.00014011 | 0.00013503 | 0.00013218 | 0.00013643 | 0.00013994 | 0.00013111 | 0.00014293 | 0.00013138 | 0.00012535 | 0.00014298 | 0.00012696 | 0.00013115 | 0.00014129 | 0.00013784 | 0.00014192 | 0.00013451 | 0.00013646 | 0.00013972 | 0.0001389 | 0.00013898 | 0.00012952 | 0.00013816 | 0.00013402 | 0.00014248 | 0.00013466 | 0.00012983 | 0.00013532 | 0.00012736 | 0.00013078 | 0.00013956 | 0.00013349 | 0.00013944 | 0.0001355 | 0.00012587 | 0.00012874 | 0.00013424 | 0.00012969 | 0.00013885 | 0.00012616 | 0.00013233 | 0.00012599 | 0.00012739 | 0.00013613 | 0.00013901 | 0.00013128 | 0.00013992 | 0.00012719 | 0.00013094 | 0.00014241 | 0.00012986 | 0.0001424 | 0.00013623 | 0.00013926 | 0.00013067 | 0.00012541 | 0.00013143 | 0.00014292 | 0.00013833 | 0.00013042 | 0.00013806 | 0.0001374 | 0.00012912 | 0.00013874 | 0.0001339 | 0.00013857 | 0.00013855 | 0.00014008 | 0.00013821 | 0.00012615 | 0.00013992 | 0.00013906 | 0.00013156 | 0.00013947 | 0.00012551 | 0.00013554 | 0.00013451 | 0.00012725 | 0.00014029 | 0.00014246 | 0.00013516 | 0.0001265 | 0.000131 | 0.00013426 | 0.00013513 | 0.00013431 | 0.00013023 | 0.00013157 | 0.00012642 | 0.00013652 | 0.00013662 | 0.00014127 | 0.00012993 | 0.00014194 | 0.00014114 | 0.00013435 | 0.00013297 | 0.00013614 | 0.00014029 | 0.00014225 | 0.00014247 | 0.0001311 | 0.00013239 | 0.00014197 | 0.00013346 | 0.0001369 | 0.00012856 | 0.00012613 | 0.00013418 | 0.00014009 | 0.00013377 | 0.00012921 | 0.00013684 | 0.00014163 | 0.00013485 | 0.00012688 | 0.00013266 | 0.00014071 | 0.00013245 | 0.0001366 | 0.00013517 | 0.00013812 | 0.0001355 | 0.00013391 | 0.00013934 | 0.0001393 | 0.00014035 | 0.00013058 | 0.00013777 | 0.00013647 | 0.00013052 | 0.00013103 | 0.00012725 | 0.00013541 | 0.00013789 | 0.00014098 | 0.00013055 | 0.00014019 | 0.00013803 | 0.00013521 | 0.00012914 | 0.00013556 | 0.00014244 | 0.00013279 | 0.00013936 | 0.00013616 | 0.00012747 | 0.00014148 | 0.00014169 | 0.00014033 | 0.00013756 | 0.00013861 | 0.0001409 | 0.00013866 | 0.00013864 | 0.0001273 | 0.00013284 | 0.00013206 | 0.00013935 | 0.00013391 | 0.00012614 | 0.00012598 | 0.00013095 | 0.00012955 | 0.00012938 | 0.00013355 | 0.00013661 | 0.00013545 | 0.00012526 | 0.00013856 | 0.00013751 | 0.00013318 | 0.00013945 | 0.00012849 | 0.00013266 | 0.00013706 | 0.00012916 | 0.00013523 | 0.00012734 | 0.00013925 | 0.00013905 | 0.00012941 | 0.00013234 | 0.00014249 | 0.00013259 | 0.00013459 | 0.00013361 | 0.00014285 | 0.00013483 | 0.000128 | 0.00013505 | 0.0001276 | 0.000128 | 0.00013373 | 0.00013594 | 0.00012718 | 0.00012707 | 0.00013473 | 0.00013914 | 0.00012989 | 0.00012584 | 0.00013651 | 0.0001259 | 0.00013314 | 0.00013341 | 0.00013084 | 0.00014027 | 0.00014163 | 0.00013955 | 0.00014206 | 0.00012875 | 0.00013075 | 0.00012985 | 0.00013157 | 0.00012682 | 0.00012949 | 0.00013989 | 0.00014277 | 0.0001271 | 0.0001267 | 0.00013872 | 0.00012734 | 0.00013352 | 0.00014138 | 0.00012877 | 0.00012776 | 0.00012904 | 0.00014222 | 0.00013616 | 0.00013717 | 0.00014143 | 0.00012506 | 0.00013344 | 0.00012955 | 0.00013825 | 0.00012986 | 0.00013866 | 0.00014134 | 0.00014026 | 0.00013687 | 0.00012855 | 0.00013904 | 0.0001342 | 0.0001375 | 0.00013568 | 0.00013493 | 0.00012815 | 0.00013621 | 0.00014187 | 0.00012863 | 0.00014201 | 0.00013282 | 0.00012819 | 0.00013242 | 0.00012993 | 0.00013907 | 0.00014056 | 0.00013805 | 0.00013682 | 0.00013134 | 0.00012579 | 0.00013621 | 0.00013474 | 0.00013186 | 0.00012586 | 0.00014107 | 0.0001338 | 0.00013383 | 0.00013269 | 0.000129 | 0.00012559 | 0.00012729 | 0.0001277 | 0.00012739 | 0.00013735 | 0.00012927 | 0.00013694 | 0.0001283 | 0.00013388 | 0.00014236 | 0.00013503 | 0.00013965 | 0.00012605 | 0.00012681 | 0.00012686 | 0.00013169 | 0.00013322 | 0.00014026 | 0.00013646 | 0.00012599 | 0.00013273 | 0.00013057 | 0.00014238 | 0.00013252 | 0.00013084 | 0.00012701 | 0.00013084 | 0.00013485 | 0.00013786 | 0.00013662 | 0.00012742 | 0.00013984 | 0.00014042 | 0.00012618 | 0.00013835 | 0.00013375 | 0.00013416 | 0.00012694 | 0.00014086 | 0.00012585 | 0.00014143 | 0.00013224 | 0.00013778 | 0.00014299 | 0.00012583 | 0.00014254 | 0.00012546 | 0.00013961 | 0.00013963 | 0.00014231 | 0.00012557 | 0.0001346 | 0.00013543 | 0.0001269 | 0.00013111 | 0.00013893 | 0.00012691 | 0.00013016 | 0.00013629 | 0.00013845 | 0.00012727 | 0.00014053 | 0.00013913 | 0.00012933 | 0.00013234 | 0.0001369 | 0.00012658 | 0.00013214 | 0.0001364 | 0.00013123 | 0.00013876 | 0.00013982 | 0.00013935 | 0.00012627 | 0.00012722 | 0.00013423 | 0.00012527 | 0.00013891 | 0.00014185 | 0.00013566 | 0.00012907 | 0.00014023 | 0.00012958 | 0.00013548 | 0.00012975 | 0.00013794 | 0.00013165 | 0.00012619 | 0.000126 | 0.00013632 | 0.00014133 | 0.00012872 | 0.00013637 | 0.00013976 | 0.00013136 | 0.00013993 | 0.000126 | 0.00013044 | 0.00012658 | 0.00014218 | 0.00013056 | 0.00013959 | 0.00013186 | 0.00013445 | 0.00012688 | 0.00013927 | 0.00014206 | 0.00013439 | 0.00014293 | 0.00014204 | 0.0001346 | 0.00012614 | 0.00013363 | 0.00013858 | 0.00013611 | 0.00013233 | 0.00012638 | 0.00013329 | 0.00013252 | 0.00012959 | 0.00012868 | 0.0001349 | 0.00013084 | 0.00012969 | 0.000138 | 0.00012732 | 0.00013927 | 0.00013776 | 0.00012828 | 0.00013838 | 0.00014213 | 0.00014006 | 0.00013851 | 0.00012591 | 0.00013405 | 0.0001308 | 0.00014072 | 0.00012732 | 0.00012672 | 0.00012638 | 0.00013582 | 0.00013127 | 0.00013571 | 0.00013668 | 0.00013316 | 0.00013635 | 0.00014206 | 0.00012849 | 0.00012758 | 0.00012766 | 0.00013865 | 0.0001405 | 0.00013714 | 0.00013379 | 0.00014003 | 0.00013652 | 0.00013398 | 0.00014137 | 0.00014068 | 0.00013205 | 0.00012574 | 0.00013364 | 0.00013691 | 0.00013365 | 0.000126 | 0.00013312 | 0.00013357 | 0.00013604 | 0.00013022 | 0.0001417 | 0.00013044 | 0.00013348 | 0.00013781 | 0.00014228 | 0.00012812 | 0.00013596 | 0.00013211 | 0.00014027 | 0.0001298 | 0.00013555 | 0.00013674 | 0.00012676 | 0.0001269 | 0.00013446 | 0.00013507 | 0.00013823 | 0.00013903 | 0.00013574 | 0.00012605 | 0.00012633 | 0.00013825 | 0.0001383 | 0.00014035 | 0.00012508 | 0.00013337 | 0.00013258 | 0.00012703 | 0.00013931 | 0.00013242 | 0.00013156 | 0.00013776 | 0.00013867 | 0.00013435 | 0.00012955 | 0.0001362 | 0.00012555 | 0.00013559 | 0.00012631 | 0.00013369 | 0.00013991 | 0.00012996 | 0.00012822 | 0.00014178 | 0.00013795 | 0.00014295 | 0.00012953 | 0.00013574 | 0.00013471 | 0.00013049 | 0.00013738 | 0.00013129 | 0.00013935 | 0.00013987 | 0.00012644 | 0.00013444 | 0.00013417 | 0.00013397 | 0.00013295 | 0.00012698 | 0.00012849 | 0.0001332 | 0.00013556 | 0.000141 | 0.00013331 | 0.00012669 | 0.0001376 | 0.00013316 | 0.00013093 | 0.00012775 | 0.00012772 | 0.00013284 | 0.0001264 | 0.000142 | 0.00013771 | 0.00013099 | 0.00012776 | 0.00012838 | 0.0001405 | 0.00013682 | 0.00013546 | 0.00013374 | 0.00013256 | 0.00014239 | 0.00013768 | 0.0001391 | 0.00013353 | 0.00013127 | 0.00012636 | 0.0001272 | 0.00013181 | 0.00012608 | 0.00013702 | 0.00013337 | 0.00012994 | 0.00012897 | 0.00013155 | 0.00013923 | 0.00013507 | 0.00014201 | 0.00013227 | 0.00013577 | 0.00014265 | 0.00012821 | 0.00013071 | 0.00014239 | 0.00014155 | 0.00012931 | 0.00013929 | 0.00013866 | 0.00013329 | 0.00014051 | 0.00012694 | 0.0001379 | 0.00014173 | 0.00014254 | 0.00013791 | 0.00013229 | 0.00013521 | 0.00013706 | 0.00012512 | 0.00014264 | 0.00013303 | 0.00013138 | 0.00012728 | 0.00013991 | 0.00014091 | 0.00013372 | 0.00012731 | 0.00013926 | 0.00013306 | 0.00013551 | 0.00012574 | 0.0001354 | 0.00012823 | 0.00012945 | 0.00013055 | 0.00014164 | 0.00012636 | 0.0001414 | 0.00013805 | 0.00013282 | 0.00013142 | 0.00014127 | 0.00013151 | 0.00013954 | 0.00013711 | 0.00013762 | 0.00013022 | 0.00012861 | 0.00013044 | 0.00013768 | 0.00013697 | 0.00013722 | 0.00012964 | 0.0001422 | 0.00012754 | 0.00013867 | 0.00012774 | 0.00013903 | 0.00013964 | 0.00014091 | 0.00013649 | 0.00014248 | 0.00013579 | 0.00013836 | 0.00013459 | 0.00013164 | 0.00012839 | 0.00013755 | 0.00013537 | 0.0001412 | 0.0001405 | 0.00013134 | 0.00013109 | 0.00012768 | 0.00013079 | 0.00012674 | 0.00013096 | 0.00013171 | 0.00014074 | 0.00013947 | 0.00013125 | 0.00013103 | 0.00013434 | 0.00014282 | 0.00013179 | 0.0001307 | 0.00012675 | 0.00014 | 0.00012888 | 0.00012813 | 0.00013533 | 0.00013066 | 0.00013408 | 0.00013685 | 0.00013928 | 0.00012701 | 0.00013538 | 0.00013273 | 0.00013039 | 0.00014126 | 0.00014019 | 0.00012945 | 0.00013871 | 0.00012958 | 0.0001373 | 0.00013482 | 0.00013195 | 0.00013248 | 0.00013586 | 0.00013001 | 0.00013048 | 0.00012986 | 0.00012562 | 0.00012838 | 0.00013363 | 0.00012585 | 0.0001318 | 0.00012722 | 0.0001399 | 0.00013315 | 0.000134 | 0.0001324 | 0.00012655 | 0.00014052 | 0.00014181 | 0.00013362 | 0.0001394 | 0.00013183 | 0.00013776 | 0.00014126 | 0.00014012 | 0.00013114 | 0.00012527 | 0.00012838 | 0.00013974 | 0.00013091 | 0.00012615 | 0.0001289 | 0.00013623 | 0.0001404 | 0.00012927 | 0.00013156 | 0.00013166 | 0.00013686 | 0.00014074 | 0.00013773 | 0.00012844 | 0.00013378 | 0.00013248 | 0.0001381 | 0.00013479 | 0.00013738 | 0.00014261 | 0.00013685 | 0.0001301 | 0.00014042 | 0.00012974 | 0.00013354 | 0.00013627 | 0.00014288 | 0.00013964 | 0.00013102 | 0.00012809 | 0.00013021 | 0.00012978 | 0.0001352 | 0.00013377 | 0.00013495 | 0.00012621 | 0.0001391 | 0.00013969 | 0.00013878 | 0.00012768 | 0.0001322 | 0.00013948 | 0.00014083 | 0.00013805 | 0.00012712 | 0.00014041 | 0.00013183 | 0.00013116 | 0.00013549 | 0.00012947 | 0.00013866 | 0.00013796 | 0.00013776 | 0.00013912 | 0.00013087 | 0.00012521 | 0.00013423 | 0.00012623 | 0.00013978 | 0.00014018 | 0.00013491 | 0.00013834 | 0.00012956 | 0.00012669 | 0.0001394 | 0.00012958 | 0.00012576 | 0.00013822 | 0.00012982 | 0.00013304 | 0.00013367 | 0.00013858 | 0.00013123 | 0.00014026 | 0.00012613 | 0.00013867 | 0.00013262 | 0.0001348 | 0.00014237 | 0.0001383 | 0.0001259 | 0.00014004 | 0.00012818 | 0.00013654 | 0.00013001 | 0.00013418 | 0.00012999 | 0.00014097 | 0.0001336 | 0.00012999 | 0.00012843 | 0.00013253 | 0.00012797 | 0.00013581 | 0.00013565 | 0.00014219 | 0.00013545 | 0.00013465 | 0.00013314 | 0.00012735 | 0.00013102 | 0.00013165 | 0.00012944 | 0.00012805 | 0.00013616 | 0.00014144 | 0.00012578 | 0.00013864 | 0.00013762 | 0.00013721 | 0.00013078 | 0.00013441 | 0.00012737 | 0.00013868 | 0.0001279 | 0.00012605 | 0.00013526 | 0.00013864 | 0.00013036 | 0.00014073 | 0.00013153 | 0.00014114 | 0.00013462 | 0.00013158 | 0.00014136 | 0.00013622 | 0.00013223 | 0.00013938 | 0.00013948 | 0.00013746 | 0.00012811 | 0.00013931 | 0.00013725 | 0.00013654 | 0.00012919 | 0.00013547 | 0.00013913 | 0.0001324 | 0.00013438 | 0.00013516 | 0.00012792 | 0.00013895 | 0.00012535 | 0.00014259 | 0.00013753 | 0.00013566 | 0.00013059 | 0.000133 | 0.00012916 | 0.00013684 | 0.000127 | 0.00012539 | 0.00013321 | 0.00013944 | 0.00014219 | 0.0001338 | 0.00013828 | 0.00013232 | 0.00012851 | 0.00013459 | 0.00013823 | 0.00012712 | 0.00014048 | 0.00013019 | 0.00013872 | 0.00013832 | 0.00013046 | 0.0001362 | 0.00014124 | 0.00012852 | 0.00013674 | 0.00014155 | 0.0001404 | 0.0001281 | 0.00013686 | 0.00013265 | 0.00013833 | 0.00013259 | 0.00013701 | 0.00014234 | 0.0001283 | 0.00014088 | 0.00012835 | 0.00013042 | 0.00012501 | 0.00013936 | 0.00013563 | 0.00013726 | 0.00013678 | 0.00013029 | 0.00013688 | 0.0001294 | 0.00013783 | 0.00012972 | 0.00013767 | 0.00013477 | 0.00013266 | 0.00013998 | 0.00012643 | 0.0001357 | 0.00012574 | 0.00012528 | 0.00012735 | 0.00013608 | 0.00012791 | 0.00012722 | 0.00014039 | 0.00012858 | 0.00012549 | 0.00014211 | 0.00013934 | 0.00013068 | 0.00013488 | 0.00013967 | 0.00012975 | 0.00012982 | 0.00013594 | 0.00013107 | 0.00013905 | 0.00013632 | 0.00013637 | 0.00013055 | 0.0001423 | 0.00013346 | 0.00013056 | 0.00014165 | 0.00014257 | 0.00014221 | 0.0001338 | 0.00013471 | 0.00013671 | 0.00012912 | 0.00013624 | 0.00013326 | 0.00012753 | 0.00012809 | 0.00012656 | 0.00013162 | 0.00012501 | 0.00013916 | 0.00014093 | 0.0001329 | 0.00012895 | 0.00013799 | 0.00013665 | 0.00013454 | 0.00013231 | 0.00014237 | 0.00013978 | 0.00013051 | 0.00013974 | 0.00013346 | 0.00013231 | 0.00012936 | 0.00013858 | 0.00012758 | 0.00013304 | 0.0001277 | 0.00012629 | 0.00013855 | 0.00012937 | 0.00012926 | 0.00014216 | 0.00013036 | 0.00012507 | 0.00013109 | 0.00012921 | 0.00013672 | 0.00014167 | 0.00013789 | 0.00013351 | 0.00012558 | 0.00014284 | 0.00013268 | 0.00013113 | 0.00014233 | 0.00013528 | 0.00012573 | 0.00012982 | 0.00013271 | 0.00013485 | 0.00014065 | 0.0001319 | 0.00013776 | 0.00013211 | 0.00013996 | 0.0001383 | 0.00013594 | 0.00012946 | 0.00013602 | 0.00012681 | 0.0001359 | 0.00013516 | 0.00012934 | 0.00013919 | 0.00013184 | 0.0001351 | 0.00013226 | 0.00014081 | 0.00013929 | 0.00012601 | 0.00013084 | 0.00012771 | 0.00014264 | 0.00014282 | 0.000137 | 0.00012968 | 0.00013848 | 0.00013385 | 0.00014199 | 0.00012899 | 0.00013763 | 0.00013616 | 0.00013387 | 0.00014219 | 0.00013394 | 0.00013952 | 0.00013327 | 0.00014213 | 0.00012624 | 0.00013622 | 0.00013862 | 0.00014151 | 0.00013037 | 0.00013401 | 0.00014185 | 0.00013601 | 0.0001359 | 0.00012626 | 0.00012807 | 0.00012658 | 0.00012978 | 0.00013549 | 0.00012899 | 0.00012967 | 0.00013176 | 0.0001368 | 0.00012811 | 0.00012926 | 0.00014277 | 0.00014053 | 0.0001252 | 0.00013296 | 0.00013268 | 0.00014004 | 0.00013122 | 0.00012891 | 0.00012648 | 0.00013888 | 0.00012893 | 0.00012898 | 0.00012517 | 0.00013394 | 0.00014083 | 0.00013487 | 0.00013359 | 0.00013332 | 0.00013049 | 0.00014251 | 0.00013462 | 0.00013987 | 0.00013411 | 0.00013714 | 0.00013528 | 0.00013607 | 0.00014163 | 0.00012604 | 0.00013675 | 0.000127 | 0.00012899 | 0.0001322 | 0.00013491 | 0.00013646 | 0.00013571 | 0.00014228 | 0.00012609 | 0.00013499 | 0.00013716 | 0.00013831 | 0.00014038 | 0.00014032 | 0.00012611 | 0.00014196 | 0.00013516 | 0.00012862 | 0.00013927 | 0.00014056 | 0.0001389 | 0.00013088 | 0.00012947 | 0.00013866 | 0.00013424 | 0.00012787 | 0.00014007 | 0.0001278 | 0.00013356 | 0.00013634 | 0.00012545 | 0.00014163 | 0.00013821 | 0.00012919 | 0.00013962 | 0.00014284 | 0.00012763 | 0.00014214 | 0.00014101 | 0.00013322 | 0.00013492 | 0.00012865 | 0.00013214 | 0.00012844 | 0.00013353 | 0.00013913 | 0.0001259 | 0.0001305 | 0.00013064 | 0.00012684 | 0.0001322 | 0.00013481 | 0.00012912 | 0.00013383 | 0.00013662 | 0.000141 | 0.00014218 | 0.00013092 | 0.00013018 | 0.00013328 | 0.00013269 | 0.00013104 | 0.00013735 | 0.00013332 | 0.00012674 | 0.00013711 | 0.00012692 | 0.00013494 | 0.00013035 | 0.00013283 | 0.0001272 | 0.0001421 | 0.00012889 | 0.00013415 | 0.0001327 | 0.00012812 | 0.00013459 | 0.00012706 | 0.00013832 | 0.00012749 | 0.00013394 | 0.00013886 | 0.00013915 | 0.00012785 | 0.00013822 | 0.00014216 | 0.0001253 | 0.00013938 | 0.00012941 | 0.00013395 | 0.00013197 | 0.00012843 | 0.00012588 | 0.00014082 | 0.00012929 | 0.00013903 | 0.00014011 | 0.00012888 | 0.00013068 | 0.00014022 | 0.00012551 | 0.00013274 | 0.00012672 | 0.00014135 | 0.0001285 | 0.00012939 | 0.00014233 | 0.00013915 | 0.00013395 | 0.00013657 | 0.00013108 | 0.00013826 | 0.00012976 | 0.00013251 | 0.00012817 | 0.00013453 | 0.00013844 | 0.00013367 | 0.00013274 | 0.00013388 | 0.00013286 | 0.00012951 | 0.00014293 | 0.00012854 | 0.0001274 | 0.00014283 | 0.00013902 | 0.00013314 | 0.0001396 | 0.00013971 | 0.00012783 | 0.00013952 | 0.0001293 | 0.00013955 | 0.00014291 | 0.00012867 | 0.00012583 | 0.00012608 | 0.00013423 | 0.00012884 | 0.00013412 | 0.00013002 | 0.00013231 | 0.0001283 | 0.00012646 | 0.00013157 | 0.00012868 | 0.00014299 | 0.00013688 | 0.00013014 | 0.00013573 | 0.0001365 | 0.00013537 | 0.0001344 | 0.00014111 | 0.0001257 | 0.00013899 | 0.00013884 | 0.000127 | 0.00013782 | 0.00013054 | 0.00013726 | 0.00013723 | 0.00013512 | 0.00014253 | 0.00014079 | 0.00013541 | 0.0001303 | 0.0001301 | 0.00014081 | 0.00012518 | 0.00013986 | 0.00013669 | 0.00012975 | 0.00013945 | 0.00014154 | 0.0001381 | 0.0001268 | 0.00013088 | 0.00014228 | 0.00012874 | 0.00013318 | 0.00014137 | 0.00013613 | 0.00013888 | 0.00012963 | 0.00012822 | 0.00013334 | 0.0001318 | 0.0001295 | 0.00013961 | 0.00013744 | 0.00013104 | 0.00012506 | 0.00013834 | 0.00012502 | 0.00013749 | 0.00012956 | 0.00013493 | 0.0001285 | 0.00013694 | 0.00012835 | 0.00012979 | 0.00013057 | 0.00012661 | 0.00013839 | 0.00014228 | 0.00012541 | 0.00013051 | 0.00013225 | 0.00013109 | 0.00013148 | 0.00014143 | 0.00012672 | 0.00013642 | 0.00013526 | 0.0001307 | 0.00014068 | 0.00014213 | 0.00013584 | 0.00012775 | 0.00014009 | 0.00013124 | 0.00013076 | 0.00014002 | 0.00012827 | 0.00014283 | 0.00013149 | 0.00012593 | 0.00013579 | 0.00014126 | 0.00013363 | 0.00014087 | 0.00012828 | 0.0001355 | 0.00013423 | 0.00013968 | 0.00012791 | 0.000138 | 0.00013775 | 0.00013938 | 0.00014114 | 0.00014127 | 0.00013829 | 0.00013914 | 0.00012592 | 0.00014096 | 0.00013499 | 0.0001421 | 0.00013501 | 0.00014244 | 0.00013795 | 0.00012657 | 0.00012536 | 0.00013996 | 0.00012924 | 0.0001422 | 0.00012749 | 0.00013154 | 0.00013351 | 0.00013141 | 0.00014097 | 0.00014168 | 0.00013044 | 0.00012581 | 0.00013936 | 0.00014237 | 0.00013084 | 0.00013954 | 0.0001352 | 0.00012728 | 0.00012875 | 0.00014253 | 0.00013562 | 0.00013193 | 0.0001281 | 0.00013006 | 0.00012858 | 0.00013988 | 0.00014295 | 0.00012703 | 0.0001326 | 0.00013242 | 0.00013949 | 0.00012808 | 0.00012624 | 0.00013775 | 0.0001346 | 0.00012959 | 0.00013153 | 0.00012997 | 0.00013444 | 0.00014234 | 0.00013425 | 0.00013495 | 0.00013269 | 0.00013886 | 0.0001384 | 0.00012985 | 0.0001357 | 0.0001322 | 0.00013952 | 0.00013776 | 0.00014176 | 0.00012944 | 0.00012619 | 0.00013196 | 0.00012523 | 0.0001269 | 0.00013684 | 0.00013441 | 0.00013866 | 0.00012678 | 0.00013956 | 0.00014231 | 0.00013568 | 0.00013153 | 0.00012856 | 0.00014151 | 0.00013916 | 0.00013132 | 0.00013844 | 0.00014194 | 0.00013311 | 0.0001316 | 0.00013499 | 0.00013382 | 0.00013761 | 0.00013908 | 0.00013485 | 0.00013875 | 0.00012594 | 0.00013254 | 0.0001361 | 0.00014026 | 0.00013215 | 0.00013543 | 0.00014139 | 0.00014241 | 0.00013024 | 0.00012813 | 0.00013508 | 0.00012803 | 0.00014041 | 0.00012776 | 0.00013587 | 0.00013378 | 0.00012725 | 0.00012846 | 0.00014212 | 0.00012805 | 0.00014029 | 0.00012892 | 0.00013128 | 0.00013679 | 0.00012682 | 0.00012738 | 0.00012562 | 0.00013593 | 0.00013334 | 0.00013815 | 0.00013214 | 0.00013572 | 0.0001421 | 0.00013502 | 0.00013639 | 0.00013518 | 0.00013155 | 0.00013974 | 0.00013619 | 0.00013291 | 0.00012986 | 0.0001281 | 0.00013964 | 0.00013567 | 0.00014046 | 0.00013507 | 0.00012628 | 0.00013211 | 0.00012909 | 0.00013792 | 0.00013097 | 0.00013116 | 0.00012989 | 0.00013493 | 0.00014261 | 0.00013538 | 0.00012752 | 0.00012701 | 0.00013007 | 0.00012643 | 0.00012941 | 0.00012904 | 0.00013308 | 0.00013246 | 0.00012928 | 0.00012898 | 0.00012845 | 0.00012753 | 0.00013205 | 0.00014224 | 0.00012594 | 0.00013233 | 0.00014152 | 0.00013472 | 0.00012722 | 0.00012965 | 0.00013563 | 0.00013864 | 0.00012749 | 0.00012591 | 0.00013249 | 0.00013637 | 0.00013244 | 0.00012995 | 0.00014228 | 0.00013085 | 0.00013406 | 0.00013881 | 0.00014017 | 0.00012536 | 0.00012811 | 0.00012582 | 0.0001407 | 0.00013969 | 0.00013642 | 0.00012986 | 0.0001371 | 0.00013979 | 0.00013628 | 0.00013376 | 0.00013651 | 0.00013868 | 0.00013793 | 0.00014246 | 0.00013031 | 0.00013175 | 0.000131 | 0.00013962 | 0.00014155 | 0.00012927 | 0.00012716 | 0.00013118 | 0.00013316 | 0.00014271 | 0.00013821 | 0.00012956 | 0.00014032 | 0.00012805 | 0.00013549 | 0.00013121 | 0.00013485 | 0.00014213 | 0.00012735 | 0.0001393 | 0.00013811 | 0.00013773 | 0.0001403 | 0.00013959 | 0.00013361 | 0.00012884 | 0.00014297 | 0.00012519 | 0.00013963 | 0.00013722 | 0.00013526 | 0.00012617 | 0.00013624 | 0.00012877 | 0.0001372 | 0.00013438 | 0.00012908 | 0.00014272 | 0.00013444 | 0.00014222 | 0.00013278 | 0.00013023 | 0.0001268 | 0.00012844 | 0.00012663 | 0.00014261 | 0.00012945 | 0.0001361 | 0.00013351 | 0.00013075 | 0.0001344 | 0.00012904 | 0.00014198 | 0.00013001 | 0.00012514 | 0.00013367 | 0.00012984 | 0.0001294 | 0.00013063 | 0.00012774 | 0.00013115 | 0.00013368 | 0.00013327 | 0.00013477 | 0.00014238 | 0.00014003 | 0.00012517 | 0.00012869 | 0.00012769 | 0.00013706 | 0.00012993 | 0.00013623 | 0.00014206 | 0.00013245 | 0.00014278 | 0.00012589 | 0.00014207 | 0.00013917 | 0.00012597 | 0.00013865 | 0.00014211 | 0.00013165 | 0.00013086 | 0.000142 | 0.00012789 | 0.00014229 | 0.00013141 | 0.00013952 | 0.0001296 | 0.00014256 | 0.00013147 | 0.00013596 | 0.00012607 | 0.00013048 | 0.00013291 | 0.00013717 | 0.00012836 | 0.00013866 | 0.00013523 | 0.0001338 | 0.00013015 | 0.00014202 | 0.00012548 | 0.00012998 | 0.0001348 | 0.00013345 | 0.00013513 | 0.00013179 | 0.0001305 | 0.00012559 | 0.00013799 | 0.00014068 | 0.00013654 | 0.00012964 | 0.00013534 | 0.00012715 | 0.00012644 | 0.00013015 | 0.00013043 | 0.0001309 | 0.00013001 | 0.00012776 | 0.00013839 | 0.00013746 | 0.00013011 | 0.00013295 | 0.00014163 | 0.00013862 | 0.00012713 | 0.0001411 | 0.00013447 | 0.00013275 | 0.00013833 | 0.00013634 | 0.00012522 | 0.00014092 | 0.00012823 | 0.00013296 | 0.00013072 | 0.00013978 | 0.00013962 | 0.0001257 | 0.00014036 | 0.00014084 | 0.00013228 | 0.00012748 | 0.00013614 | 0.00012632 | 0.00013351 | 0.00012601 | 0.00013286 | 0.00012717 | 0.00012534 | 0.00012633 | 0.00013072 | 0.00013466 | 0.00013279 | 0.00013912 | 0.00013577 | 0.00013193 | 0.00012556 | 0.00013253 | 0.00013425 | 0.00013053 | 0.00012746 | 0.0001363 | 0.00014009 | 0.00014067 | 0.00012852 | 0.00013581 | 0.00013239 | 0.00012803 | 0.00013755 | 0.00012922 | 0.0001289 | 0.00013528 | 0.00014225 | 0.00014083 | 0.00013864 | 0.00013501 | 0.0001262 | 0.00012737 | 0.00013858 | 0.00013336 | 0.00013139 | 0.00012763 | 0.0001383 | 0.00012983 | 0.00012754 | 0.00013207 | 0.00012792 | 0.00013014 | 0.00013903 | 0.0001302 | 0.00012729 | 0.00012578 | 0.00013004 | 0.0001265 | 0.00013813 | 0.0001347 | 0.00013758 | 0.00013085 | 0.00014228 | 0.00013441 | 0.00013538 | 0.00013576 | 0.00014294 | 0.00014194 | 0.00012763 | 0.0001274 | 0.00013839 | 0.00013706 | 0.00012814 | 0.00013232 | 0.00014158 | 0.00013422 | 0.00012792 | 0.0001357 | 0.00012949 | 0.0001376 | 0.00013218 | 0.0001283 | 0.00013882 | 0.00013042 | 0.00013331 | 0.00014087 | 0.00012891 | 0.00012782 | 0.00012594 | 0.00013473 | 0.000133 | 0.00013949 | 0.00013731 | 0.00012885 | 0.00013829 | 0.00014111 | 0.00012521 | 0.00012594 | 0.00013355 | 0.00014193 | 0.00013402 | 0.00012918 | 0.00012788 | 0.00014297 | 0.00013924 | 0.00014077 | 0.00012936 | 0.00014281 | 0.00013474 | 0.0001318 | 0.00012606 | 0.00012685 | 0.00013642 | 0.00012777 | 0.00013826 | 0.0001427 | 0.00013937 | 0.00013426 | 0.00013596 | 0.0001279 | 0.0001341 | 0.0001369 | 0.00012776 | 0.00013808 | 0.00013314 | 0.00012764 | 0.00013455 | 0.00012512 | 0.00013225 | 0.00013186 | 0.00013621 | 0.00013639 | 0.00013018 | 0.00012742 | 0.0001375 | 0.00012964 | 0.00013024 | 0.00014195 | 0.00012956 | 0.00013942 | 0.00012855 | 0.00013137 | 0.00013884 | 0.00013761 | 0.00013127 | 0.00013731 | 0.00014267 | 0.00013942 | 0.00012542 | 0.00014253 | 0.00013307 | 0.00013951 | 0.00012503 | 0.00014143 | 0.00013776 | 0.00012952 | 0.00013915 | 0.00012848 | 0.00014033 | 0.00013491 | 0.00013849 | 0.00013943 | 0.00013815 | 0.00012783 | 0.00012815 | 0.00012717 | 0.00013906 | 0.00014194 | 0.00013212 | 0.00013885 | 0.00013118 | 0.00012734 | 0.00012947 | 0.00013931 | 0.00013136 | 0.00013324 | 0.00014215 | 0.00012555 | 0.00013507 | 0.00012966 | 0.00013089 | 0.00013856 | 0.0001397 | 0.00013956 | 0.00013949 | 0.00014068 | 0.00013548 | 0.00013632 | 0.00012827 | 0.00013403 | 0.00013805 | 0.00012849 | 0.00013971 | 0.00012656 | 0.0001415 | 0.00013238 | 0.00012602 | 0.00013963 | 0.00013401 | 0.0001353 | 0.00013568 | 0.00014149 | 0.00012767 | 0.00013895 | 0.00013031 | 0.00013413 | 0.00013033 | 0.00013324 | 0.00013254 | 0.00013346 | 0.00013559 | 0.00012759 | 0.00013526 | 0.00013927 | 0.00013919 | 0.00012874 | 0.00013716 | 0.00014063 | 0.00014268 | 0.00014127 | 0.00013678 | 0.00012511 | 0.00013516 | 0.00012557 | 0.00012771 | 0.00013324 | 0.00014029 | 0.00013436 | 0.00013873 | 0.00012528 | 0.0001328 | 0.00013137 | 0.00013264 | 0.0001408 | 0.00012695 | 0.00013467 | 0.00012732 | 0.00013448 | 0.00012562 | 0.00013479 | 0.00013227 | 0.00013111 | 0.00014268 | 0.00013518 | 0.00013823 | 0.00012976 | 0.00014165 | 0.00013264 | 0.00014075 | 0.0001308 | 0.00013133 | 0.00014265 | 0.00013014 | 0.00012984 | 0.00014279 | 0.00013736 | 0.00013302 | 0.00012798 | 0.00012569 | 0.00013502 | 0.00014058 | 0.0001292 | 0.00013855 | 0.00013224 | 0.0001406 | 0.00013269 | 0.00012779 | 0.00012587 | 0.00014107 | 0.00012629 | 0.00014137 | 0.00013666 | 0.00013704 | 0.00013128 | 0.00013387 | 0.00013144 | 0.00013709 | 0.00012865 | 0.00012558 | 0.00012824 | 0.00014084 | 0.00012716 | 0.00013559 | 0.00013181 | 0.00013968 | 0.00013076 | 0.00013706 | 0.0001272 | 0.00014123 | 0.00013843 | 0.00012881 | 0.00012759 | 0.00012575 | 0.00013279 | 0.00013742 | 0.00013841 | 0.000127 | 0.00013188 | 0.00013332 | 0.00012615 | 0.00014015 | 0.00012734 | 0.00013193 | 0.00013451 | 0.00012813 | 0.00012895 | 0.00013221 | 0.00013563 | 0.00013904 | 0.00013674 | 0.0001412 | 0.00013886 | 0.00013419 | 0.00014066 | 0.00012648 | 0.00013377 | 0.00014211 | 0.00013644 | 0.00013131 | 0.00012893 | 0.00013343 | 0.00012812 | 0.000135 | 0.00013103 | 0.00013139 | 0.00013699 | 0.00012906 | 0.00013388 | 0.00013436 | 0.00013632 | 0.00013465 | 0.0001358 | 0.00013002 | 0.00012826 | 0.00013963 | 0.00014238 | 0.00014272 | 0.00013018 | 0.00012677 | 0.00013709 | 0.0001281 | 0.00012853 | 0.00013902 | 0.00013031 | 0.00013408 | 0.00014177 | 0.00012981 | 0.00012725 | 0.00013158 | 0.00013979 | 0.00012722 | 0.00012577 | 0.000137 | 0.00013773 | 0.00013963 | 0.00012501 | 0.00012715 | 0.00013517 | 0.00013091 | 0.00013541 | 0.00013171 | 0.00014296 | 0.00013044 | 0.00013434 | 0.00013147 | 0.00012556 | 0.00013941 | 0.00014252 | 0.0001252 | 0.00014112 | 0.00013917 | 0.00013103 | 0.00013085 | 0.00012636 | 0.00012799 | 0.00013071 | 0.00013337 | 0.00012771 | 0.00013778 | 0.00013753 | 0.00012915 | 0.00013687 | 0.00013777 | 0.00013816 | 0.0001306 | 0.00013299 | 0.00012999 | 0.00012832 | 0.00013231 | 0.00012758 | 0.00014049 | 0.00013454 | 0.00013692 | 0.00012907 | 0.00013817 | 0.00012734 | 0.00013989 | 0.00013482 | 0.00013116 | 0.00012837 | 0.00013178 | 0.0001253 | 0.00013683 | 0.00013197 | 0.00013897 | 0.00014065 | 0.00013386 | 0.0001295 | 0.00014188 | 0.0001394 | 0.00014293 | 0.0001368 | 0.00012529 | 0.00014064 | 0.00013109 | 0.00013018 | 0.00013837 | 0.00012683 | 0.00012977 | 0.00014185 | 0.00012675 | 0.00013038 | 0.00013594 | 0.00013188 | 0.00013021 | 0.00012526 | 0.00013188 | 0.00013083 | 0.0001325 | 0.00013603 | 0.00012635 | 0.00012734 | 0.00014185 | 0.00013211 | 0.00013271 | 0.00014217 | 0.00014246 | 0.00013985 | 0.00013453 | 0.0001314 | 0.00012778 | 0.00013422 | 0.00013571 | 0.00013764 | 0.00014202 | 0.00013085 | 0.00013435 | 0.00013996 | 0.00013025 | 0.00012692 | 0.00012655 | 0.00014288 | 0.00014163 | 0.00013875 | 0.00013958 | 0.00013608 | 0.00013162 | 0.00013311 | 0.00012515 | 0.00013085 | 0.00012792 | 0.00013719 | 0.00013129 | 0.0001406 | 0.00013171 | 0.00014117 | 0.00012904 | 0.00012676 | 0.00013978 | 0.00012989 | 0.00014293 | 0.00014169 | 0.0001323 | 0.00012594 | 0.00014297 | 0.00013801 | 0.00013653 | 0.00013334 | 0.0001419 | 0.00012544 | 0.00013292 | 0.0001389 | 0.00013247 | 0.00013369 | 0.00012882 | 0.00013508 | 0.000129 | 0.00013425 | 0.00013375 | 0.00012848 | 0.00014297 | 0.00013266 | 0.00014263 | 0.00013852 | 0.0001347 | 0.00012513 | 0.00013708 | 0.00013379 | 0.00013759 | 0.00012613 | 0.00013618 | 0.00012866 | 0.00012562 | 0.00012528 | 0.00013361 | 0.00012977 | 0.00012659 | 0.00012666 | 0.0001405 | 0.00013428 | 0.0001391 | 0.00012692 | 0.00014144 | 0.00012681 | 0.00013727 | 0.00013806 | 0.00012889 | 0.00012504 | 0.00013282 | 0.00012773 | 0.00013046 | 0.00013416 | 0.00013571 | 0.00012611 | 0.0001372 | 0.00012687 | 0.00013796 | 0.00013139 | 0.00013519 | 0.00013502 | 0.00013566 | 0.00013432 | 0.00013745 | 0.00013128 | 0.00012698 | 0.00012565 | 0.00013352 | 0.00013716 | 0.00012707 | 0.00012685 | 0.00012866 | 0.00012834 | 0.0001286 | 0.00012808 | 0.00013511 | 0.00013109 | 0.0001315 | 0.00013968 | 0.00013491 | 0.00013851 | 0.0001383 | 0.00012729 | 0.00012606 | 0.00013639 | 0.00013084 | 0.00013306 | 0.00012728 | 0.00013195 | 0.00013907 | 0.00013757 | 0.0001364 | 0.00013684 | 0.00012775 | 0.00013725 | 0.00013519 | 0.00012922 | 0.00013155 | 0.00013822 | 0.00013382 | 0.00013837 | 0.00013282 | 0.00012913 | 0.00013711 | 0.00013462 | 0.00013101 | 0.00012666 | 0.00013732 | 0.00012739 | 0.00013943 | 0.00013296 | 0.00013705 | 0.00013392 | 0.00013014 | 0.00012844 | 0.00013162 | 0.00012969 | 0.00013684 | 0.00013079 | 0.00013093 | 0.00014116 | 0.00014006 | 0.00012685 | 0.00012542 | 0.00013938 | 0.00013884 | 0.00013719 | 0.00014031 | 0.00013462 | 0.00012531 | 0.00013163 | 0.00014192 | 0.00013703 | 0.00013023 | 0.00012952 | 0.00014138 | 0.00013944 | 0.0001308 | 0.00013456 | 0.00013219 | 0.00014275 | 0.0001259 | 0.00013457 | 0.00014013 | 0.00014038 | 0.00014015 | 0.0001338 | 0.00012815 | 0.00013697 | 0.00012738 | 0.00013714 | 0.00013381 | 0.00013955 | 0.00013219 | 0.00012761 | 0.00013087 | 0.00013277 | 0.00013897 | 0.00012905 | 0.00013325 | 0.00012717 | 0.00012935 | 0.00013153 | 0.00013911 | 0.00014099 | 0.00013369 | 0.00013501 | 0.00012763 | 0.00012898 | 0.0001296 | 0.00012741 | 0.00013616 | 0.00013583 | 0.00013114 | 0.00012645 | 0.00013463 | 0.00013522 | 0.00013686 | 0.00013777 | 0.00012769 | 0.00012521 | 0.00014117 | 0.00012726 | 0.00013997 | 0.0001426 | 0.00013082 | 0.00012557 | 0.00013431 | 0.00013428 | 0.00014204 | 0.00014065 | 0.00013435 | 0.00014137 | 0.00013901 | 0.00013603 | 0.00014274 | 0.00013044 | 0.00014296 | 0.00012723 | 0.00013247 | 0.00013159 | 0.00013656 | 0.00012769 | 0.00013142 | 0.00012951 | 0.00013309 | 0.0001391 | 0.00013546 | 0.0001251 | 0.00013095 | 0.00013875 | 0.00012582 | 0.00013912 | 0.00012786 | 0.00013034 | 0.00012991 | 0.00013945 | 0.00012865 | 0.0001311 | 0.00012556 | 0.00013695 | 0.00013146 | 0.00014002 | 0.00012888 | 0.00012557 | 0.00013783 | 0.00013809 | 0.00013687 | 0.00013077 | 0.00012901 | 0.00014078 | 0.00012658 | 0.00014195 | 0.00012827 | 0.00012761 | 0.00013294 | 0.0001425 | 0.00013626 | 0.00013958 | 0.0001252 | 0.00013372 | 0.0001419 | 0.00013 | 0.00013939 | 0.00012617 | 0.00013848 | 0.00014274 | 0.00013461 | 0.00014053 | 0.0001356 | 0.00012983 | 0.00013204 | 0.00012587 | 0.00012968 | 0.00013991 | 0.00012822 | 0.00012927 | 0.00014263 | 0.00012553 | 0.00013539 | 0.00012819 | 0.00012562 | 0.00012993 | 0.00013942 | 0.00012741 | 0.00012538 | 0.00013659 | 0.00013781 | 0.00012968 | 0.00014089 | 0.00013963 | 0.00012775 | 0.00012565 | 0.00014074 | 0.0001295 | 0.00013266 | 0.00013604 | 0.00013392 | 0.000127 | 0.00012758 | 0.00012511 | 0.00014287 | 0.00012667 | 0.00013928 | 0.00012901 | 0.00012544 | 0.00014035 | 0.00012929 | 0.00013518 | 0.00013196 | 0.00012894 | 0.00012776 | 0.00013483 | 0.00013318 | 0.00013915 | 0.00013351 | 0.00012874 | 0.00013459 | 0.0001388 | 0.00012874 | 0.00014085 | 0.00012684 | 0.00013125 | 0.00012702 | 0.00012728 | 0.00014299 | 0.00012998 | 0.00013727 | 0.000142 | 0.00012713 | 0.0001345 | 0.00012651 | 0.00013855 | 0.00013587 | 0.00013183 | 0.00013159 | 0.00013989 | 0.00012834 | 0.00013835 | 0.00013498 | 0.00013573 | 0.00013663 | 0.00013309 | 0.00013642 | 0.00012732 | 0.00013774 | 0.00013063 | 0.00012972 | 0.00012516 | 0.00013765 | 0.00013818 | 0.00014213 | 0.0001255 | 0.00014128 | 0.00013459 | 0.00013207 | 0.00012886 | 0.00014212 | 0.000133 | 0.00014271 | 0.00013669 | 0.00013228 | 0.00013545 | 0.00012545 | 0.00014146 | 0.00014046 | 0.00013135 | 0.00013199 | 0.00012513 | 0.00013997 | 0.00013519 | 0.00012891 | 0.00012592 | 0.00013193 | 0.00014061 | 0.00013535 | 0.0001263 | 0.00012548 | 0.00012797 | 0.0001308 | 0.00013019 | 0.00013298 | 0.00014104 | 0.00013248 | 0.00013746 | 0.00012642 | 0.00012569 | 0.00012515 | 0.00013531 | 0.00013401 | 0.00013014 | 0.00013169 | 0.00012941 | 0.00013719 | 0.0001391 | 0.00014247 | 0.00014025 | 0.00012638 | 0.00013456 | 0.00013106 | 0.00014264 | 0.00013642 | 0.00013348 | 0.00013787 | 0.000128 | 0.00012792 | 0.00014093 | 0.00014139 | 0.00013013 | 0.00012604 | 0.00012768 | 0.00014164 | 0.00012988 | 0.00013363 | 0.00014007 | 0.00013296 | 0.00013001 | 0.00013849 | 0.00013759 | 0.00013587 | 0.00013217 | 0.00013123 | 0.00012771 | 0.00014253 | 0.00014227 | 0.00013648 | 0.00013938 | 0.00013562 | 0.00013998 | 0.000142 | 0.00014023 | 0.00012502 | 0.00013732 | 0.00012767 | 0.0001397 | 0.00013552 | 0.00013188 | 0.00013699 | 0.0001275 | 0.00013844 | 0.00013369 | 0.00013387 | 0.00013042 | 0.00013977 | 0.000143 | 0.00013929 | 0.0001292 | 0.00014069 | 0.00012834 | 0.00013544 | 0.00014216 | 0.00013255 | 0.0001393 | 0.00013949 | 0.00013807 | 0.00013708 | 0.00012969 | 0.00013626 | 0.00013419 | 0.00014061 | 0.0001315 | 0.00013851 | 0.00012614 | 0.00013856 | 0.0001285 | 0.00013264 | 0.00012693 | 0.0001417 | 0.00013725 | 0.00012945 | 0.00013615 | 0.000137 | 0.00012777 | 0.00013324 | 0.00013568 | 0.00013288 | 0.00012813 | 0.00012609 | 0.00012921 | 0.00013772 | 0.00014274 | 0.00013328 | 0.00012575 | 0.00012826 | 0.00012655 | 0.00012722 | 0.00012804 | 0.00013421 | 0.0001291 | 0.00013772 | 0.00014089 | 0.00013895 | 0.00012894 | 0.00012988 | 0.00014125 | 0.00014034 | 0.00013601 | 0.00012802 | 0.00013126 | 0.00013854 | 0.00012514 | 0.00014043 | 0.00013348 | 0.00013869 | 0.00014299 | 0.00014018 | 0.00014193 | 0.00014225 | 0.00013007 | 0.00013122 | 0.00013398 | 0.00012999 | 0.0001428 | 0.00012997 | 0.0001277 | 0.00013577 | 0.0001338 | 0.00013869 | 0.00013115 | 0.00014188 | 0.00012754 | 0.00013907 | 0.00013158 | 0.00013059 | 0.00012875 | 0.00012657 | 0.00013906 | 0.00013098 | 0.0001325 | 0.00014012 | 0.00012952 | 0.00012696 | 0.00012901 | 0.00013574 | 0.00013008 | 0.00012712 | 0.00013513 | 0.00013552 | 0.00014065 | 0.00013672 | 0.00012675 | 0.00013425 | 0.00013949 | 0.00013478 | 0.00012617 | 0.00013986 | 0.00013959 | 0.00012697 | 0.00012511 | 0.00012751 | 0.00014098 | 0.00013746 | 0.00013522 | 0.00012507 | 0.00013035 | 0.00014138 | 0.0001343 | 0.00014032 | 0.00013456 | 0.00013943 | 0.00012702 | 0.00012881 | 0.00013394 | 0.00012833 | 0.00014008 | 0.00012878 | 0.00014171 | 0.00012607 | 0.00013124 | 0.00013337 | 0.00013291 | 0.00013472 | 0.00014193 | 0.00013987 | 0.00013644 | 0.00013414 | 0.00013591 | 0.00013991 | 0.00013631 | 0.00012595 | 0.00013795 | 0.00012915 | 0.0001301 | 0.00014195 | 0.00013452 | 0.00013698 | 0.00013506 | 0.00013661 | 0.00013986 | 0.00013386 | 0.000137 | 0.00013489 | 0.00013687 | 0.00013948 | 0.00013932 | 0.00012751 | 0.00013738 | 0.00012683 | 0.00013517 | 0.00013554 | 0.00012809 | 0.00013972 | 0.00013306 | 0.00012693 | 0.00012616 | 0.00014233 | 0.0001387 | 0.00012919 | 0.00013724 | 0.00012796 | 0.00012684 | 0.00013296 | 0.00014179 | 0.00012579 | 0.00012927 | 0.00012617 | 0.00012887 | 0.00013998 | 0.00013995 | 0.00013979 | 0.00013947 | 0.00012978 | 0.00013414 | 0.0001404 | 0.00013657 | 0.0001328 | 0.00013445 | 0.00013083 | 0.00014244 | 0.00013309 | 0.00013145 | 0.00012991 | 0.00014014 | 0.00013642 | 0.00013669 | 0.00013139 | 0.00014121 | 0.00014076 | 0.00012657 | 0.00012917 | 0.00014049 | 0.00012924 | 0.00012807 | 0.00013207 | 0.00013783 | 0.00013825 | 0.00014066 | 0.00012877 | 0.00012737 | 0.00013645 | 0.00013742 | 0.00013619 | 0.00013159 | 0.00013989 | 0.00014247 | 0.00013443 | 0.00013751 | 0.00014029 | 0.00014173 | 0.00012952 | 0.00013211 | 0.00013614 | 0.00013699 | 0.00013924 | 0.00013447 | 0.0001386 | 0.00012915 | 0.00013104 | 0.00014083 | 0.00014219 | 0.00014047 | 0.00014066 | 0.00013828 | 0.0001351 | 0.00012755 | 0.00013041 | 0.00013918 | 0.00012682 | 0.00012706 | 0.00012601 | 0.00013118 | 0.00013315 | 0.0001287 | 0.00012919 | 0.00013907 | 0.00013919 | 0.0001345 | 0.00013461 | 0.00013703 | 0.00012803 | 0.00012966 | 0.00012665 | 0.00013378 | 0.00013751 | 0.00013073 | 0.00013381 | 0.00012989 | 0.0001374 | 0.00013385 | 0.00013082 | 0.00013443 | 0.00014076 | 0.00012883 | 0.00013382 | 0.00013111 | 0.00014044 | 0.00012785 | 0.00013064 | 0.00014108 | 0.00014036 | 0.00013473 | 0.00013431 | 0.00012921 | 0.00014117 | 0.00013405 | 0.00012713 | 0.00013303 | 0.00013377 | 0.00012616 | 0.0001285 | 0.00013865 | 0.00014066 | 0.00012678 | 0.00013996 | 0.00013819 | 0.000138 | 0.00013026 | 0.00013176 | 0.00013507 | 0.00014046 | 0.00013718 | 0.00013469 | 0.0001327 | 0.00012555 | 0.0001357 | 0.00014261 | 0.00013256 | 0.00013999 | 0.0001366 | 0.00013846 | 0.00013676 | 0.00014029 | 0.00014242 | 0.00013417 | 0.00013896 | 0.00012987 | 0.00013967 | 0.00012812 | 0.00013206 | 0.00013641 | 0.00013442 | 0.00013687 | 0.00013433 | 0.00013224 | 0.00013358 | 0.00013889 | 0.00014088 | 0.00013916 | 0.00013448 | 0.00013309 | 0.00012766 | 0.00013026 | 0.00013928 | 0.00013547 | 0.00012804 | 0.00013249 | 0.00013231 | 0.00013136 | 0.00014287 | 0.00013285 | 0.00012766 | 0.00013327 | 0.00013917 | 0.00013879 | 0.00012654 | 0.00013329 | 0.00013606 | 0.00014251 | 0.00013253 | 0.00014067 | 0.00013731 | 0.00013274 | 0.00013207 | 0.00012558 | 0.00014275 | 0.00012563 | 0.0001356 | 0.00013606 | 0.00013786 | 0.0001401 | 0.00013873 | 0.00013262 | 0.00012783 | 0.00012963 | 0.00012572 | 0.00014141 | 0.00014006 | 0.00013431 | 0.000125 | 0.00013291 | 0.00013598 | 0.00013382 | 0.00014027 | 0.00012633 | 0.00012668 | 0.00013324 | 0.00012894 | 0.00013574 | 0.00013644 | 0.00013109 | 0.00013751 | 0.00013302 | 0.00013924 | 0.00013453 | 0.00013886 | 0.00012878 | 0.00012768 | 0.00014156 | 0.00013552 | 0.00014065 | 0.00013814 | 0.00012629 | 0.00012954 | 0.00013453 | 0.00014172 | 0.00012918 | 0.00012999 | 0.00013522 | 0.0001415 | 0.00013762 | 0.00012737 | 0.00012977 | 0.00013108 | 0.00013801 | 0.00013461 | 0.00013558 | 0.00013138 | 0.00013475 | 0.00013442 | 0.00013488 | 0.00013071 | 0.00013358 | 0.00012509 | 0.000137 | 0.00012981 | 0.00013863 | 0.00013631 | 0.00013487 | 0.00012744 | 0.00013556 | 0.00013118 | 0.00013769 | 0.00013273 | 0.00013 | 0.00012972 | 0.00012965 | 0.00013431 | 0.00013406 | 0.00013709 | 0.00013632 | 0.00012993 | 0.00013045 | 0.00013644 | 0.00014143 | 0.00012795 | 0.00013136 | 0.00012712 | 0.00012587 | 0.00013807 | 0.00014216 | 0.00013618 | 0.00012747 | 0.00012704 | 0.00014017 | 0.00012782 | 0.00013919 | 0.00013052 | 0.00014247 | 0.00014043 | 0.00013923 | 0.00012575 | 0.00013486 | 0.00012928 | 0.00013317 | 0.00012779 | 0.00013718 | 0.0001321 | 0.00013937 | 0.00013068 | 0.00013498 | 0.00013045 | 0.00013558 | 0.0001363 | 0.0001353 | 0.00013545 | 0.00013896 | 0.00012568 | 0.0001383 | 0.00013213 | 0.000139 | 0.00013316 | 0.00012528 | 0.00013106 | 0.00012619 | 0.00014246 | 0.0001311 | 0.00014069 | 0.00012916 | 0.00014 | 0.00014116 | 0.00013565 | 0.00013688 | 0.0001282 | 0.00013662 | 0.00012885 | 0.00013295 | 0.00013604 | 0.00013833 | 0.00013553 | 0.0001365 | 0.00013126 | 0.00013929 | 0.00013348 | 0.0001403 | 0.00014272 | 0.00013596 | 0.00013898 | 0.00013159 | 0.00013628 | 0.0001409 | 0.00014116 | 0.00012653 | 0.00013598 | 0.00012539 | 0.00014231 | 0.00013577 | 0.00013613 | 0.00012576 | 0.00012909 | 0.00012778 | 0.00013564 | 0.00014248 | 0.00012925 | 0.00013459 | 0.00014279 | 0.00013897 | 0.00012756 | 0.00014281 | 0.00013989 | 0.00012563 | 0.00012634 | 0.00014203 | 0.00013134 | 0.00012845 | 0.00013748 | 0.00013178 | 0.00013463 | 0.00013377 | 0.00012889 | 0.00014109 | 0.00013562 | 0.00013619 | 0.00013643 | 0.000134 | 0.00013629 | 0.00013139 | 0.00013081 | 0.00013846 | 0.00014239 | 0.00012966 | 0.00012727 | 0.00012888 | 0.00012882 | 0.00013124 | 0.00013945 | 0.00012776 | 0.00014228 | 0.0001292 | 0.00013094 | 0.00014245 | 0.00013209 | 0.00012767 | 0.00013123 | 0.00013616 | 0.00012888 | 0.00012929 | 0.00013355 | 0.00014295 | 0.00013372 | 0.00012811 | 0.00013043 | 0.00012574 | 0.00013294 | 0.00012589 | 0.00012819 | 0.00013186 | 0.00013024 | 0.00014145 | 0.0001357 | 0.00013368 | 0.00013491 | 0.00013428 | 0.00014191 | 0.00013112 | 0.00012675 | 0.00013052 | 0.00012551 | 0.00013531 | 0.00013237 | 0.00014253 | 0.00014133 | 0.00012592 | 0.00013631 | 0.00013854 | 0.00012516 | 0.00013903 | 0.0001297 | 0.00013169 | 0.00012961 | 0.0001308 | 0.00012537 | 0.00013212 | 0.00013076 | 0.00013653 | 0.00014088 | 0.00014126 | 0.00013591 | 0.00013188 | 0.0001394 | 0.00012613 | 0.0001386 | 0.00013719 | 0.00013748 | 0.00014157 | 0.00013711 | 0.00013166 | 0.00012931 | 0.00012744 | 0.0001326 | 0.00013893 | 0.00012822 | 0.00013586 | 0.00013321 | 0.00012964 | 0.00012602 | 0.00012765 | 0.00013367 | 0.00014017 | 0.00013158 | 0.00013512 | 0.0001332 | 0.00013361 | 0.00013105 | 0.00013456 | 0.00013182 | 0.00012747 | 0.00013801 | 0.00012789 | 0.00012919 | 0.00014041 | 0.00014255 | 0.00013427 | 0.00012708 | 0.00013822 | 0.00014249 | 0.00012578 | 0.00012898 | 0.00012843 | 0.00014222 | 0.00013506 | 0.00013035 | 0.00013796 | 0.0001276 | 0.00013077 | 0.00014216 | 0.00012897 | 0.00012763 | 0.00013354 | 0.00013376 | 0.00013641 | 0.00013842 | 0.00012797 | 0.00013491 | 0.00013801 | 0.00012627 | 0.00014152 | 0.00012805 | 0.00012775 | 0.00013233 | 0.00012889 | 0.0001307 | 0.00013166 | 0.00013137 | 0.00014099 | 0.00013831 | 0.00013412 | 0.00012547 | 0.00014068 | 0.00012503 | 0.00013923 | 0.00012612 | 0.00013133 | 0.00013184 | 0.0001397 | 0.00013536 | 0.00012785 | 0.00013854 | 0.000139 | 0.00013735 | 0.00013404 | 0.00012873 | 0.00014257 | 0.00013194 | 0.00012966 | 0.00013707 | 0.00013421 | 0.00012936 | 0.00013872 | 0.00012849 | 0.00013012 | 0.0001361 | 0.00013772 | 0.0001346 | 0.00012542 | 0.00012614 | 0.00013492 | 0.00013049 | 0.00012547 | 0.00014203 | 0.0001403 | 0.0001264 | 0.00014241 | 0.0001366 | 0.00013365 | 0.00012656 | 0.00014238 | 0.00013125 | 0.00013417 | 0.00013352 | 0.00013506 | 0.00014084 | 0.00014234 | 0.00014022 | 0.00013234 | 0.00012689 | 0.0001366 | 0.00013859 | 0.00014279 | 0.00012554 | 0.00013926 | 0.00014112 | 0.00014023 | 0.00012573 | 0.00014227 | 0.00013855 | 0.00013653 | 0.00013791 | 0.00013497 | 0.00012948 | 0.00012532 | 0.00014214 | 0.00013091 | 0.00012921 | 0.00012906 | 0.00012846 | 0.00013695 | 0.00013104 | 0.00014052 | 0.00013132 | 0.00012642 | 0.00013218 | 0.00013359 | 0.00013544 | 0.0001366 | 0.00012547 | 0.00013089 | 0.00013116 | 0.00012707 | 0.00013919 | 0.00012557 | 0.0001355 | 0.00013199 | 0.00013286 | 0.00013451 | 0.00013972 | 0.00012872 | 0.00013673 | 0.00013599 | 0.00012942 | 0.00014067 | 0.00013134 | 0.00014261 | 0.00013575 | 0.00013608 | 0.0001283 | 0.00013657 | 0.00013131 | 0.00014159 | 0.00013076 | 0.00013122 | 0.0001266 | 0.00014252 | 0.00012582 | 0.00014008 | 0.00013592 | 0.00012863 | 0.0001409 | 0.00013024 | 0.00013467 | 0.00012841 | 0.00012777 | 0.00013912 | 0.00013839 | 0.00013558 | 0.0001334 | 0.0001381 | 0.00014285 | 0.00013547 | 0.00014062 | 0.00014295 | 0.0001409 | 0.00013216 | 0.00014034 | 0.00012914 | 0.00014067 | 0.00014052 | 0.00013266 | 0.00013387 | 0.00013111 | 0.00013028 | 0.00013906 | 0.00012979 | 0.00013117 | 0.00013609 | 0.00013452 | 0.0001336 | 0.00013351 | 0.00013573 | 0.00013819 | 0.00013415 | 0.00013669 | 0.00013313 | 0.00014172 | 0.00013592 | 0.00013172 | 0.00013492 | 0.00012819 | 0.00014018 | 0.00012812 | 0.00012667 | 0.00013213 | 0.00013607 | 0.00013861 | 0.00013147 | 0.00013659 | 0.00014281 | 0.00012732 | 0.00012583 | 0.00013393 | 0.00013199 | 0.00013942 | 0.00012544 | 0.00014067 | 0.00014187 | 0.00013956 | 0.00013003 | 0.00012818 | 0.00013936 | 0.00013247 | 0.00013095 | 0.00013829 | 0.00013776 | 0.00013979 | 0.00013876 | 0.00013874 | 0.00013003 | 0.00013016 | 0.00013027 | 0.00014106 | 0.00012515 | 0.0001412 | 0.00012798 | 0.00013533 | 0.00013212 | 0.00013509 | 0.00012696 | 0.0001258 | 0.00013388 | 0.00013281 | 0.000136 | 0.00014203 | 0.00012967 | 0.00013256 | 0.00012517 | 0.00012729 | 0.00012781 | 0.00014055 | 0.00012535 | 0.00013965 | 0.00013477 | 0.00014257 | 0.00013715 | 0.00013885 | 0.00013088 | 0.00012544 | 0.0001335 | 0.00013827 | 0.0001399 | 0.00013443 | 0.00013323 | 0.00013299 | 0.00013475 | 0.00013922 | 0.00013962 | 0.00012837 | 0.00013677 | 0.00012871 | 0.00013708 | 0.00013511 | 0.0001376 | 0.00013808 | 0.00013469 | 0.00012593 | 0.00013287 | 0.00012579 | 0.00012762 | 0.00014153 | 0.0001345 | 0.00013609 | 0.00013236 | 0.00012539 | 0.00013323 | 0.00013504 | 0.00013303 | 0.00013573 | 0.00013899 | 0.00013965 | 0.00013858 | 0.00013891 | 0.00013554 | 0.00012551 | 0.0001395 | 0.0001288 | 0.000131 | 0.0001395 | 0.00013856 | 0.00013821 | 0.00014014 | 0.00012691 | 0.00013932 | 0.00013904 | 0.00014084 | 0.00013869 | 0.00013356 | 0.00013565 | 0.00013368 | 0.00013736 | 0.0001382 | 0.00013949 | 0.0001368 | 0.0001276 | 0.00014192 | 0.00014109 | 0.00013266 | 0.00012626 | 0.00013298 | 0.00014083 | 0.00013687 | 0.00012768 | 0.00014143 | 0.00013507 | 0.00014008 | 0.00013705 | 0.00012896 | 0.00014108 | 0.00014117 | 0.00013444 | 0.00013293 | 0.00013881 | 0.00012806 | 0.00013768 | 0.00012715 | 0.00013548 | 0.00012606 | 0.00014135 | 0.00012745 | 0.00013241 | 0.00013433 | 0.00013206 | 0.00013431 | 0.0001427 | 0.00013525 | 0.00012897 | 0.00013653 | 0.0001354 | 0.00012757 | 0.00013874 | 0.00013023 | 0.00013857 | 0.0001321 | 0.00013739 | 0.00014251 | 0.00012857 | 0.00014039 | 0.00012633 | 0.0001364 | 0.00013167 | 0.0001336 | 0.00014065 | 0.00012723 | 0.00013219 | 0.00012739 | 0.00013433 | 0.00014126 | 0.00013504 | 0.00012978 | 0.00012963 | 0.00014011 | 0.00013219 | 0.0001282 | 0.00013536 | 0.00013646 | 0.00013809 | 0.00014015 | 0.00012625 | 0.00012879 | 0.00013929 | 0.00013304 | 0.00012813 | 0.0001319 | 0.00013521 | 0.00013457 | 0.00013068 | 0.00012849 | 0.00013535 | 0.00012607 | 0.00012949 | 0.00014298 | 0.00013366 | 0.00013848 | 0.00013811 | 0.00013439 | 0.00013599 | 0.00014286 | 0.00014135 | 0.00012941 | 0.00013388 | 0.00013372 | 0.00012804 | 0.00013299 | 0.00013094 | 0.00014029 | 0.00014158 | 0.00012701 | 0.00013178 | 0.0001271 | 0.00012992 | 0.00013193 | 0.00013368 | 0.0001324 | 0.00013263 | 0.00014049 | 0.00012569 | 0.00013966 | 0.00012781 | 0.00013732 | 0.00014003 | 0.00012774 | 0.00012728 | 0.00013081 | 0.00012904 | 0.00012754 | 0.00013829 | 0.00013746 | 0.00013427 | 0.000142 | 0.00012783 | 0.00012965 | 0.00013776 | 0.00012724 | 0.00013625 | 0.00013093 | 0.0001312 | 0.00013448 | 0.00014199 | 0.00013743 | 0.00013239 | 0.00013442 | 0.00014226 | 0.00014082 | 0.0001278 | 0.00013348 | 0.00012614 | 0.00013546 | 0.00013517 | 0.00013773 | 0.00013278 | 0.00013738 | 0.00012961 | 0.00012936 | 0.00013604 | 0.00014286 | 0.00013453 | 0.00012616 | 0.000129 | 0.00014047 | 0.00012643 | 0.00012504 | 0.00013922 | 0.00012897 | 0.00013779 | 0.00013202 | 0.0001341 | 0.00013514 | 0.00013262 | 0.00013182 | 0.00012907 | 0.00013039 | 0.00013379 | 0.00013843 | 0.00013737 | 0.00013327 | 0.00012923 | 0.00012859 | 0.00013735 | 0.00012671 | 0.00013205 | 0.00013148 | 0.00013464 | 0.00013892 | 0.00013305 | 0.00013601 | 0.00013565 | 0.00013356 | 0.00012818 | 0.00013523 | 0.00012524 | 0.00013201 | 0.00013108 | 0.00013211 | 0.00013231 | 0.00013116 | 0.00012507 | 0.00013857 | 0.00012653 | 0.00013867 | 0.00012701 | 0.00013408 | 0.00013345 | 0.00013492 | 0.00013324 | 0.00014207 | 0.00012863 | 0.00013337 | 0.00013008 | 0.0001425 | 0.00013791 | 0.00014199 | 0.00013554 | 0.00012539 | 0.00012894 | 0.00013134 | 0.00012646 | 0.00013172 | 0.00013008 | 0.00013812 | 0.00012878 | 0.00013875 | 0.00013237 | 0.00013339 | 0.00013883 | 0.0001315 | 0.0001369 | 0.00013324 | 0.00014283 | 0.00013575 | 0.00013166 | 0.00013065 | 0.00013775 | 0.00014121 | 0.00012597 | 0.00013187 | 0.00012582 | 0.00014026 | 0.0001393 | 0.00013878 | 0.00014164 | 0.00012997 | 0.0001288 | 0.00014012 | 0.00013026 | 0.00013849 | 0.00014008 | 0.0001415 | 0.00013038 | 0.00013194 | 0.00012587 | 0.00012738 | 0.00013405 | 0.00012808 | 0.00013783 | 0.00013957 | 0.00014195 | 0.00013104 | 0.00013721 | 0.00013792 | 0.0001279 | 0.00014291 | 0.00013474 | 0.00013461 | 0.00013433 | 0.00013517 | 0.00013115 | 0.00013935 | 0.00013498 | 0.00013718 | 0.0001323 | 0.00013835 | 0.00013293 | 0.00013675 | 0.00014228 | 0.00013414 | 0.00012888 | 0.00012502 | 0.00013833 | 0.00013752 | 0.00014267 | 0.00013687 | 0.00013189 | 0.00013882 | 0.00013843 | 0.00013037 | 0.00012549 | 0.00013941 | 0.00014238 | 0.0001356 | 0.00014177 | 0.0001381 | 0.00012678 | 0.00013673 | 0.0001349 | 0.00012639 | 0.00014176 | 0.00014287 | 0.00013772 | 0.00013411 | 0.00013556 | 0.00013483 | 0.00013438 | 0.00013569 | 0.00013365 | 0.00012656 | 0.0001272 | 0.00014195 | 0.00014157 | 0.00012834 | 0.00013894 | 0.0001362 | 0.00013905 | 0.00014213 | 0.00013607 | 0.00013747 | 0.00013414 | 0.00013873 | 0.00013701 | 0.00014137 | 0.00013746 | 0.00013635 | 0.00013201 | 0.00013974 | 0.00013032 | 0.00012794 | 0.00013011 | 0.00014033 | 0.00013031 | 0.00013388 | 0.00013382 | 0.00012863 | 0.00013064 | 0.00012526 | 0.00014209 | 0.0001272 | 0.00013524 | 0.0001257 | 0.00012517 | 0.00013499 | 0.000127 | 0.00013323 | 0.00014065 | 0.00013859 | 0.00012531 | 0.00014 | 0.00013298 | 0.00014056 | 0.00013745 | 0.00012557 | 0.00013172 | 0.00013966 | 0.0001347 | 0.00014165 | 0.00012763 | 0.00013499 | 0.00013616 | 0.00012967 | 0.00012819 | 0.00012965 | 0.00013391 | 0.00013593 | 0.00013274 | 0.00013616 | 0.00014079 | 0.00012556 | 0.0001377 | 0.00012872 | 0.00014151 | 0.00013248 | 0.00013582 | 0.00014047 | 0.00012644 | 0.00012998 | 0.00013385 | 0.00013179 | 0.00012665 | 0.0001277 | 0.00014024 | 0.0001408 | 0.00012763 | 0.00014014 | 0.00013741 | 0.00012557 | 0.00013476 | 0.0001397 | 0.00013608 | 0.00013864 | 0.00013359 | 0.00013206 | 0.00012685 | 0.00013529 | 0.00012737 | 0.00013285 | 0.00012998 | 0.0001295 | 0.00013986 | 0.00013221 | 0.00012729 | 0.00013131 | 0.00013805 | 0.00013862 | 0.00013624 | 0.0001359 | 0.00012949 | 0.00013264 | 0.00013911 | 0.0001254 | 0.00014015 | 0.00014201 | 0.00013544 | 0.00012579 | 0.00013622 | 0.00013388 | 0.00012968 | 0.00014271 | 0.0001418 | 0.00013923 | 0.00012987 | 0.00013791 | 0.00012562 | 0.00013467 | 0.0001423 | 0.00014278 | 0.00013665 | 0.00013804 | 0.0001358 | 0.0001268 | 0.00013424 | 0.00013859 | 0.00014062 | 0.00012943 | 0.00013521 | 0.00013855 | 0.00013541 | 0.00013178 | 0.00012624 | 0.00013604 | 0.00012665 | 0.00013626 | 0.00013356 | 0.00013892 | 0.00013245 | 0.0001379 | 0.00012752 | 0.00013447 | 0.00013994 | 0.00013078 | 0.00012913 | 0.00012921 | 0.00013912 | 0.00012643 | 0.00013867 | 0.00012598 | 0.00013287 | 0.00013533 | 0.00013504 | 0.00013021 | 0.00013298 | 0.00014216 | 0.00013385 | 0.00012607 | 0.00012874 | 0.00013778 | 0.00014212 | 0.00014009 | 0.00013822 | 0.00013728 | 0.00013946 | 0.000138 | 0.00012718 | 0.00013555 | 0.00013911 | 0.00014204 | 0.00013719 | 0.00013139 | 0.0001305 | 0.00014144 | 0.00014057 | 0.00013826 | 0.00014018 | 0.00012894 | 0.00013857 | 0.00013867 | 0.00013592 | 0.00012983 | 0.00013383 | 0.00013306 | 0.00013989 | 0.0001395 | 0.00013763 | 0.00014128 | 0.0001371 | 0.00013415 | 0.00013538 | 0.00013211 | 0.00013367 | 0.00013558 | 0.00012926 | 0.0001286 | 0.00013508 | 0.00013412 | 0.00013282 | 0.00013853 | 0.00014125 | 0.00013885 | 0.00013664 | 0.0001304 | 0.00013381 | 0.00014254 | 0.00012605 | 0.00014056 | 0.00013921 | 0.00013984 | 0.00012802 | 0.00014238 | 0.00013835 | 0.00012619 | 0.00013781 | 0.00012936 | 0.00012766 | 0.00014108 | 0.00013064 | 0.00013105 | 0.00013834 | 0.0001276 | 0.00013336 | 0.00013766 | 0.00013591 | 0.00013007 | 0.000128 | 0.00013792 | 0.00013637 | 0.00013499 | 0.00013028 | 0.00014051 | 0.00013153 | 0.00012905 | 0.00013887 | 0.00013476 | 0.00012773 | 0.00012849 | 0.00013553 | 0.00013806 | 0.00012934 | 0.00012817 | 0.0001328 | 0.00014225 | 0.00012578 | 0.00013567 | 0.000137 | 0.00013958 | 0.00013617 | 0.0001331 | 0.00012983 | 0.00012596 | 0.00013545 | 0.00013513 | 0.00013567 | 0.00013258 | 0.00013519 | 0.00013462 | 0.00013141 | 0.00013698 | 0.00013199 | 0.00013341 | 0.00014108 | 0.00014163 | 0.00013427 | 0.00013285 | 0.00013507 | 0.00013849 | 0.00014265 | 0.00014132 | 0.00012742 | 0.00014016 | 0.00012961 | 0.00012534 | 0.00012556 | 0.00013225 | 0.00014241 | 0.00012682 | 0.00014277 | 0.00013226 | 0.00013621 | 0.00013607 | 0.00012879 | 0.00013111 | 0.0001268 | 0.00013525 | 0.00013958 | 0.00013372 | 0.00014098 | 0.00013194 | 0.00013335 | 0.00014281 | 0.00013481 | 0.00012613 | 0.00013285 | 0.00013235 | 0.00013062 | 0.00013713 | 0.00012849 | 0.0001414 | 0.00013086 | 0.00013601 | 0.00013073 | 0.00013012 | 0.00013638 | 0.00013748 | 0.00013472 | 0.00013658 | 0.00012737 | 0.00013298 | 0.00014061 | 0.00012668 | 0.00013199 | 0.00014027 | 0.00013758 | 0.00012846 | 0.00014087 | 0.00013906 | 0.00012809 | 0.00013089 | 0.00012519 | 0.00013416 | 0.00014222 | 0.00013395 | 0.00013277 | 0.00014093 | 0.00013359 | 0.00013686 | 0.00013424 | 0.00013882 | 0.00013339 | 0.00013563 | 0.00012976 | 0.00013148 | 0.00013807 | 0.00013351 | 0.00012816 | 0.00013624 | 0.00013712 | 0.00012806 | 0.00012745 | 0.00013559 | 0.00013161 | 0.00012737 | 0.00013104 | 0.00012533 | 0.00013567 | 0.00012763 | 0.00013239 | 0.00014275 | 0.0001348 | 0.00012518 | 0.00013959 | 0.0001384 | 0.00012699 | 0.00013579 | 0.00013633 | 0.00013984 | 0.00013753 | 0.00012698 | 0.00013892 | 0.00013192 | 0.00012883 | 0.00012822 | 0.00014242 | 0.00012645 | 0.00014013 | 0.00013667 | 0.00013385 | 0.00013461 | 0.00012989 | 0.00012729 | 0.00012548 | 0.00012619 | 0.0001425 | 0.00013209 | 0.00012781 | 0.00013402 | 0.00013015 | 0.00012975 | 0.00013269 | 0.00013124 | 0.00013189 | 0.00012843 | 0.00012557 | 0.00012651 | 0.00013492 | 0.00013615 | 0.00014202 | 0.00013108 | 0.00012921 | 0.00013378 | 0.00013313 | 0.0001428 | 0.00012648 | 0.00012717 | 0.00013878 | 0.00013956 | 0.0001392 | 0.00012686 | 0.00013601 | 0.0001328 | 0.00014212 | 0.00013377 | 0.00013409 | 0.00013364 | 0.00014042 | 0.00013718 | 0.00013068 | 0.00013636 | 0.00013352 | 0.00013378 | 0.00012542 | 0.00013162 | 0.00012939 | 0.00013852 | 0.00013177 | 0.00012801 | 0.00013418 | 0.0001295 | 0.00012774 | 0.00012964 | 0.00013679 | 0.00013832 | 0.00013203 | 0.00013627 | 0.00014023 | 0.00013092 | 0.00013841 | 0.00013412 | 0.00012548 | 0.00013963 | 0.00013227 | 0.00013802 | 0.00013603 | 0.00014124 | 0.00013321 | 0.00013457 | 0.00013478 | 0.00013408 | 0.00013815 | 0.00012959 | 0.00013433 | 0.00012766 | 0.00012778 | 0.00013008 | 0.00013585 | 0.00012789 | 0.0001303 | 0.00013301 | 0.00013746 | 0.00014106 | 0.0001298 | 0.00012947 | 0.00013773 | 0.00013693 | 0.00014174 | 0.0001264 | 0.00014038 | 0.00012556 | 0.00013557 | 0.00013604 | 0.00013327 | 0.00012967 | 0.00012798 | 0.0001281 | 0.00013684 | 0.00012554 | 0.00012742 | 0.00012609 | 0.00012896 | 0.00013991 | 0.00013547 | 0.00013312 | 0.00014104 | 0.00013011 | 0.00012683 | 0.00012564 | 0.00013802 | 0.00013238 | 0.00014226 | 0.00013469 | 0.00012719 | 0.00013582 | 0.00013438 | 0.00013294 | 0.00013039 | 0.00013637 | 0.00013791 | 0.00013055 | 0.00013894 | 0.000141 | 0.00013938 | 0.000142 | 0.00013316 | 0.00014258 | 0.00014234 | 0.0001308 | 0.00013041 | 0.00012744 | 0.00013317 | 0.0001316 | 0.00013509 | 0.00013882 | 0.00013571 | 0.00013433 | 0.00012506 | 0.00013915 | 0.00013161 | 0.00014285 | 0.00013478 | 0.00013367 | 0.0001417 | 0.00013756 | 0.00014269 | 0.00012739 | 0.00013051 | 0.00012567 | 0.00013163 | 0.00013593 | 0.00013413 | 0.0001393 | 0.00013256 | 0.00013148 | 0.00013413 | 0.00013993 | 0.00013189 | 0.00014054 | 0.00014136 | 0.00012766 | 0.00013959 | 0.00014068 | 0.00013874 | 0.00012622 | 0.00013396 | 0.00013176 | 0.00013016 | 0.00013138 | 0.0001317 | 0.00013303 | 0.00013121 | 0.00012999 | 0.00012755 | 0.0001395 | 0.00012982 | 0.00012584 | 0.00012855 | 0.00012717 | 0.00013401 | 0.00014296 | 0.00013533 | 0.00013131 | 0.0001292 | 0.00012826 | 0.00012748 | 0.00014144 | 0.00012997 | 0.00013141 | 0.00012861 | 0.00013783 | 0.00013757 | 0.00013837 | 0.00013193 | 0.00013348 | 0.00013002 | 0.0001338 | 0.0001416 | 0.00014286 | 0.00012706 | 0.00013798 | 0.00014008 | 0.0001289 | 0.00013204 | 0.00012517 | 0.00012621 | 0.0001337 | 0.00014117 | 0.00014216 | 0.00013621 | 0.00013041 | 0.00013533 | 0.00013345 | 0.0001355 | 0.00013884 | 0.00013938 | 0.00013607 | 0.00013132 | 0.00014192 | 0.00013259 | 0.00012507 | 0.00012967 | 0.00013823 | 0.00012885 | 0.00012959 | 0.00013301 | 0.00013663 | 0.0001423 | 0.00013164 | 0.00014251 | 0.00014179 | 0.00013702 | 0.00013569 | 0.00012975 | 0.00013058 | 0.00014297 | 0.00013465 | 0.00013788 | 0.00012915 | 0.00013963 | 0.00013608 | 0.00014227 | 0.00013471 | 0.00013339 | 0.00014254 | 0.00012857 | 0.00013424 | 0.00012531 | 0.00013044 | 0.00013842 | 0.00012828 | 0.00013332 | 0.00013241 | 0.00013033 | 0.00012703 | 0.0001285 | 0.00014061 | 0.00014207 | 0.00012962 | 0.00013318 | 0.00013126 | 0.00013262 | 0.00012865 | 0.00013793 | 0.00012859 | 0.00013477 | 0.00012673 | 0.00013918 | 0.00013323 | 0.00012983 | 0.00013918 | 0.00013737 | 0.00012719 | 0.00013305 | 0.00013959 | 0.00013655 | 0.00013587 | 0.000131 | 0.0001306 | 0.00014085 | 0.00012595 | 0.0001389 | 0.00013858 | 0.00013323 | 0.0001404 | 0.0001336 | 0.00012946 | 0.00012805 | 0.00014103 | 0.00012889 | 0.00012939 | 0.0001346 | 0.00014085 | 0.00013017 | 0.00013969 | 0.00012676 | 0.0001395 | 0.00012648 | 0.00012694 | 0.00012678 | 0.00012614 | 0.00013747 | 0.00012595 | 0.00013969 | 0.0001363 | 0.00012624 | 0.00012709 | 0.0001312 | 0.00012835 | 0.00013038 | 0.00014141 | 0.00013476 | 0.00013941 | 0.00012745 | 0.00012694 | 0.00012735 | 0.00013213 | 0.00012813 | 0.00013021 | 0.00014198 | 0.00013244 | 0.00013036 | 0.00012843 | 0.00012814 | 0.00013538 | 0.0001322 | 0.00012804 | 0.0001267 | 0.00012923 | 0.00014165 | 0.00013846 | 0.0001281 | 0.00013885 | 0.0001388 | 0.00012756 | 0.00013072 | 0.00013481 | 0.00014169 | 0.00013122 | 0.00013503 | 0.00013491 | 0.00014292 | 0.00013653 | 0.00012955 | 0.00013116 | 0.00012716 | 0.00013505 | 0.00014071 | 0.0001406 | 0.0001411 | 0.00013299 | 0.00013034 | 0.00012604 | 0.00013389 | 0.00012648 | 0.00014115 | 0.00013191 | 0.00014281 | 0.00014185 | 0.00013495 | 0.000134 | 0.00013531 | 0.00013393 | 0.00013187 | 0.00013587 | 0.00013054 | 0.00013565 | 0.00012574 | 0.00014166 | 0.00013761 | 0.00014154 | 0.00014129 | 0.00012854 | 0.00014017 | 0.00013704 | 0.00014104 | 0.00012632 | 0.00012607 | 0.00012658 | 0.00012854 | 0.00012983 | 0.00014226 | 0.00013177 | 0.00013953 | 0.00012525 | 0.00012746 | 0.00013831 | 0.00012803 | 0.00013846 | 0.00014221 | 0.00012518 | 0.00013019 | 0.00013021 | 0.00012588 | 0.00012574 | 0.00013644 | 0.0001403 | 0.0001363 | 0.00013887 | 0.00013232 | 0.00013241 | 0.00013406 | 0.00014032 | 0.00014281 | 0.00012984 | 0.00013114 | 0.00013724 | 0.00012585 | 0.00013156 | 0.00013618 | 0.00013955 | 0.00012832 | 0.00014283 | 0.00013882 | 0.00012998 | 0.00014113 | 0.00013795 | 0.00012623 | 0.00013279 | 0.00012564 | 0.00013532 | 0.0001331 | 0.0001301 | 0.00012884 | 0.00012928 | 0.00012932 | 0.00013401 | 0.0001308 | 0.00014241 | 0.00013457 | 0.00013064 | 0.0001306 | 0.00014239 | 0.00012661 | 0.00013448 | 0.0001405 | 0.0001263 | 0.00012777 | 0.00012705 | 0.00012815 | 0.00014266 | 0.00012532 | 0.00013082 | 0.00013517 | 0.00013305 | 0.00013845 | 0.0001263 | 0.00012563 | 0.00013699 | 0.00013899 | 0.00013886 | 0.00013407 | 0.00012804 | 0.0001317 | 0.00012795 | 0.00012959 | 0.00012658 | 0.00013807 | 0.00012792 | 0.00013771 | 0.00012842 | 0.00012778 | 0.00012849 | 0.00013728 | 0.00013443 | 0.00013125 | 0.0001376 | 0.00014182 | 0.00012764 | 0.00013419 | 0.00013457 | 0.00014279 | 0.00013903 | 0.00013886 | 0.00012554 | 0.00013453 | 0.00013405 | 0.00013922 | 0.00012875 | 0.00013221 | 0.00013048 | 0.00012522 | 0.00013708 | 0.00012643 | 0.00012951 | 0.00012629 | 0.00013346 | 0.0001372 | 0.00012566 | 0.00012765 | 0.00014283 | 0.00012661 | 0.00013254 | 0.00013874 | 0.00014172 | 0.00013872 | 0.0001334 | 0.00013027 | 0.00013639 | 0.00012562 | 0.00013411 | 0.00012503 | 0.00012998 | 0.00014223 | 0.00013487 | 0.00014045 | 0.00014228 | 0.00013336 | 0.00013813 | 0.00013455 | 0.00012769 | 0.00012556 | 0.00014192 | 0.00014003 | 0.00013098 | 0.0001303 | 0.00013243 | 0.00012924 | 0.00013368 | 0.00012584 | 0.00014262 | 0.00012824 | 0.00013974 | 0.00013353 | 0.00012967 | 0.00014181 | 0.00012616 | 0.00014073 | 0.00013175 | 0.00014238 | 0.00013345 | 0.00013365 | 0.00013701 | 0.00012501 | 0.0001308 | 0.00013109 | 0.00012873 | 0.00012648 | 0.00014242 | 0.00012832 | 0.00013823 | 0.00013872 | 0.00013463 | 0.00014047 | 0.00013375 | 0.00013401 | 0.00013388 | 0.00014006 | 0.00012773 | 0.00014113 | 0.00013336 | 0.00012894 | 0.00013028 | 0.00013135 | 0.00012853 | 0.00013868 | 0.0001404 | 0.00012811 | 0.00013487 | 0.00014261 | 0.00014091 | 0.00012684 | 0.00014096 | 0.00013162 | 0.00013041 | 0.0001415 | 0.00013538 | 0.00013122 | 0.00014012 | 0.00014023 | 0.00013252 | 0.00014072 | 0.00013386 | 0.00013806 | 0.000127 | 0.00014075 | 0.0001348 | 0.0001423 | 0.00013473 | 0.00013598 | 0.00013068 | 0.00014074 | 0.00012603 | 0.00013235 | 0.00013944 | 0.00014148 | 0.0001385 | 0.00012694 | 0.00014127 | 0.00013378 | 0.0001425 | 0.00013743 | 0.00012628 | 0.00013828 | 0.00012887 | 0.00014023 | 0.00013907 | 0.00013152 | 0.00013478 | 0.00014034 | 0.00012896 | 0.00014261 | 0.00013361 | 0.00013763 | 0.00013804 | 0.00013331 | 0.00012503 | 0.00013272 | 0.00014034 | 0.00014229 | 0.00012984 | 0.0001393 | 0.00013888 | 0.00013243 | 0.00014243 | 0.0001318 | 0.00013996 | 0.00014183 | 0.00013052 | 0.00013812 | 0.00012675 | 0.00012894 | 0.0001298 | 0.00014173 | 0.00014162 | 0.00013349 | 0.00012961 | 0.00013714 | 0.00013432 | 0.00013168 | 0.00013137 | 0.00013099 | 0.00013285 | 0.00012936 | 0.0001297 | 0.00013386 | 0.00014285 | 0.00012951 | 0.0001428 | 0.00013277 | 0.00013003 | 0.00013929 | 0.00013585 | 0.00012871 | 0.00012718 | 0.00013537 | 0.00013948 | 0.00013395 | 0.00013554 | 0.00014166 | 0.00013868 | 0.00013393 | 0.00013781 | 0.00013426 | 0.00014088 | 0.00014095 | 0.00012609 | 0.00013239 | 0.0001413 | 0.00013318 | 0.00012647 | 0.00013608 | 0.00013038 | 0.00013552 | 0.00012926 | 0.0001363 | 0.00012628 | 0.00014217 | 0.00014007 | 0.00013565 | 0.00013641 | 0.00014223 | 0.00012667 | 0.00014175 | 0.00012685 | 0.00012819 | 0.00013524 | 0.00014179 | 0.00013086 | 0.00014167 | 0.00013521 | 0.00013482 | 0.00014138 | 0.00012504 | 0.00012521 | 0.00013129 | 0.00014272 | 0.00012738 | 0.00013744 | 0.00013034 | 0.0001318 | 0.00013968 | 0.00012732 | 0.00013786 | 0.00013113 | 0.00013886 | 0.00013376 | 0.00012966 | 0.0001263 | 0.00013373 | 0.0001399 | 0.00013013 | 0.00013794 | 0.0001345 | 0.00012959 | 0.00013381 | 0.00014136 | 0.00013929 | 0.00013771 | 0.00014269 | 0.00013675 | 0.00013096 | 0.00013422 | 0.0001339 | 0.00012866 | 0.00013236 | 0.00013342 | 0.00013446 | 0.00013754 | 0.000141 | 0.00013503 | 0.00013719 | 0.00012884 | 0.00012579 | 0.00012838 | 0.00013372 | 0.00013442 | 0.0001413 | 0.0001329 | 0.00012809 | 0.00013746 | 0.00013133 | 0.0001379 | 0.00012789 | 0.00012799 | 0.00013611 | 0.00013354 | 0.00013847 | 0.00012687 | 0.00012868 | 0.00013331 | 0.00013168 | 0.00014119 | 0.00013506 | 0.00012501 | 0.00013776 | 0.00012899 | 0.00013024 | 0.00012747 | 0.00012757 | 0.00013141 | 0.00013463 | 0.00012842 | 0.00013211 | 0.00012609 | 0.00012746 | 0.00013799 | 0.00012924 | 0.00012724 | 0.00013919 | 0.00013897 | 0.00013932 | 0.00013966 | 0.00012833 | 0.00013527 | 0.00013281 | 0.00013967 | 0.00013348 | 0.00012668 | 0.00013398 | 0.0001385 | 0.00013355 | 0.00013041 | 0.00013371 | 0.00013027 | 0.00012911 | 0.00014268 | 0.0001266 | 0.00013177 | 0.00013334 | 0.00012699 | 0.00012527 | 0.00012645 | 0.00012632 | 0.00014136 | 0.00013312 | 0.00013618 | 0.00012724 | 0.00013558 | 0.00013941 | 0.00013924 | 0.00013366 | 0.00014025 | 0.00013311 | 0.00012588 | 0.000133 | 0.00013491 | 0.00013619 | 0.00014219 | 0.00013452 | 0.00012679 | 0.00013063 | 0.00012741 | 0.00012906 | 0.00013154 | 0.00014275 | 0.00013683 | 0.00013705 | 0.00013698 | 0.00013664 | 0.00012527 | 0.00013942 | 0.00013321 | 0.00013253 | 0.00012976 | 0.00013958 | 0.00013336 | 0.00014283 | 0.00013738 | 0.00013699 | 0.00013705 | 0.00013275 | 0.00012747 | 0.00013538 | 0.00013273 | 0.00012638 | 0.00013351 | 0.00013474 | 0.00013963 | 0.00013332 | 0.00013351 | 0.00013897 | 0.0001345 | 0.00012956 | 0.00013594 | 0.0001302 | 0.00012815 | 0.00014192 | 0.00013995 | 0.00012999 | 0.0001334 | 0.00013448 | 0.0001335 | 0.00014167 | 0.00014176 | 0.00012917 | 0.0001397 | 0.0001373 | 0.00013995 | 0.0001422 | 0.00013544 | 0.00013092 | 0.00013147 | 0.00012966 | 0.00013238 | 0.00012939 | 0.0001373 | 0.00012959 | 0.00013847 | 0.00013745 | 0.00013657 | 0.00013329 | 0.0001329 | 0.00014239 | 0.00014026 | 0.00013083 | 0.00012935 | 0.00014168 | 0.00013886 | 0.00013013 | 0.00013289 | 0.00014071 | 0.00013439 | 0.00013668 | 0.00013516 | 0.00013659 | 0.00012971 | 0.00013073 | 0.00012745 | 0.00013866 | 0.00014267 | 0.00013706 | 0.00013251 | 0.00014175 | 0.0001354 | 0.00013695 | 0.00014282 | 0.00013946 | 0.00013697 | 0.00014125 | 0.00012987 | 0.00012651 | 0.00012586 | 0.0001267 | 0.0001272 | 0.00012857 | 0.00012503 | 0.00014254 | 0.00012664 | 0.00013722 | 0.00012649 | 0.0001279 | 0.00013534 | 0.00013216 | 0.00012564 | 0.00013619 | 0.00013177 | 0.00012965 | 0.00013061 | 0.0001323 | 0.00013572 | 0.00013933 | 0.00012832 | 0.0001253 | 0.00013555 | 0.00013071 | 0.00013622 | 0.00012764 | 0.00014072 | 0.00012665 | 0.0001293 | 0.00013274 | 0.00012764 | 0.00013382 | 0.00013901 | 0.00013624 | 0.0001275 | 0.00012566 | 0.00013018 | 0.0001411 | 0.00013546 | 0.00013422 | 0.00014116 | 0.00013837 | 0.00013773 | 0.00012883 | 0.00013819 | 0.00013104 | 0.00013799 | 0.00013179 | 0.00013602 | 0.00013928 | 0.0001357 | 0.00013001 | 0.00014299 | 0.00013991 | 0.00013268 | 0.00014069 | 0.00013081 | 0.00012903 | 0.00014011 | 0.00014071 | 0.00013308 | 0.00013514 | 0.00013734 | 0.00014092 | 0.00013984 | 0.00013369 | 0.00013153 | 0.00014019 | 0.00012744 | 0.00014247 | 0.00013757 | 0.0001352 | 0.00013832 | 0.00014174 | 0.0001368 | 0.00013354 | 0.00013567 | 0.00013432 | 0.00014109 | 0.00013148 | 0.00013751 | 0.00013891 | 0.00013558 | 0.00013223 | 0.00013699 | 0.0001335 | 0.00013828 | 0.00014091 | 0.00013614 | 0.0001363 | 0.00012737 | 0.0001357 | 0.00013023 | 0.00013254 | 0.00013635 | 0.00012691 | 0.00012817 | 0.00013162 | 0.00014034 | 0.00013497 | 0.00013337 | 0.00014192 | 0.00014279 | 0.0001349 | 0.00013817 | 0.00012761 | 0.00014094 | 0.00013221 | 0.00012751 | 0.00012505 | 0.00014159 | 0.00014128 | 0.0001429 | 0.00013516 | 0.00013241 | 0.00013235 | 0.00013721 | 0.00013635 | 0.00012958 | 0.00013324 | 0.00012928 | 0.00013284 | 0.00012632 | 0.00013833 | 0.00014075 | 0.00012563 | 0.0001363 | 0.00012713 | 0.00014113 | 0.00012513 | 0.00012872 | 0.00013441 | 0.0001402 | 0.00013586 | 0.00013154 | 0.00013744 | 0.00012819 | 0.00012891 | 0.00012794 | 0.0001416 | 0.00013176 | 0.0001269 | 0.00013328 | 0.00013179 | 0.00013291 | 0.00014193 | 0.00012731 | 0.00013184 | 0.0001411 | 0.00013309 | 0.00012855 | 0.0001394 | 0.00013416 | 0.00012926 | 0.00013545 | 0.00013606 | 0.00013056 | 0.00013127 | 0.00012671 | 0.00012885 | 0.00013558 | 0.00013942 | 0.00014184 | 0.00012906 | 0.00012848 | 0.0001272 | 0.00013939 | 0.00013077 | 0.00013688 | 0.00012687 | 0.00013487 | 0.00012535 | 0.00013213 | 0.00012726 | 0.00013152 | 0.00013817 | 0.0001332 | 0.00012814 | 0.00013033 | 0.00013443 | 0.00013594 | 0.00012972 | 0.00014161 | 0.00013982 | 0.0001331 | 0.00012944 | 0.0001278 | 0.00013673 | 0.00013925 | 0.00012723 | 0.00013056 | 0.00012595 | 0.00014106 | 0.00012665 | 0.00013436 | 0.0001329 | 0.00013751 | 0.00013004 | 0.00014095 | 0.00014192 | 0.00013249 | 0.00013551 | 0.00013257 | 0.00013164 | 0.00013815 | 0.00012752 | 0.00014152 | 0.0001379 | 0.00013044 | 0.00013611 | 0.00013125 | 0.00013426 | 0.00014027 | 0.00013424 | 0.00013156 | 0.00013785 | 0.00013162 | 0.00014285 | 0.00013924 | 0.00012755 | 0.00013206 | 0.00012881 | 0.00014072 | 0.00013114 | 0.00013459 | 0.00013038 | 0.00012919 | 0.00012959 | 0.00013554 | 0.00012781 | 0.00013401 | 0.00013207 | 0.0001288 | 0.00013922 | 0.0001324 | 0.00012945 | 0.00013088 | 0.00013266 | 0.00012595 | 0.0001335 | 0.00012716 | 0.00013636 | 0.00014193 | 0.00013136 | 0.00014237 | 0.00014255 | 0.00012754 | 0.00013246 | 0.00013512 | 0.00012696 | 0.00012958 | 0.00014181 | 0.00013066 | 0.00012696 | 0.00013023 | 0.00013989 | 0.00013475 | 0.00013396 | 0.00014295 | 0.00013881 | 0.00013706 | 0.00013456 | 0.00013237 | 0.00013305 | 0.00013502 | 0.00013209 | 0.00013813 | 0.00013453 | 0.00013554 | 0.00013369 | 0.00013907 | 0.00013845 | 0.00013486 | 0.00014096 | 0.00014251 | 0.00014244 | 0.00012929 | 0.00013662 | 0.00012932 | 0.0001288 | 0.00013921 | 0.00014252 | 0.00012515 | 0.00013413 | 0.00013714 | 0.00012578 | 0.00012766 | 0.00012826 | 0.00013701 | 0.00013876 | 0.00012629 | 0.00012736 | 0.00013211 | 0.00013825 | 0.00013519 | 0.00013696 | 0.00014206 | 0.00012928 | 0.00012826 | 0.00013716 | 0.00014022 | 0.00013333 | 0.00012664 | 0.0001272 | 0.00014207 | 0.00013013 | 0.00013388 | 0.00013268 | 0.00013016 | 0.0001413 | 0.00012895 | 0.00014171 | 0.00013637 | 0.00013287 | 0.00014154 | 0.00013018 | 0.00012978 | 0.0001395 | 0.0001425 | 0.0001422 | 0.00012952 | 0.0001375 | 0.00012841 | 0.00012932 | 0.00014097 | 0.00013543 | 0.00013022 | 0.00012696 | 0.00014002 | 0.00012582 | 0.00013308 | 0.00014021 | 0.00013796 | 0.00012867 | 0.00013305 | 0.00013305 | 0.00012542 | 0.00012514 | 0.0001307 | 0.00014095 | 0.00012868 | 0.00013863 | 0.00013198 | 0.00013863 | 0.00014091 | 0.00013486 | 0.00013351 | 0.00013836 | 0.00012523 | 0.00013724 | 0.00012597 | 0.00014274 | 0.00013189 | 0.00012731 | 0.00013721 | 0.00012853 | 0.00013758 | 0.00013343 | 0.00013891 | 0.00012745 | 0.00012886 | 0.0001374 | 0.00012771 | 0.00012917 | 0.00014045 | 0.00012755 | 0.00013038 | 0.00013439 | 0.00012632 | 0.00013069 | 0.00013217 | 0.00013338 | 0.00013591 | 0.00013299 | 0.00013385 | 0.00013888 | 0.00012576 | 0.00013194 | 0.00012651 | 0.00014026 | 0.00013271 | 0.00013945 | 0.00013028 | 0.00013723 | 0.00014173 | 0.00013812 | 0.00013566 | 0.00013945 | 0.00012869 | 0.00013967 | 0.00014209 | 0.00012611 | 0.00013556 | 0.00013904 | 0.00013698 | 0.00013026 | 0.00012899 | 0.00013274 | 0.00013867 | 0.00013771 | 0.00013526 | 0.00013782 | 0.00012648 | 0.00013927 | 0.00014256 | 0.00012515 | 0.00013903 | 0.0001367 | 0.00013346 | 0.0001278 | 0.00014117 | 0.00013452 | 0.0001315 | 0.00012812 | 0.00013479 | 0.00013155 | 0.00014128 | 0.00013999 | 0.00012575 | 0.00012594 | 0.00012537 | 0.00014209 | 0.00013807 | 0.00013396 | 0.00013317 | 0.00013471 | 0.00013563 | 0.00013125 | 0.00013189 | 0.00012621 | 0.00013215 | 0.00013019 | 0.00013066 | 0.0001291 | 0.00013466 | 0.00012932 | 0.00014055 | 0.00013417 | 0.0001338 | 0.00014095 | 0.00014259 | 0.00012862 | 0.00013749 | 0.00013012 | 0.00014065 | 0.00013316 | 0.00013713 | 0.00013978 | 0.00014189 | 0.00013527 | 0.00013523 | 0.00013351 | 0.00012786 | 0.00013941 | 0.00013594 | 0.00014224 | 0.00012875 | 0.00013746 | 0.00012647 | 0.00013033 | 0.00013643 | 0.00013169 | 0.00013255 | 0.00014027 | 0.00013277 | 0.00013696 | 0.00012762 | 0.00013269 | 0.00013387 | 0.00013511 | 0.00013013 | 0.00013112 | 0.00014298 | 0.00012666 | 0.00013527 | 0.00014013 | 0.0001417 | 0.00013649 | 0.00013881 | 0.00012889 | 0.00012547 | 0.00013147 | 0.00012975 | 0.00013986 | 0.00013971 | 0.00013413 | 0.00013035 | 0.00014227 | 0.00012851 | 0.0001384 | 0.00013532 | 0.00013944 | 0.00012538 | 0.00013321 | 0.00013037 | 0.00013095 | 0.00013473 | 0.00013885 | 0.00012994 | 0.0001253 | 0.00012983 | 0.0001418 | 0.00012558 | 0.00012945 | 0.00014034 | 0.00013033 | 0.00014012 | 0.00014121 | 0.00013866 | 0.00013489 | 0.00014062 | 0.00014264 | 0.00014075 | 0.00012532 | 0.00013991 | 0.00013988 | 0.00014192 | 0.00012724 | 0.00013544 | 0.00013193 | 0.00013621 | 0.00012852 | 0.00014105 | 0.00013767 | 0.00013191 | 0.00013922 | 0.00012914 | 0.00014107 | 0.00013736 | 0.000142 | 0.00013067 | 0.00013471 | 0.00012763 | 0.00012957 | 0.00012506 | 0.00013255 | 0.00012989 | 0.00012584 | 0.00013742 | 0.00013919 | 0.00014044 | 0.00013141 | 0.00012541 | 0.00013139 | 0.00014 | 0.00013213 | 0.00013351 | 0.00013254 | 0.00014026 | 0.00013509 | 0.00013285 | 0.00013846 | 0.00012998 | 0.00013508 | 0.00013237 | 0.00012604 | 0.00013016 | 0.00013548 | 0.00013471 | 0.00013081 | 0.00013153 | 0.00013327 | 0.00013087 | 0.00013744 | 0.00014299 | 0.00013895 | 0.00014089 | 0.00013931 | 0.00012757 | 0.00012955 | 0.00012577 | 0.00013391 | 0.00013878 | 0.00013888 | 0.00013922 | 0.00014256 | 0.00012994 | 0.00012704 | 0.00012595 | 0.00013327 | 0.00013039 | 0.00014202 | 0.00013377 | 0.00013996 | 0.00013972 | 0.00014253 | 0.00012673 | 0.00014107 | 0.00013365 | 0.0001378 | 0.00013727 | 0.00013663 | 0.00013947 | 0.00012843 | 0.0001347 | 0.0001356 | 0.000128 | 0.00013454 | 0.00014279 | 0.00013445 | 0.00012729 | 0.00013208 | 0.00013345 | 0.0001376 | 0.00013241 | 0.00012679 | 0.00012631 | 0.00012902 | 0.00012775 | 0.00012585 | 0.00013375 | 0.00013073 | 0.00012807 | 0.00013441 | 0.00013932 | 0.00013957 | 0.00014253 | 0.00013468 | 0.00014063 | 0.00013549 | 0.00013112 | 0.00013472 | 0.0001399 | 0.00014088 | 0.00013024 | 0.0001305 | 0.00013453 | 0.00013622 | 0.00013531 | 0.00012741 | 0.0001358 | 0.00012794 | 0.00013399 | 0.00013694 | 0.00012966 | 0.00014208 | 0.00013169 | 0.00013914 | 0.00013997 | 0.00014173 | 0.00013992 | 0.00012665 | 0.00013741 | 0.00012506 | 0.00013988 | 0.00013481 | 0.00012655 | 0.00013093 | 0.00012728 | 0.00013246 | 0.00013873 | 0.00013696 | 0.00012642 | 0.0001285 | 0.00013078 | 0.00013149 | 0.00013365 | 0.00013727 | 0.00013945 | 0.00013964 | 0.00013228 | 0.00012853 | 0.00012788 | 0.00013504 | 0.00013354 | 0.00013801 | 0.0001319 | 0.00013513 | 0.000143 | 0.00013065 | 0.00012538 | 0.00014163 | 0.00012744 | 0.00013536 | 0.0001267 | 0.00014078 | 0.00014074 | 0.00012669 | 0.00013512 | 0.00013546 | 0.00012775 | 0.00013024 | 0.00013242 | 0.00013535 | 0.00014298 | 0.00012633 | 0.00013306 | 0.00013906 | 0.00012534 | 0.00013569 | 0.00012879 | 0.00012572 | 0.00012516 | 0.00013096 | 0.00013507 | 0.00013622 | 0.00013975 | 0.00013414 | 0.00013369 | 0.00013213 | 0.0001257 | 0.00013818 | 0.00013994 | 0.00012805 | 0.00013975 | 0.00012982 | 0.0001385 | 0.00013865 | 0.0001338 | 0.00013317 | 0.00012666 | 0.00012866 | 0.00012808 | 0.00013634 | 0.00013954 | 0.00013798 | 0.0001334 | 0.00012916 | 0.00013841 | 0.00013029 | 0.00014141 | 0.00014021 | 0.00013756 | 0.00012842 | 0.00012965 | 0.00014225 | 0.00013457 | 0.00013236 | 0.00013671 | 0.000136 | 0.0001422 | 0.00012547 | 0.00012605 | 0.0001256 | 0.00012644 | 0.00013604 | 0.00013778 | 0.00013133 | 0.00013508 | 0.00012593 | 0.00012626 | 0.00013378 | 0.0001353 | 0.00012599 | 0.00012866 | 0.00013052 | 0.00014083 | 0.00014005 | 0.00013603 | 0.00013795 | 0.00012895 | 0.00013646 | 0.00013932 | 0.00014091 | 0.00013671 | 0.00014285 | 0.0001314 | 0.00013318 | 0.00013913 | 0.00012822 | 0.0001323 | 0.00013327 | 0.00012849 | 0.00013364 | 0.00013389 | 0.00013359 | 0.00012698 | 0.00013568 | 0.00013361 | 0.00012711 | 0.00014057 | 0.00013106 | 0.00013444 | 0.00012884 | 0.00013079 | 0.00013683 | 0.00013854 | 0.00014052 | 0.00014003 | 0.00013146 | 0.00013675 | 0.00013048 | 0.00012606 | 0.00012969 | 0.00012533 | 0.00013279 | 0.00013078 | 0.00013238 | 0.00014165 | 0.00013406 | 0.00013577 | 0.00013992 | 0.00013491 | 0.00012943 | 0.0001277 | 0.00013913 | 0.00013335 | 0.00014016 | 0.00014098 | 0.00013075 | 0.00013958 | 0.00012717 | 0.00013568 | 0.00013359 | 0.00013049 | 0.00013228 | 0.00013196 | 0.0001418 | 0.00012541 | 0.00013371 | 0.00013646 | 0.00013457 | 0.00012951 | 0.00014134 | 0.00014029 | 0.00013602 | 0.00013654 | 0.00012974 | 0.00012897 | 0.00013031 | 0.00012758 | 0.00012589 | 0.00013906 | 0.00014145 | 0.00013942 | 0.00013913 | 0.00012896 | 0.00014093 | 0.00013853 | 0.00013796 | 0.00013092 | 0.00014254 | 0.0001298 | 0.00013774 | 0.0001355 | 0.00013674 | 0.00013948 | 0.0001291 | 0.00013182 | 0.00014027 | 0.00014256 | 0.00013796 | 0.00013058 | 0.0001381 | 0.00012943 | 0.00012782 | 0.00013554 | 0.00013582 | 0.00013207 | 0.00013022 | 0.00013178 | 0.00013508 | 0.00012609 | 0.00014236 | 0.00013085 | 0.00012898 | 0.0001373 | 0.00012813 | 0.00012985 | 0.00012855 | 0.00012839 | 0.0001343 | 0.00014064 | 0.00013663 | 0.00012965 | 0.00013089 | 0.00013468 | 0.00012666 | 0.0001391 | 0.00013796 | 0.00012508 | 0.0001307 | 0.00013112 | 0.00014092 | 0.00013499 | 0.00013337 | 0.00012559 | 0.00014215 | 0.00012681 | 0.00013152 | 0.00012786 | 0.00012701 | 0.00013696 | 0.0001416 | 0.00014254 | 0.00013144 | 0.0001359 | 0.00012626 | 0.00012938 | 0.00013234 | 0.000141 | 0.00013969 | 0.00012797 | 0.00013967 | 0.00014285 | 0.00012621 | 0.00013888 | 0.00012722 | 0.00014132 | 0.00012709 | 0.00013005 | 0.00013171 | 0.00013932 | 0.00013579 | 0.00013671 | 0.00012863 | 0.0001369 | 0.00013094 | 0.00014248 | 0.00013066 | 0.00013233 | 0.00014147 | 0.00013078 | 0.00014207 | 0.00012912 | 0.00012857 | 0.00013141 | 0.00012857 | 0.00013066 | 0.00014219 | 0.0001374 | 0.0001372 | 0.0001411 | 0.00014243 | 0.00012535 | 0.00013103 | 0.00013776 | 0.00013339 | 0.00013447 | 0.00012761 | 0.00013919 | 0.00012502 | 0.00014268 | 0.00014244 | 0.00013303 | 0.00013656 | 0.00013995 | 0.00012932 | 0.00014283 | 0.00013253 | 0.00014244 | 0.00012771 | 0.00013695 | 0.00013212 | 0.00013376 | 0.00013442 | 0.00013719 | 0.00013424 | 0.00013677 | 0.00012757 | 0.0001362 | 0.00014166 | 0.00013244 | 0.00013295 | 0.00013961 | 0.00014112 | 0.00013627 | 0.00013943 | 0.0001424 | 0.00013258 | 0.00013637 | 0.00013146 | 0.00013887 | 0.00012943 | 0.00012731 | 0.000133 | 0.00014034 | 0.00013663 | 0.00012653 | 0.0001317 | 0.00012749 | 0.00012956 | 0.00013372 | 0.00013855 | 0.00013288 | 0.00013196 | 0.00013685 | 0.00013488 | 0.00013604 | 0.00013476 | 0.00014274 | 0.00012925 | 0.00013694 | 0.00013841 | 0.00012939 | 0.0001308 | 0.00013216 | 0.00013472 | 0.00013514 | 0.00013686 | 0.00012512 | 0.00014155 | 0.00013286 | 0.00012885 | 0.00014223 | 0.00013465 | 0.00012764 | 0.00014227 | 0.00014129 | 0.00013206 | 0.00014208 | 0.00014127 | 0.00013558 | 0.00014272 | 0.00013271 | 0.00014217 | 0.00013354 | 0.0001337 | 0.00012621 | 0.00012638 | 0.00013263 | 0.00013551 | 0.00012892 | 0.00013756 | 0.00014287 | 0.0001358 | 0.00012586 | 0.00012929 | 0.00013165 | 0.00013605 | 0.00013871 | 0.00013274 | 0.00013509 | 0.00013489 | 0.00014133 | 0.00013112 | 0.00014174 | 0.00012827 | 0.00013682 | 0.00012565 | 0.00012925 | 0.00012577 | 0.00013477 | 0.00013949 | 0.00012868 | 0.00013394 | 0.00013149 | 0.00014261 | 0.0001279 | 0.00013817 | 0.00013969 | 0.00012862 | 0.00013821 | 0.00013734 | 0.00012949 | 0.00013248 | 0.00013818 | 0.0001387 | 0.00012661 | 0.00012876 | 0.00012527 | 0.00013925 | 0.00012692 | 0.00012597 | 0.00013108 | 0.0001281 | 0.00013804 | 0.00012752 | 0.00012717 | 0.00013925 | 0.00012881 | 0.00013759 | 0.00013618 | 0.00012836 | 0.00014231 | 0.00013355 | 0.00013535 | 0.0001331 | 0.00013466 | 0.00013947 | 0.0001336 | 0.00013874 | 0.00013085 | 0.00013464 | 0.00013437 | 0.00014004 | 0.00014214 | 0.00014074 | 0.00012689 | 0.00013741 | 0.00014064 | 0.00013659 | 0.00012776 | 0.00013497 | 0.00013722 | 0.00012835 | 0.00013266 | 0.00013459 | 0.00013332 | 0.00013757 | 0.00013747 | 0.00013922 | 0.00013929 | 0.00013403 | 0.00013285 | 0.00013191 | 0.00014222 | 0.00014072 | 0.00013982 | 0.00014222 | 0.00014254 | 0.00013251 | 0.00012959 | 0.00013049 | 0.00013002 | 0.000138 | 0.00013459 | 0.00013451 | 0.00013754 | 0.0001375 | 0.00013753 | 0.00013593 | 0.00013489 | 0.00012672 | 0.00012544 | 0.00013284 | 0.0001298 | 0.00013503 | 0.00012611 | 0.00014118 | 0.00013878 | 0.00013524 | 0.00013306 | 0.00013583 | 0.00014051 | 0.0001259 | 0.00012773 | 0.0001407 | 0.00013218 | 0.00013095 | 0.00013117 | 0.00013321 | 0.00012942 | 0.00013469 | 0.00013695 | 0.00014172 | 0.00014072 | 0.00013972 | 0.00013118 | 0.00013455 | 0.00013747 | 0.00012875 | 0.00014259 | 0.00012589 | 0.0001332 | 0.00013618 | 0.00013649 | 0.00013191 | 0.0001255 | 0.00012562 | 0.00013004 | 0.00013623 | 0.00012833 | 0.0001335 | 0.00012834 | 0.00013905 | 0.00012995 | 0.00013335 | 0.00013904 | 0.00012936 | 0.00014206 | 0.00013872 | 0.00013529 | 0.00012721 | 0.00012593 | 0.00012824 | 0.00013442 | 0.00013153 | 0.00013675 | 0.00013172 | 0.00013076 | 0.00013972 | 0.00014213 | 0.00013929 | 0.00013709 | 0.00013267 | 0.00013152 | 0.00013399 | 0.00013983 | 0.00013172 | 0.00013976 | 0.00013186 | 0.00014062 | 0.000129 | 0.00012563 | 0.00013432 | 0.00013917 | 0.00012566 | 0.00013682 | 0.00012795 | 0.00013786 | 0.00014173 | 0.00013013 | 0.00012975 | 0.00012671 | 0.0001305 | 0.0001383 | 0.0001329 | 0.00013149 | 0.00014046 | 0.00013469 | 0.00013339 | 0.00013175 | 0.00014235 | 0.00013195 | 0.00013802 | 0.00014278 | 0.00012773 | 0.00013318 | 0.0001295 | 0.00012525 | 0.00013336 | 0.00014062 | 0.00013304 | 0.00014259 | 0.0001391 | 0.00013356 | 0.00012774 | 0.00013104 | 0.00013581 | 0.00012987 | 0.00013908 | 0.0001359 | 0.00013856 | 0.00013796 | 0.0001426 | 0.00013736 | 0.00013607 | 0.00013518 | 0.00013269 | 0.00014053 | 0.00013068 | 0.00012679 | 0.00013503 | 0.00013226 | 0.00013934 | 0.00013403 | 0.00013599 | 0.00014068 | 0.00013335 | 0.0001394 | 0.00013276 | 0.00013838 | 0.00012898 | 0.00013306 | 0.00013179 | 0.00012694 | 0.00012623 | 0.00013867 | 0.00012975 | 0.00012873 | 0.00013345 | 0.0001309 | 0.00014245 | 0.00012733 | 0.00013782 | 0.00013257 | 0.0001262 | 0.00013282 | 0.00013744 | 0.00013446 | 0.00013531 | 0.00013986 | 0.00012575 | 0.00012915 | 0.00012636 | 0.00012682 | 0.00013033 | 0.00012871 | 0.00013519 | 0.00014026 | 0.00013584 | 0.00013767 | 0.00013307 | 0.00013835 | 0.00012721 | 0.00013376 | 0.0001326 | 0.00013792 | 0.00013074 | 0.00013374 | 0.00014181 | 0.00012509 | 0.00013202 | 0.00013863 | 0.0001378 | 0.00013795 | 0.00012734 | 0.00013399 | 0.00012883 | 0.00013289 | 0.00013593 | 0.00013549 | 0.00012983 | 0.00013839 | 0.00013344 | 0.000127 | 0.0001279 | 0.00013654 | 0.0001271 | 0.00013828 | 0.00013796 | 0.00013036 | 0.00012689 | 0.00013822 | 0.00013061 | 0.00014104 | 0.00012552 | 0.00012938 | 0.00013832 | 0.00014142 | 0.0001326 | 0.00013849 | 0.00014201 | 0.0001295 | 0.00013903 | 0.00013551 | 0.00013616 | 0.00013556 | 0.00013663 | 0.00013107 | 0.0001348 | 0.00012787 | 0.00013763 | 0.00013427 | 0.00013113 | 0.00014105 | 0.00014233 | 0.00013949 | 0.00013606 | 0.00012662 | 0.00013866 | 0.00014051 | 0.00012893 | 0.00013379 | 0.00013934 | 0.00013127 | 0.00013442 | 0.0001368 | 0.00012843 | 0.0001413 | 0.00012812 | 0.00013654 | 0.00013301 | 0.00013606 | 0.00012679 | 0.00012753 | 0.00013537 | 0.0001324 | 0.00012736 | 0.00012957 | 0.00013854 | 0.00014211 | 0.00014048 | 0.00013192 | 0.00012625 | 0.00014279 | 0.00014027 | 0.00013645 | 0.00013094 | 0.00013302 | 0.0001321 | 0.00013127 | 0.00013158 | 0.0001354 | 0.00013931 | 0.00013983 | 0.00012784 | 0.00013976 | 0.00013753 | 0.00014154 | 0.00014227 | 0.00012912 | 0.000136 | 0.00012868 | 0.00013177 | 0.00013083 | 0.0001331 | 0.0001295 | 0.00013011 | 0.00013063 | 0.00012976 | 0.00013622 | 0.00013149 | 0.00012821 | 0.0001292 | 0.00013927 | 0.00013626 | 0.00014072 | 0.00013665 | 0.00014298 | 0.00013566 | 0.00012539 | 0.00014282 | 0.00013658 | 0.00014249 | 0.00013868 | 0.00013058 | 0.00012771 | 0.00013155 | 0.00014156 | 0.00012813 | 0.00013493 | 0.00013721 | 0.00012588 | 0.00013227 | 0.00013018 | 0.00013999 | 0.00012591 | 0.00014082 | 0.0001328 | 0.00013896 | 0.00013903 | 0.00013116 | 0.00014291 | 0.00014092 | 0.00013939 | 0.00013741 | 0.00013495 | 0.00012945 | 0.00012962 | 0.00013737 | 0.0001339 | 0.0001314 | 0.00012918 | 0.0001423 | 0.00013821 | 0.00012575 | 0.00013461 | 0.00013861 | 0.00013713 | 0.00013238 | 0.00012672 | 0.00013023 | 0.00013224 | 0.00013117 | 0.0001267 | 0.00013673 | 0.0001264 | 0.00014069 | 0.00013738 | 0.00013703 | 0.00012613 | 0.00012955 | 0.00014009 | 0.00012713 | 0.00013729 | 0.00012798 | 0.00013531 | 0.00014119 | 0.0001408 | 0.00013884 | 0.00013067 | 0.00013824 | 0.00013499 | 0.00014103 | 0.00012589 | 0.00014067 | 0.00012739 | 0.00013816 | 0.00013238 | 0.00013514 | 0.00013199 | 0.00012571 | 0.00013267 | 0.00013174 | 0.00012736 | 0.00013028 | 0.00013905 | 0.00012912 | 0.00013315 | 0.00013704 | 0.00012506 | 0.00013987 | 0.00014174 | 0.00014266 | 0.0001425 | 0.00012707 | 0.00014088 | 0.0001341 | 0.00013089 | 0.000125 | 0.0001391 | 0.00014192 | 0.00012659 | 0.00013759 | 0.00012659 | 0.0001263 | 0.0001254 | 0.0001373 | 0.00013 | 0.00012599 | 0.0001392 | 0.00014191 | 0.00013194 | 0.00012968 | 0.00014122 | 0.00013111 | 0.00013135 | 0.00013113 | 0.00013992 | 0.00013074 | 0.00012628 | 0.00013278 | 0.00013943 | 0.00012526 | 0.00013659 | 0.00014019 | 0.00013719 | 0.00012664 | 0.00013646 | 0.00013004 | 0.00013304 | 0.00013582 | 0.00013639 | 0.00012708 | 0.00014023 | 0.00013932 | 0.00013056 | 0.00012868 | 0.00013985 | 0.00013529 | 0.00012694 | 0.00013317 | 0.00014101 | 0.00013977 | 0.00012662 | 0.0001281 | 0.00013424 | 0.00013252 | 0.00012585 | 0.00013454 | 0.00013454 | 0.00012918 | 0.00013407 | 0.00013423 | 0.00013338 | 0.0001284 | 0.0001271 | 0.00012742 | 0.00012815 | 0.00013675 | 0.00012563 | 0.00014222 | 0.00013279 | 0.00013215 | 0.00012795 | 0.0001428 | 0.00013148 | 0.00013846 | 0.00013315 | 0.00013529 | 0.00012816 | 0.00014132 | 0.0001424 | 0.00014264 | 0.00013687 | 0.00014172 | 0.00013247 | 0.00012531 | 0.00014188 | 0.00012755 | 0.0001355 | 0.00012909 | 0.00013031 | 0.00012624 | 0.00012562 | 0.00013673 | 0.00013813 | 0.00013408 | 0.00013462 | 0.00012748 | 0.00013714 | 0.00014295 | 0.00013319 | 0.00012531 | 0.00013352 | 0.00013159 | 0.00013001 | 0.00012999 | 0.00012821 | 0.00013305 | 0.00013717 | 0.00014075 | 0.00012903 | 0.00012979 | 0.00013105 | 0.00012907 | 0.00012595 | 0.00013069 | 0.0001318 | 0.00013542 | 0.00012505 | 0.00014245 | 0.00012741 | 0.00013814 | 0.00014083 | 0.00013093 | 0.00012947 | 0.00012756 | 0.00013705 | 0.00012741 | 0.00012715 | 0.00013392 | 0.00013105 | 0.00012891 | 0.00013441 | 0.0001359 | 0.00013661 | 0.00013458 | 0.00014141 | 0.00013404 | 0.0001362 | 0.00012967 | 0.00012794 | 0.00013959 | 0.0001316 | 0.00013726 | 0.00013609 | 0.0001378 | 0.00013151 | 0.00012561 | 0.00014226 | 0.00013719 | 0.00013233 | 0.00012821 | 0.00013432 | 0.0001363 | 0.00013729 | 0.00013098 | 0.00014179 | 0.00012801 | 0.0001409 | 0.00013225 | 0.00014119 | 0.00013687 | 0.00012871 | 0.00012556 | 0.00013477 | 0.00013162 | 0.00013701 | 0.00012972 | 0.0001335 | 0.00013665 | 0.00014049 | 0.00012862 | 0.00013813 | 0.00012934 | 0.00013254 | 0.00012707 | 0.0001346 | 0.00013135 | 0.00013178 | 0.00013903 | 0.00013127 | 0.0001252 | 0.00013599 | 0.00013732 | 0.0001319 | 0.00013167 | 0.00012842 | 0.00012953 | 0.00013769 | 0.00014256 | 0.00014038 | 0.00013542 | 0.00014021 | 0.000129 | 0.00013625 | 0.00014203 | 0.00013731 | 0.00013317 | 0.00013133 | 0.00013212 | 0.00012771 | 0.00013879 | 0.00013598 | 0.00014127 | 0.00013787 | 0.00013088 | 0.00013389 | 0.00013063 | 0.00014125 | 0.00013119 | 0.00013854 | 0.00013853 | 0.00013369 | 0.00014037 | 0.0001319 | 0.00013195 | 0.00013993 | 0.0001252 | 0.00013597 | 0.00013819 | 0.00014131 | 0.00012556 | 0.00013752 | 0.0001349 | 0.00013247 | 0.00013917 | 0.00014149 | 0.00013461 | 0.00013213 | 0.00012507 | 0.00013337 | 0.00012515 | 0.00013733 | 0.00013641 | 0.00012749 | 0.00012742 | 0.00013646 | 0.00014173 | 0.00014184 | 0.00013677 | 0.00012975 | 0.00012501 | 0.00014198 | 0.00013478 | 0.00014011 | 0.00013028 | 0.0001349 | 0.00012771 | 0.00012648 | 0.0001328 | 0.00013477 | 0.00013132 | 0.00013825 | 0.00013953 | 0.00014234 | 0.00012507 | 0.00013712 | 0.00012608 | 0.00013185 | 0.00014099 | 0.00012947 | 0.00012691 | 0.00013652 | 0.00012791 | 0.00013666 | 0.00013466 | 0.00013771 | 0.00013037 | 0.0001415 | 0.00014278 | 0.0001363 | 0.00012939 | 0.00014215 | 0.00012691 | 0.0001288 | 0.00013907 | 0.00013386 | 0.00013657 | 0.00013259 | 0.00013931 | 0.00013288 | 0.00012595 | 0.00013189 | 0.00013334 | 0.00012775 | 0.00013939 | 0.00013749 | 0.00013107 | 0.00014229 | 0.00013246 | 0.0001351 | 0.00013346 | 0.00012664 | 0.00012759 | 0.00013654 | 0.00014122 | 0.00013848 | 0.00013414 | 0.00012522 | 0.00013984 | 0.00013198 | 0.00012919 | 0.00012636 | 0.00012518 | 0.00013322 | 0.00012843 | 0.00013857 | 0.0001283 | 0.00014255 | 0.0001375 | 0.00013763 | 0.00014155 | 0.00013655 | 0.00012848 | 0.00013465 | 0.0001259 | 0.00014225 | 0.00012995 | 0.00013965 | 0.00012984 | 0.00013504 | 0.00013015 | 0.00012839 | 0.00013615 | 0.00013334 | 0.00014129 | 0.00013663 | 0.00012771 | 0.00012619 | 0.00013822 | 0.00013615 | 0.00014055 | 0.0001403 | 0.0001401 | 0.00012557 | 0.00013355 | 0.00013164 | 0.00014297 | 0.00014118 | 0.00013409 | 0.00013304 | 0.00013222 | 0.00013373 | 0.0001332 | 0.0001287 | 0.00013168 | 0.00013933 | 0.0001275 | 0.00012611 | 0.00013301 | 0.00012626 | 0.00012545 | 0.00012597 | 0.00013589 | 0.00013505 | 0.00013448 | 0.00012859 | 0.00013974 | 0.00013608 | 0.00013512 | 0.0001361 | 0.0001356 | 0.00013444 | 0.00013322 | 0.00012758 | 0.00012598 | 0.00014056 | 0.00013849 | 0.00013899 | 0.00013327 | 0.00013927 | 0.00013725 | 0.00014104 | 0.00013825 | 0.00014047 | 0.00013807 | 0.0001276 | 0.00012941 | 0.00012561 | 0.00014297 | 0.00013575 | 0.00012732 | 0.00013257 | 0.00013636 | 0.00012803 | 0.00014073 | 0.00012619 | 0.00014284 | 0.00012966 | 0.00014076 | 0.00013691 | 0.00012957 | 0.00013593 | 0.00013764 | 0.00014053 | 0.00013647 | 0.00012661 | 0.00013735 | 0.00014053 | 0.00013241 | 0.0001281 | 0.00013779 | 0.00013653 | 0.00013845 | 0.00014112 | 0.00013002 | 0.00013921 | 0.00012645 | 0.00013654 | 0.00013028 | 0.00013951 | 0.00013753 | 0.00012936 | 0.00012853 | 0.00012677 | 0.00013124 | 0.00014049 | 0.00013017 | 0.00013779 | 0.00013842 | 0.00012894 | 0.0001293 | 0.00012822 | 0.00013356 | 0.00013278 | 0.00013049 | 0.00013431 | 0.00012708 | 0.00013325 | 0.00013645 | 0.00014141 | 0.00013886 | 0.00013471 | 0.00013617 | 0.00013673 | 0.00012788 | 0.00013176 | 0.00012989 | 0.00013227 | 0.00012508 | 0.00013882 | 0.00013157 | 0.00013806 | 0.00013065 | 0.00014073 | 0.00013844 | 0.00012585 | 0.00013711 | 0.00014222 | 0.00012973 | 0.00013251 | 0.00013807 | 0.00012799 | 0.00013245 | 0.0001397 | 0.00013232 | 0.00013878 | 0.00013271 | 0.00012804 | 0.0001358 | 0.00013679 | 0.00013859 | 0.00012789 | 0.00013857 | 0.00013995 | 0.00012666 | 0.00013212 | 0.00012991 | 0.00013088 | 0.00012882 | 0.00013218 | 0.00013463 | 0.00013809 | 0.00013193 | 0.00012687 | 0.00012686 | 0.00012996 | 0.00013803 | 0.00013466 | 0.00013361 | 0.0001411 | 0.00013579 | 0.00013498 | 0.00013973 | 0.00014053 | 0.00014234 | 0.00014278 | 0.00013027 | 0.00013628 | 0.00012693 | 0.00014141 | 0.00012639 | 0.00013998 | 0.00012847 | 0.00013899 | 0.00013913 | 0.00014084 | 0.00013057 | 0.00014241 | 0.00012743 | 0.00013369 | 0.00014056 | 0.00012748 | 0.00012696 | 0.00013312 | 0.00014182 | 0.0001402 | 0.00013982 | 0.00014024 | 0.00013884 | 0.00014136 | 0.00013817 | 0.00014225 | 0.00013737 | 0.00014073 | 0.00013985 | 0.00013341 | 0.00013077 | 0.00014251 | 0.00013274 | 0.00013059 | 0.00013738 | 0.00013905 | 0.00014164 | 0.00013558 | 0.00014206 | 0.00012623 | 0.00013219 | 0.00013391 | 0.0001305 | 0.00013671 | 0.00013838 | 0.00014137 | 0.00012597 | 0.00012562 | 0.0001302 | 0.0001271 | 0.00014071 | 0.00013054 | 0.00013568 | 0.00013035 | 0.0001412 | 0.00013337 | 0.00013897 | 0.0001372 | 0.00012883 | 0.00014044 | 0.00012915 | 0.00014089 | 0.00013686 | 0.00013987 | 0.00012634 | 0.00013009 | 0.00013221 | 0.00013411 | 0.00013194 | 0.00012887 | 0.00013915 | 0.00013611 | 0.00013547 | 0.00012579 | 0.00012577 | 0.00013573 | 0.00013292 | 0.00013071 | 0.00014108 | 0.00013191 | 0.00013395 | 0.00012697 | 0.0001359 | 0.00013533 | 0.00014117 | 0.00012504 | 0.00013245 | 0.00012517 | 0.00013548 | 0.00013383 | 0.00012797 | 0.00013323 | 0.00013194 | 0.00013728 | 0.0001365 | 0.00012577 | 0.00012861 | 0.00014157 | 0.00013176 | 0.00012985 | 0.00012956 | 0.0001259 | 0.00014041 | 0.00014259 | 0.00013366 | 0.00012897 | 0.00013855 | 0.00012598 | 0.00014186 | 0.00013523 | 0.00013164 | 0.00013929 | 0.00012985 | 0.00013048 | 0.00013653 | 0.000141 | 0.00013745 | 0.00012829 | 0.00013602 | 0.00013204 | 0.00013581 | 0.00013829 | 0.00012654 | 0.00012981 | 0.00013561 | 0.00012541 | 0.00013065 | 0.00014244 | 0.00014041 | 0.00014007 | 0.000126 | 0.00013303 | 0.00013316 | 0.00014026 | 0.00013922 | 0.00013872 | 0.00012657 | 0.00012554 | 0.00014203 | 0.00013231 | 0.00013361 | 0.00014145 | 0.00013858 | 0.00012935 | 0.00013678 | 0.00014064 | 0.00013391 | 0.00013103 | 0.00013542 | 0.0001331 | 0.00013686 | 0.0001427 | 0.00014296 | 0.00014057 | 0.00014016 | 0.0001349 | 0.00012782 | 0.00013675 | 0.00014228 | 0.00012529 | 0.00013832 | 0.00013785 | 0.00014029 | 0.00014138 | 0.00013138 | 0.00012696 | 0.00012585 | 0.00013249 | 0.00013299 | 0.00013868 | 0.00013692 | 0.00012894 | 0.00013781 | 0.00013462 | 0.00014048 | 0.00012983 | 0.00013251 | 0.00013519 | 0.00013236 | 0.00013811 | 0.00012556 | 0.00012955 | 0.00012849 | 0.00013306 | 0.000142 | 0.00012897 | 0.00013277 | 0.00012708 | 0.00013268 | 0.00013174 | 0.0001361 | 0.00013026 | 0.00014027 | 0.00014053 | 0.00014273 | 0.00014059 | 0.00012813 | 0.0001399 | 0.00013341 | 0.00012918 | 0.0001319 | 0.00012785 | 0.00012554 | 0.00012846 | 0.00012738 | 0.00013216 | 0.00013598 | 0.0001401 | 0.00013625 | 0.00013605 | 0.00014062 | 0.00013325 | 0.00013756 | 0.00012819 | 0.00012843 | 0.00013777 | 0.00014228 | 0.00014286 | 0.00013225 | 0.00013957 | 0.00013297 | 0.00014222 | 0.00013955 | 0.00013831 | 0.00013786 | 0.00014186 | 0.00012892 | 0.00013228 | 0.0001262 | 0.00012751 | 0.00013441 | 0.00012919 | 0.00014007 | 0.00014254 | 0.00013504 | 0.00013446 | 0.0001298 | 0.00013858 | 0.00013998 | 0.00012725 | 0.00013749 | 0.00013123 | 0.00012994 | 0.0001315 | 0.00013774 | 0.00012973 | 0.00012519 | 0.00013914 | 0.00012678 | 0.00012595 | 0.0001354 | 0.00012728 | 0.00013032 | 0.00013994 | 0.00013027 | 0.00012714 | 0.00012728 | 0.00012868 | 0.00013672 | 0.00013662 | 0.00013042 | 0.00012658 | 0.00014244 | 0.00012948 | 0.00012923 | 0.00012845 | 0.00013223 | 0.00012984 | 0.00012619 | 0.00013804 | 0.00014172 | 0.00012722 | 0.00013228 | 0.00012746 | 0.00012734 | 0.00013334 | 0.00014237 | 0.00014267 | 0.00012717 | 0.00014187 | 0.00013689 | 0.00013061 | 0.00013873 | 0.00012532 | 0.00012988 | 0.00013782 | 0.00012889 | 0.00012914 | 0.00013411 | 0.00012593 | 0.0001278 | 0.00013553 | 0.00013616 | 0.00012775 | 0.00013996 | 0.00013804 | 0.00014075 | 0.00013768 | 0.00012797 | 0.00012873 | 0.00014069 | 0.00013378 | 0.00012752 | 0.00012901 | 0.00013517 | 0.00012962 | 0.00014187 | 0.00014269 | 0.00013655 | 0.00013089 | 0.00012837 | 0.00014167 | 0.00012738 | 0.00013834 | 0.0001292 | 0.00014191 | 0.00013193 | 0.00014081 | 0.00013216 | 0.00014088 | 0.00012658 | 0.00012906 | 0.00012591 | 0.00013832 | 0.00014016 | 0.00013522 | 0.00012508 | 0.00013295 | 0.00013846 | 0.00013797 | 0.00012622 | 0.00013 | 0.00013216 | 0.00012789 | 0.00012692 | 0.00012566 | 0.0001292 | 0.00013843 | 0.00012937 | 0.00013629 | 0.00012895 | 0.00013268 | 0.00013741 | 0.00013144 | 0.00012991 | 0.00013524 | 0.00014261 | 0.00013951 | 0.00013968 | 0.00014089 | 0.00013352 | 0.00013024 | 0.00012688 | 0.00013483 | 0.00013035 | 0.00012924 | 0.00013389 | 0.00012636 | 0.00014104 | 0.00012585 | 0.00012829 | 0.00012897 | 0.00012673 | 0.00013889 | 0.00012788 | 0.00012914 | 0.00014126 | 0.00014178 | 0.00012541 | 0.0001345 | 0.00013862 | 0.00013936 | 0.00013539 | 0.00012711 | 0.00013488 | 0.00012989 | 0.0001354 | 0.00013289 | 0.00012887 | 0.00012833 | 0.00012744 | 0.00012602 | 0.00013715 | 0.00013725 | 0.00012765 | 0.00013908 | 0.00014248 | 0.0001327 | 0.00013961 | 0.00012725 | 0.000134 | 0.00012621 | 0.0001381 | 0.00013856 | 0.00012762 | 0.00014069 | 0.00013254 | 0.00013941 | 0.00013753 | 0.00013063 | 0.00014028 | 0.00014015 | 0.00013736 | 0.00012754 | 0.00012864 | 0.00013322 | 0.00013544 | 0.00013637 | 0.00012975 | 0.00012531 | 0.00012793 | 0.00013028 | 0.00012899 | 0.00013593 | 0.00013835 | 0.00013528 | 0.00012635 | 0.0001341 | 0.00013282 | 0.00013076 | 0.00013207 | 0.00013622 | 0.00013388 | 0.00013613 | 0.00013911 | 0.00012913 | 0.00014174 | 0.00012541 | 0.00013342 | 0.00013915 | 0.0001424 | 0.00013423 | 0.00013168 | 0.00013737 | 0.00013502 | 0.00012988 | 0.00012635 | 0.00013285 | 0.00013196 | 0.00014104 | 0.00013872 | 0.00014273 | 0.00012768 | 0.00013032 | 0.00012716 | 0.00013628 | 0.00013916 | 0.00014183 | 0.00014114 | 0.0001287 | 0.00013165 | 0.00013288 | 0.00013961 | 0.00012713 | 0.00014256 | 0.00012853 | 0.00013334 | 0.00012607 | 0.00013178 | 0.00013254 | 0.00013559 | 0.00013836 | 0.00014049 | 0.00013572 | 0.00013471 | 0.0001332 | 0.000133 | 0.00013674 | 0.0001267 | 0.00013865 | 0.00013154 | 0.00013713 | 0.00012764 | 0.00014092 | 0.00013171 | 0.00013463 | 0.00013389 | 0.00013757 | 0.00013445 | 0.00013571 | 0.00013341 | 0.00013772 | 0.00012863 | 0.00012511 | 0.00013115 | 0.00013513 | 0.000131 | 0.00013766 | 0.00013833 | 0.00014028 | 0.00014186 | 0.00013634 | 0.00013508 | 0.00014009 | 0.0001387 | 0.00012998 | 0.00014158 | 0.0001429 | 0.00013169 | 0.00013159 | 0.00013025 | 0.00013261 | 0.00012802 | 0.00012875 | 0.0001287 | 0.00013373 | 0.00012686 | 0.00012953 | 0.0001262 | 0.0001346 | 0.00014146 | 0.00012692 | 0.00013334 | 0.00014026 | 0.00013961 | 0.00013977 | 0.00013659 | 0.00012739 | 0.00013736 | 0.00013767 | 0.00012698 | 0.00013035 | 0.00012948 | 0.00012987 | 0.00013888 | 0.00013522 | 0.00013952 | 0.00013134 | 0.00013555 | 0.00013436 | 0.00014077 | 0.00013809 | 0.0001344 | 0.00012903 | 0.00013935 | 0.00012881 | 0.00014208 | 0.00013465 | 0.00012614 | 0.00013051 | 0.00012904 | 0.00013467 | 0.00014299 | 0.00014147 | 0.00013564 | 0.00014121 | 0.00012861 | 0.00014245 | 0.00013643 | 0.00013278 | 0.00013911 | 0.00013302 | 0.00014232 | 0.00012912 | 0.00014055 | 0.00013315 | 0.0001354 | 0.00013274 | 0.00014013 | 0.00013474 | 0.00012623 | 0.00012702 | 0.00012653 | 0.00014107 | 0.00013936 | 0.00014184 | 0.00012631 | 0.00013921 | 0.00013948 | 0.00013038 | 0.00013763 | 0.00014198 | 0.00013344 | 0.000135 | 0.00013796 | 0.00013671 | 0.00013963 | 0.00014052 | 0.00013385 | 0.00014024 | 0.00013623 | 0.00014012 | 0.00012689 | 0.00012882 | 0.00013495 | 0.00012854 | 0.00014266 | 0.00013422 | 0.00012717 | 0.00013667 | 0.00013766 | 0.00013355 | 0.00013244 | 0.00013388 | 0.00012886 | 0.00012977 | 0.00013793 | 0.00012632 | 0.00013717 | 0.00013116 | 0.00012878 | 0.00012984 | 0.0001367 | 0.00012991 | 0.00012824 | 0.000143 | 0.00013798 | 0.0001387 | 0.00013792 | 0.00013344 | 0.00013943 | 0.00013955 | 0.0001412 | 0.00013938 | 0.00012886 | 0.00013775 | 0.00013404 | 0.00012613 | 0.00013301 | 0.00013828 | 0.00013989 | 0.00013839 | 0.00013309 | 0.0001324 | 0.00013239 | 0.00013157 | 0.00014188 | 0.00012651 | 0.000126 | 0.00013997 | 0.00013978 | 0.00012824 | 0.00013036 | 0.00012968 | 0.00013834 | 0.00013712 | 0.00013597 | 0.00014278 | 0.0001396 | 0.00012933 | 0.00012546 | 0.00014271 | 0.00013686 | 0.00013097 | 0.00012649 | 0.00012997 | 0.0001306 | 0.00014281 | 0.0001328 | 0.00012662 | 0.00014189 | 0.00013442 | 0.00014167 | 0.00013742 | 0.00013944 | 0.0001414 | 0.00013003 | 0.00013018 | 0.00013122 | 0.00014244 | 0.00013785 | 0.00012963 | 0.00012654 | 0.00013595 | 0.00013273 | 0.00013731 | 0.00014038 | 0.00013778 | 0.00013302 | 0.00013266 | 0.00013106 | 0.00012834 | 0.00012567 | 0.00012587 | 0.00013621 | 0.00014033 | 0.00013297 | 0.00013179 | 0.0001261 | 0.00014 | 0.00013891 | 0.00013822 | 0.00013379 | 0.00012587 | 0.00013483 | 0.0001341 | 0.00013549 | 0.00012806 | 0.00012702 | 0.00013756 | 0.00013593 | 0.00012745 | 0.00013951 | 0.00013589 | 0.00013665 | 0.0001292 | 0.00013616 | 0.00013493 | 0.00013496 | 0.00014239 | 0.00013832 | 0.00013973 | 0.00013615 | 0.00013294 | 0.00013129 | 0.00013633 | 0.00013076 | 0.00013017 | 0.00012988 | 0.00013142 | 0.00013495 | 0.00012508 | 0.00013855 | 0.00012955 | 0.00013871 | 0.00013976 | 0.00013156 | 0.00013548 | 0.00013117 | 0.00013271 | 0.00012702 | 0.00013113 | 0.00013681 | 0.00013834 | 0.00013984 | 0.00013387 | 0.00013259 | 0.00013999 | 0.0001402 | 0.00013688 | 0.00012652 | 0.00014229 | 0.00013011 | 0.00012902 | 0.00012603 | 0.00013907 | 0.00012691 | 0.00013039 | 0.00013869 | 0.00014032 | 0.0001383 | 0.00013657 | 0.00013318 | 0.00013576 | 0.00013603 | 0.00013191 | 0.00013091 | 0.00012723 | 0.00014255 | 0.00012748 | 0.00013143 | 0.00013842 | 0.00013429 | 0.00012512 | 0.00012804 | 0.00013174 | 0.00013661 | 0.00013497 | 0.00013769 | 0.00013965 | 0.0001304 | 0.00013085 | 0.00013602 | 0.00013662 | 0.0001259 | 0.00014078 | 0.00012568 | 0.00012685 | 0.00013689 | 0.00012681 | 0.00012534 | 0.00012874 | 0.00013148 | 0.0001386 | 0.00014199 | 0.00013036 | 0.00013978 | 0.00013645 | 0.00012589 | 0.00012982 | 0.00013905 | 0.00013367 | 0.0001422 | 0.00013655 | 0.00012773 | 0.00014235 | 0.00012518 | 0.00013857 | 0.00013097 | 0.0001341 | 0.00013813 | 0.00013941 | 0.00012867 | 0.00014201 | 0.0001408 | 0.00013904 | 0.00013834 | 0.00012833 | 0.00014252 | 0.00013987 | 0.00013412 | 0.00013165 | 0.0001412 | 0.00014062 | 0.00014085 | 0.00013576 | 0.00013158 | 0.00013534 | 0.00012794 | 0.00012967 | 0.00013232 | 0.00013713 | 0.00013039 | 0.00014284 | 0.00013992 | 0.00013332 | 0.00012568 | 0.00013819 | 0.00013097 | 0.00013404 | 0.00013938 | 0.00012795 | 0.00013159 | 0.00013217 | 0.00012938 | 0.00014039 | 0.00013552 | 0.00013082 | 0.00013589 | 0.00013454 | 0.00013616 | 0.00013058 | 0.00013064 | 0.00012873 | 0.00014125 | 0.00013531 | 0.00012785 | 0.00012785 | 0.00012621 | 0.00013768 | 0.00012736 | 0.00013154 | 0.00013732 | 0.00013014 | 0.00014093 | 0.00012693 | 0.00013217 | 0.0001352 | 0.00014243 | 0.0001429 | 0.00014229 | 0.00013209 | 0.00013474 | 0.00014075 | 0.00012837 | 0.00013667 | 0.00013659 | 0.00013564 | 0.00013013 | 0.00013682 | 0.00014204 | 0.00014192 | 0.00013057 | 0.00013142 | 0.00013518 | 0.0001307 | 0.00013542 | 0.00013552 | 0.00014053 | 0.00013328 | 0.000127 | 0.00013075 | 0.00014167 | 0.00013566 | 0.00013153 | 0.00014181 | 0.00013112 | 0.00013913 | 0.00012994 | 0.00013893 | 0.0001316 | 0.00013213 | 0.0001308 | 0.00014023 | 0.00014108 | 0.00012568 | 0.00013415 | 0.00013975 | 0.00013703 | 0.00013596 | 0.00012728 | 0.00013126 | 0.0001409 | 0.00014246 | 0.00013986 | 0.00013274 | 0.00013 | 0.00012648 | 0.00013187 | 0.00013266 | 0.00014262 | 0.00014116 | 0.00012933 | 0.00013685 | 0.00012884 | 0.00012776 | 0.00012557 | 0.00012645 | 0.00013883 | 0.00013026 | 0.00013673 | 0.0001261 | 0.00013987 | 0.0001421 | 0.00013611 | 0.00014275 | 0.00013753 | 0.00012827 | 0.00012594 | 0.00013916 | 0.00013148 | 0.0001388 | 0.00013623 | 0.00012734 | 0.00013143 | 0.00013705 | 0.00013188 | 0.00014036 | 0.00013365 | 0.00012624 | 0.00014237 | 0.00013014 | 0.00013304 | 0.0001392 | 0.00014024 | 0.00012794 | 0.00013883 | 0.00013641 | 0.00013073 | 0.00013965 | 0.00013193 | 0.00012985 | 0.00012986 | 0.00013601 | 0.00013514 | 0.00013888 | 0.00013781 | 0.00013695 | 0.00012556 | 0.00013328 | 0.00012665 | 0.00013961 | 0.00013565 | 0.00012747 | 0.00012722 | 0.00013823 | 0.00013839 | 0.00012966 | 0.00012915 | 0.00012931 | 0.00013022 | 0.00013757 | 0.00012736 | 0.00013026 | 0.00012725 | 0.00012705 | 0.00013985 | 0.00012517 | 0.00013148 | 0.00014212 | 0.00012988 | 0.00013947 | 0.00012991 | 0.00013138 | 0.00014004 | 0.00012956 | 0.00012501 | 0.00013588 | 0.00013761 | 0.00013818 | 0.00012941 | 0.0001271 | 0.00013193 | 0.00013646 | 0.0001295 | 0.00013849 | 0.00014189 | 0.00013173 | 0.00012748 | 0.00012862 | 0.00013749 | 0.0001388 | 0.00013507 | 0.00013607 | 0.00013845 | 0.00013795 | 0.00014279 | 0.00013174 | 0.00013442 | 0.00013302 | 0.00013867 | 0.00012876 | 0.00013918 | 0.00013114 | 0.00013701 | 0.00012526 | 0.00013851 | 0.0001348 | 0.00013093 | 0.00012764 | 0.00013288 | 0.00012691 | 0.00012698 | 0.00013735 | 0.00013867 | 0.00012923 | 0.00013482 | 0.00013772 | 0.00013382 | 0.00013208 | 0.00013567 | 0.00013226 | 0.00013494 | 0.00013694 | 0.00012907 | 0.00012688 | 0.00012849 | 0.00013956 | 0.00012567 | 0.00013808 | 0.00012518 | 0.00012731 | 0.00012811 | 0.00013544 | 0.00013521 | 0.00012676 | 0.00012846 | 0.00014187 | 0.00012561 | 0.00014178 | 0.00013966 | 0.00013229 | 0.00013773 | 0.00012799 | 0.00013514 | 0.00014125 | 0.00013553 | 0.00012806 | 0.00014172 | 0.00013551 | 0.00013461 | 0.00014251 | 0.00013715 | 0.00014298 | 0.0001256 | 0.00014251 | 0.00012662 | 0.00013736 | 0.00012961 | 0.00013237 | 0.00013581 | 0.00012795 | 0.00013069 | 0.00012525 | 0.00013737 | 0.00012926 | 0.00013441 | 0.00012811 | 0.00012591 | 0.00012766 | 0.00013695 | 0.0001376 | 0.00012992 | 0.00012962 | 0.00012629 | 0.00013389 | 0.00013116 | 0.00012936 | 0.00013909 | 0.00012581 | 0.00014234 | 0.00013159 | 0.00012638 | 0.00013399 | 0.00013519 | 0.00013471 | 0.00013925 | 0.0001256 | 0.00014151 | 0.00013452 | 0.00013332 | 0.00012734 | 0.00013411 | 0.00014249 | 0.00013927 | 0.0001289 | 0.00012923 | 0.0001325 | 0.00013667 | 0.00013262 | 0.00012828 | 0.00013904 | 0.00013246 | 0.0001314 | 0.00013679 | 0.00014029 | 0.00012692 | 0.00013183 | 0.0001296 | 0.00013866 | 0.00014285 | 0.00012647 | 0.00012549 | 0.00013698 | 0.0001386 | 0.00012845 | 0.00014098 | 0.0001383 | 0.00014229 | 0.00014186 | 0.00014131 | 0.00013657 | 0.00013697 | 0.00013764 | 0.00013457 | 0.0001263 | 0.00012662 | 0.00013093 | 0.00013378 | 0.00013802 | 0.00013056 | 0.00013281 | 0.00013373 | 0.00013925 | 0.00014124 | 0.00013641 | 0.00013468 | 0.00012573 | 0.00013327 | 0.00014163 | 0.0001262 | 0.00014082 | 0.00013466 | 0.0001371 | 0.00014136 | 0.00012625 | 0.00013051 | 0.00013841 | 0.00014218 | 0.00012855 | 0.00013829 | 0.00013795 | 0.00013695 | 0.00014227 | 0.00012672 | 0.00012941 | 0.00013553 | 0.00012584 | 0.00012749 | 0.00012676 | 0.00013755 | 0.00013409 | 0.00013867 | 0.00013495 | 0.00012501 | 0.00014231 | 0.00012697 | 0.00014084 | 0.00013982 | 0.00012895 | 0.00014245 | 0.00013765 | 0.00012995 | 0.00012826 | 0.00013899 | 0.00014038 | 0.00012609 | 0.00013387 | 0.00013441 | 0.0001311 | 0.00014148 | 0.00013526 | 0.00013079 | 0.00013478 | 0.00012596 | 0.00013092 | 0.00012996 | 0.00012561 | 0.00012775 | 0.00012928 | 0.00013567 | 0.00013882 | 0.00012631 | 0.00013901 | 0.0001276 | 0.00013968 | 0.00013917 | 0.0001255 | 0.00013306 | 0.00013527 | 0.00013389 | 0.0001419 | 0.00013696 | 0.00013021 | 0.00012907 | 0.00014119 | 0.00014112 | 0.00013698 | 0.0001402 | 0.00013031 | 0.00012568 | 0.00013756 | 0.0001406 | 0.00013562 | 0.00013117 | 0.00013548 | 0.000137 | 0.0001357 | 0.00014266 | 0.00013757 | 0.00012605 | 0.00012892 | 0.0001252 | 0.00013037 | 0.00013233 | 0.00013551 | 0.00012726 | 0.00012809 | 0.00014198 | 0.00012747 | 0.00014231 | 0.00014105 | 0.00013386 | 0.00013574 | 0.00013212 | 0.0001346 | 0.00013719 | 0.00012556 | 0.00012969 | 0.00014255 | 0.00012597 | 0.00013169 | 0.00013667 | 0.00013156 | 0.00014147 | 0.00012667 | 0.0001284 | 0.00012577 | 0.00013733 | 0.00014122 | 0.00012687 | 0.00013935 | 0.00012903 | 0.00013513 | 0.00013555 | 0.00013209 | 0.00013055 | 0.00012689 | 0.00012887 | 0.00014251 | 0.00013348 | 0.00013215 | 0.00013215 | 0.00013071 | 0.00013862 | 0.000139 | 0.00012567 | 0.00012524 | 0.00013688 | 0.00013656 | 0.00012705 | 0.00013402 | 0.00012742 | 0.00013341 | 0.00013653 | 0.00013412 | 0.00013865 | 0.00012516 | 0.00013704 | 0.00013638 | 0.00012891 | 0.0001267 | 0.00014029 | 0.00012803 | 0.0001385 | 0.0001319 | 0.00012614 | 0.0001251 | 0.00013765 | 0.00013353 | 0.00013697 | 0.00014285 | 0.0001289 | 0.00012826 | 0.00013503 | 0.00013815 | 0.00014039 | 0.00014038 | 0.00013358 | 0.00012747 | 0.00013492 | 0.00012615 | 0.00012797 | 0.0001411 | 0.00013839 | 0.0001351 | 0.00012997 | 0.0001365 | 0.00013302 | 0.00012771 | 0.00013452 | 0.00014127 | 0.00014237 | 0.00013108 | 0.00013989 | 0.00013666 | 0.00013785 | 0.0001291 | 0.00013764 | 0.00012962 | 0.00013322 | 0.0001422 | 0.0001341 | 0.0001252 | 0.00013321 | 0.00013932 | 0.00013325 | 0.0001369 | 0.00013214 | 0.0001408 | 0.00013134 | 0.00012573 | 0.00013978 | 0.00014159 | 0.00013774 | 0.00014269 | 0.00013462 | 0.00012681 | 0.00013768 | 0.00013228 | 0.00014094 | 0.00014242 | 0.00014027 | 0.00013601 | 0.00013888 | 0.00013287 | 0.00013291 | 0.00013493 | 0.00013493 | 0.00014053 | 0.00012858 | 0.00013829 | 0.00013657 | 0.0001287 | 0.00013259 | 0.00013385 | 0.00013849 | 0.00012546 | 0.00013715 | 0.00013419 | 0.00013231 | 0.00012508 | 0.00013063 | 0.00014019 | 0.00013925 | 0.00012946 | 0.00012857 | 0.00013453 | 0.00012773 | 0.00013763 | 0.00013088 | 0.00014061 | 0.00014275 | 0.00012667 | 0.00014236 | 0.00013512 | 0.00013431 | 0.00014078 | 0.00012744 | 0.00013896 | 0.00013693 | 0.00014181 | 0.0001277 | 0.00013658 | 0.00012891 | 0.00012762 | 0.00013526 | 0.00013047 | 0.00012967 | 0.00013689 | 0.00013789 | 0.00014255 | 0.0001328 | 0.00013726 | 0.00014297 | 0.00013221 | 0.00014076 | 0.0001258 | 0.00014002 | 0.00013906 | 0.00013958 | 0.00013236 | 0.0001368 | 0.00014187 | 0.00013673 | 0.00013441 | 0.00012502 | 0.00012725 | 0.00013324 | 0.00013538 | 0.00012587 | 0.00013175 | 0.00012631 | 0.00013481 | 0.00013974 | 0.00014144 | 0.00013518 | 0.00014159 | 0.00013433 | 0.00013949 | 0.00013545 | 0.00014094 | 0.0001389 | 0.00014008 | 0.00014093 | 0.0001312 | 0.00013845 | 0.00013168 | 0.00012544 | 0.00013547 | 0.00014288 | 0.00012898 | 0.00014201 | 0.00013968 | 0.00013198 | 0.00013722 | 0.00012504 | 0.00012894 | 0.00012705 | 0.00013391 | 0.00014011 | 0.00013209 | 0.00013217 | 0.00013114 | 0.00013895 | 0.00012507 | 0.00013785 | 0.0001299 | 0.00012956 | 0.00012881 | 0.00013757 | 0.00014119 | 0.00013975 | 0.00013638 | 0.00012872 | 0.00014258 | 0.00013405 | 0.0001371 | 0.00013495 | 0.00013083 | 0.00013257 | 0.00014273 | 0.00013831 | 0.00013091 | 0.0001343 | 0.00013883 | 0.00013554 | 0.00013579 | 0.00013809 | 0.0001289 | 0.00012965 | 0.00013164 | 0.00013812 | 0.00013548 | 0.00013474 | 0.00012828 | 0.00013836 | 0.00014033 | 0.00014264 | 0.00013357 | 0.00013142 | 0.00014218 | 0.0001363 | 0.00013596 | 0.00013988 | 0.0001258 | 0.00014019 | 0.00012585 | 0.00012742 | 0.00012814 | 0.00013884 | 0.00012641 | 0.00014115 | 0.0001356 | 0.00014297 | 0.00013754 | 0.00012934 | 0.00013305 | 0.00012717 | 0.00012576 | 0.00013389 | 0.00014227 | 0.00012761 | 0.00013302 | 0.00013271 | 0.00013608 | 0.00012572 | 0.0001371 | 0.00013089 | 0.00013976 | 0.0001346 | 0.00013184 | 0.00012857 | 0.0001267 | 0.00013599 | 0.00012917 | 0.00013212 | 0.00013426 | 0.00014099 | 0.00013826 | 0.00012992 | 0.00013842 | 0.0001414 | 0.0001363 | 0.0001376 | 0.00012996 | 0.00013994 | 0.00014017 | 0.00014184 | 0.00013394 | 0.00012725 | 0.00013122 | 0.00013393 | 0.00013211 | 0.00012957 | 0.0001398 | 0.00012719 | 0.00013856 | 0.00013858 | 0.00013815 | 0.00012523 | 0.00013411 | 0.00013937 | 0.00013657 | 0.00013319 | 0.00012638 | 0.00012813 | 0.00013082 | 0.00012611 | 0.00013085 | 0.00012743 | 0.00013326 | 0.00012693 | 0.000138 | 0.0001255 | 0.0001354 | 0.00014169 | 0.00012553 | 0.00013254 | 0.00014148 | 0.00012577 | 0.0001387 | 0.0001377 | 0.00012551 | 0.00014213 | 0.00013179 | 0.00013138 | 0.00012702 | 0.00013583 | 0.00012648 | 0.00013461 | 0.00013166 | 0.00014099 | 0.00012549 | 0.0001354 | 0.00012522 | 0.00012653 | 0.00013988 | 0.00013732 | 0.00013552 | 0.00013108 | 0.0001388 | 0.0001353 | 0.00013307 | 0.00012978 | 0.00013081 | 0.00013846 | 0.00013656 | 0.00013441 | 0.00013527 | 0.0001393 | 0.00013367 | 0.00013053 | 0.00013041 | 0.0001301 | 0.00013226 | 0.00013593 | 0.00014215 | 0.00014024 | 0.00014205 | 0.00013593 | 0.00014115 | 0.00012604 | 0.00014078 | 0.00013247 | 0.00013753 | 0.00013889 | 0.00013313 | 0.0001385 | 0.00012857 | 0.00013112 | 0.00013195 | 0.00014065 | 0.00013714 | 0.0001414 | 0.0001385 | 0.00013312 | 0.0001298 | 0.00013698 | 0.00013007 | 0.00013052 | 0.00013225 | 0.0001251 | 0.00013339 | 0.00013407 | 0.00012736 | 0.00013415 | 0.00013555 | 0.00013437 | 0.00013479 | 0.00013708 | 0.00014076 | 0.00012993 | 0.00014129 | 0.00013917 | 0.00012926 | 0.00013396 | 0.00013958 | 0.00014023 | 0.00013654 | 0.00013047 | 0.00013533 | 0.00014226 | 0.00013101 | 0.000142 | 0.00013637 | 0.00013356 | 0.00014174 | 0.00013891 | 0.00013872 | 0.00013335 | 0.0001365 | 0.00012619 | 0.00013735 | 0.00013735 | 0.0001268 | 0.00013644 | 0.00013781 | 0.00013426 | 0.00013645 | 0.00013279 | 0.00013211 | 0.00012937 | 0.00013935 | 0.00014209 | 0.00012762 | 0.00013997 | 0.00013124 | 0.00012643 | 0.00014176 | 0.00013492 | 0.00013842 | 0.00013841 | 0.00013745 | 0.00012869 | 0.00012722 | 0.00013374 | 0.00012823 | 0.0001404 | 0.00013252 | 0.00013748 | 0.0001398 | 0.00013661 | 0.00013373 | 0.00013286 | 0.0001387 | 0.00013839 | 0.00013971 | 0.00014296 | 0.00013823 | 0.00013569 | 0.00013351 | 0.00013038 | 0.00012561 | 0.00013988 | 0.00013791 | 0.00014226 | 0.0001293 | 0.00012852 | 0.00013329 | 0.00014298 | 0.00014268 | 0.00013329 | 0.00013559 | 0.00012629 | 0.0001367 | 0.00012544 | 0.00013638 | 0.00013479 | 0.00014139 | 0.00013685 | 0.00013354 | 0.00013579 | 0.00013811 | 0.00013011 | 0.00012973 | 0.00013896 | 0.00013641 | 0.00012568 | 0.00012926 | 0.00012616 | 0.00013849 | 0.0001288 | 0.0001356 | 0.00013568 | 0.00013013 | 0.00013813 | 0.00013107 | 0.000137 | 0.00014083 | 0.00012789 | 0.0001321 | 0.00014199 | 0.00013031 | 0.00013103 | 0.00014071 | 0.00013931 | 0.00013225 | 0.00012577 | 0.00012506 | 0.00013851 | 0.00012514 | 0.00013979 | 0.00013611 | 0.00014183 | 0.00013204 | 0.00013011 | 0.00013461 | 0.00014276 | 0.00012763 | 0.00012651 | 0.00014034 | 0.00012735 | 0.00013015 | 0.00012776 | 0.0001317 | 0.00013053 | 0.00013774 | 0.00012625 | 0.00012873 | 0.00012544 | 0.0001321 | 0.0001382 | 0.00013632 | 0.00013704 | 0.00013241 | 0.00014292 | 0.00014014 | 0.00013588 | 0.00013172 | 0.00013149 | 0.00012871 | 0.00013889 | 0.00014022 | 0.00013375 | 0.00012919 | 0.00013188 | 0.00012693 | 0.00013538 | 0.00013217 | 0.00012931 | 0.00012875 | 0.00013534 | 0.00014257 | 0.00013716 | 0.0001373 | 0.00013353 | 0.00012571 | 0.00012788 | 0.00014244 | 0.00013757 | 0.00012634 | 0.0001389 | 0.00012747 | 0.0001282 | 0.00013167 | 0.0001278 | 0.00013607 | 0.00013798 | 0.00013917 | 0.00013947 | 0.00012564 | 0.00013873 | 0.00013438 | 0.00012662 | 0.00013331 | 0.00013567 | 0.00013373 | 0.00012797 | 0.00012856 | 0.00012752 | 0.000126 | 0.00012518 | 0.00013782 | 0.00013118 | 0.00012887 | 0.00013955 | 0.00014095 | 0.00014095 | 0.00014175 | 0.00012775 | 0.00013146 | 0.00012873 | 0.00012636 | 0.00012893 | 0.00013644 | 0.00014143 | 0.00014294 | 0.00013769 | 0.00013991 | 0.00013489 | 0.00013166 | 0.00013561 | 0.00012647 | 0.00014112 | 0.0001315 | 0.00014143 | 0.0001265 | 0.00013757 | 0.00014212 | 0.00013589 | 0.00013639 | 0.00013555 | 0.00013961 | 0.00013409 | 0.0001348 | 0.00013996 | 0.0001269 | 0.00012681 | 0.0001416 | 0.00013011 | 0.00014132 | 0.0001375 | 0.00014134 | 0.00012756 | 0.0001419 | 0.00014223 | 0.00013063 | 0.0001288 | 0.00013205 | 0.00013835 | 0.00013945 | 0.00013179 | 0.00013271 | 0.00012723 | 0.00013011 | 0.00012756 | 0.00012576 | 0.00012969 | 0.00013432 | 0.00013582 | 0.00014278 | 0.00013702 | 0.00013493 | 0.00013061 | 0.00012663 | 0.00013865 | 0.0001383 | 0.00013063 | 0.00013437 | 0.0001427 | 0.00013662 | 0.00012983 | 0.00012545 | 0.00014098 | 0.00014183 | 0.00013685 | 0.00013204 | 0.00012633 | 0.0001412 | 0.00012659 | 0.00013174 | 0.00013982 | 0.00013171 | 0.00013812 | 0.00013723 | 0.00013081 | 0.0001322 | 0.00014065 | 0.00012731 | 0.00014083 | 0.00013182 | 0.00012791 | 0.00013314 | 0.00012808 | 0.00013045 | 0.0001427 | 0.00013143 | 0.00013855 | 0.00012523 | 0.0001258 | 0.00013221 | 0.00013576 | 0.00012724 | 0.00014149 | 0.00013038 | 0.00013224 | 0.00014274 | 0.00012595 | 0.00013317 | 0.00013816 | 0.00013984 | 0.00012759 | 0.00014257 | 0.00013144 | 0.0001368 | 0.00012709 | 0.00013441 | 0.00013902 | 0.000137 | 0.00013027 | 0.00014125 | 0.00013696 | 0.00012727 | 0.00012748 | 0.00012669 | 0.00013502 | 0.0001272 | 0.0001355 | 0.00013033 | 0.00014193 | 0.00013815 | 0.00013921 | 0.00013733 | 0.00013761 | 0.0001261 | 0.00013085 | 0.00013827 | 0.0001271 | 0.00013511 | 0.00013527 | 0.00013548 | 0.00013592 | 0.00012866 | 0.00014119 | 0.00013527 | 0.00013636 | 0.0001255 | 0.00013038 | 0.00012544 | 0.00012812 | 0.00013758 | 0.00012695 | 0.00013182 | 0.00013213 | 0.0001417 | 0.00013782 | 0.00014016 | 0.00013088 | 0.00013247 | 0.00012634 | 0.00012764 | 0.00013743 | 0.00013101 | 0.00014161 | 0.00012622 | 0.00012694 | 0.0001275 | 0.00013683 | 0.00014136 | 0.00014023 | 0.00013835 | 0.00013092 | 0.00012515 | 0.00014006 | 0.00013786 | 0.0001334 | 0.00013843 | 0.00012972 | 0.00013423 | 0.0001313 | 0.00013344 | 0.00013751 | 0.00013357 | 0.00012855 | 0.00013685 | 0.00013972 | 0.00013833 | 0.00013507 | 0.00013318 | 0.00013347 | 0.00013374 | 0.00013409 | 0.00012905 | 0.00013918 | 0.00013355 | 0.00013563 | 0.00013679 | 0.00013991 | 0.00012661 | 0.00013208 | 0.00013232 | 0.00014271 | 0.00013821 | 0.00012827 | 0.00013971 | 0.0001359 | 0.00012676 | 0.00014101 | 0.00013824 | 0.00014075 | 0.00013317 | 0.00013858 | 0.00013209 | 0.00012811 | 0.00012677 | 0.00014084 | 0.00012545 | 0.00013206 | 0.00013538 | 0.00014117 | 0.00013551 | 0.00012732 | 0.00013502 | 0.00012673 | 0.00014059 | 0.0001345 | 0.00013827 | 0.00013666 | 0.00013662 | 0.00013478 | 0.00012666 | 0.00013476 | 0.00012731 | 0.00014068 | 0.00013173 | 0.00013219 | 0.00014218 | 0.00013285 | 0.00013689 | 0.00014153 | 0.00013627 | 0.00013244 | 0.0001376 | 0.00013408 | 0.00013892 | 0.00014081 | 0.00013338 | 0.00013243 | 0.00012854 | 0.00013492 | 0.00013152 | 0.00012637 | 0.00013928 | 0.00013445 | 0.00014188 | 0.0001345 | 0.00014119 | 0.00013045 | 0.00012996 | 0.00014088 | 0.00012508 | 0.00013841 | 0.00012912 | 0.00013081 | 0.00013212 | 0.00012574 | 0.00012595 | 0.00012664 | 0.00014057 | 0.00012548 | 0.00013963 | 0.00013301 | 0.00012698 | 0.00014223 | 0.00012932 | 0.0001305 | 0.00014281 | 0.00012546 | 0.00013441 | 0.00013783 | 0.00013627 | 0.00013429 | 0.00013115 | 0.00013428 | 0.00013018 | 0.00013146 | 0.00012632 | 0.0001298 | 0.00013879 | 0.00013552 | 0.00013509 | 0.00012759 | 0.00013138 | 0.00013733 | 0.00012843 | 0.00014224 | 0.00012578 | 0.00012757 | 0.00012643 | 0.00013671 | 0.00013624 | 0.00013082 | 0.00012767 | 0.00013147 | 0.00013341 | 0.00012891 | 0.00012872 | 0.00014197 | 0.00013711 | 0.00014238 | 0.00013248 | 0.00012608 | 0.00014254 | 0.00013516 | 0.00012767 | 0.00013448 | 0.00012829 | 0.00013788 | 0.00012678 | 0.00014076 | 0.0001373 | 0.00013112 | 0.00014206 | 0.00013436 | 0.00013364 | 0.0001351 | 0.0001312 | 0.00014115 | 0.00013466 | 0.00013196 | 0.00012669 | 0.00013715 | 0.00013508 | 0.00013938 | 0.00012826 | 0.00013423 | 0.00013382 | 0.00013218 | 0.00013587 | 0.0001285 | 0.00012503 | 0.00013784 | 0.00012591 | 0.00013414 | 0.00014052 | 0.0001252 | 0.00013318 | 0.00012618 | 0.00013363 | 0.00013919 | 0.00013379 | 0.00013483 | 0.00013041 | 0.00012892 | 0.00013528 | 0.00013846 | 0.00014216 | 0.00013889 | 0.00012662 | 0.00013612 | 0.00013039 | 0.00013522 | 0.00014111 | 0.00012558 | 0.00013969 | 0.00012688 | 0.00014278 | 0.00014084 | 0.0001292 | 0.00013409 | 0.00013523 | 0.00013597 | 0.00013627 | 0.00013222 | 0.00013993 | 0.00013281 | 0.00012522 | 0.0001399 | 0.00013247 | 0.00013828 | 0.00012789 | 0.00013967 | 0.00013181 | 0.0001252 | 0.00012543 | 0.00013784 | 0.00012502 | 0.00013108 | 0.00014216 | 0.00012984 | 0.00014092 | 0.00013694 | 0.00012703 | 0.0001332 | 0.00013323 | 0.00013568 | 0.00012913 | 0.00014167 | 0.00013186 | 0.00014074 | 0.00013555 | 0.00013044 | 0.00013556 | 0.00012769 | 0.00012558 | 0.00012839 | 0.00013273 | 0.00013922 | 0.00014037 | 0.00013193 | 0.00013078 | 0.0001289 | 0.00014145 | 0.00013473 | 0.00014101 | 0.00012902 | 0.00013674 | 0.00012593 | 0.0001414 | 0.0001399 | 0.00012932 | 0.00013857 | 0.00013845 | 0.00013548 | 0.00012735 | 0.00013948 | 0.00014183 | 0.00012838 | 0.00013519 | 0.00014087 | 0.00013995 | 0.00014275 | 0.00012643 | 0.00013536 | 0.00013076 | 0.000139 | 0.00012714 | 0.00013279 | 0.00013328 | 0.0001258 | 0.00014231 | 0.00013241 | 0.00012708 | 0.00012544 | 0.00014109 | 0.00013554 | 0.00013301 | 0.00013443 | 0.00013939 | 0.00014255 | 0.00013751 | 0.00012504 | 0.00012787 | 0.00013274
Concentration of viruses in exhaled droplets | C_RNA | normal | 3.75e+17 | 37500000000000000 | virus/m3 | Viral load of infected person | C_RNA | 4.1136e+17 | 3.123e+17 | 3.796e+17 | 3.294e+17 | 3.9963e+17 | 3.2074e+17 | 4.3202e+17 | 4.3034e+17 | 4.9319e+17 | 3.7784e+17 | 3.6676e+17 | 3.8866e+17 | 4.3879e+17 | 4.1889e+17 | 4.3227e+17 | 3.7407e+17 | 3.7476e+17 | 4.2338e+17 | 3.264e+17 | 3.6788e+17 | 3.5467e+17 | 3.6632e+17 | 3.2442e+17 | 4.0315e+17 | 3.933e+17 | 3.9346e+17 | 3.816e+17 | 4.0251e+17 | 3.3168e+17 | 3.8835e+17 | 3.8279e+17 | 4.0026e+17 | 3.9617e+17 | 4.0803e+17 | 3.7411e+17 | 3.903e+17 | 3.2174e+17 | 3.9441e+17 | 3.8001e+17 | 3.0858e+17 | 3.5505e+17 | 4.2307e+17 | 3.4173e+17 | 4.2878e+17 | 3.6078e+17 | 4.1021e+17 | 3.274e+17 | 3.5161e+17 | 3.1642e+17 | 3.9471e+17 | 4.2218e+17 | 4.0041e+17 | 3.52e+17 | 2.9734e+17 | 4.3268e+17 | 4.5288e+17 | 3.2022e+17 | 3.2335e+17 | 3.293e+17 | 3.7258e+17 | 3.7433e+17 | 3.3475e+17 | 3.577e+17 | 3.7179e+17 | 4.0965e+17 | 3.5168e+17 | 3.7594e+17 | 2.6183e+17 | 3.7179e+17 | 3.5681e+17 | 4.3118e+17 | 3.819e+17 | 3.9559e+17 | 3.4803e+17 | 3.5357e+17 | 4.3992e+17 | 3.7967e+17 | 4.897e+17 | 3.3221e+17 | 3.7241e+17 | 3.8994e+17 | 3.3976e+17 | 3.5891e+17 | 4.1003e+17 | 3.877e+17 | 4.082e+17 | 3.0479e+17 | 3.5617e+17 | 3.4894e+17 | 4.0444e+17 | 3.1962e+17 | 4.3353e+17 | 4.2834e+17 | 3.6607e+17 | 3.3289e+17 | 3.2513e+17 | 3.6397e+17 | 3.17e+17 | 3.773e+17 | 3.8131e+17 | 3.3367e+17 | 3.8143e+17 | 3.9434e+17 | 3.8762e+17 | 3.4795e+17 | 4.1121e+17 | 3.3176e+17 | 3.817e+17 | 3.6823e+17 | 3.6748e+17 | 4.0924e+17 | 3.8594e+17 | 3.9745e+17 | 2.8626e+17 | 2.7234e+17 | 3.5851e+17 | 3.0854e+17 | 3.8492e+17 | 4.2584e+17 | 4.4772e+17 | 3.8078e+17 | 4.1504e+17 | 4.385e+17 | 4.2812e+17 | 3.5078e+17 | 3.7686e+17 | 3.5217e+17 | 3.8242e+17 | 3.9284e+17 | 3.8476e+17 | 4.1094e+17 | 4.0624e+17 | 3.5663e+17 | 3.2364e+17 | 4.282e+17 | 3.6958e+17 | 3.1557e+17 | 4.476e+17 | 3.6549e+17 | 3.4559e+17 | 3.8029e+17 | 3.5756e+17 | 4.0255e+17 | 3.5657e+17 | 3.1105e+17 | 3.5801e+17 | 2.8932e+17 | 4.11e+17 | 3.4132e+17 | 3.9461e+17 | 3.53e+17 | 3.6342e+17 | 3.9095e+17 | 4.1244e+17 | 3.1826e+17 | 3.6062e+17 | 3.6056e+17 | 2.9149e+17 | 3.7322e+17 | 3.4197e+17 | 3.2211e+17 | 4.4085e+17 | 3.99e+17 | 3.8788e+17 | 3.1211e+17 | 3.4124e+17 | 3.7055e+17 | 3.1577e+17 | 2.8501e+17 | 4.8261e+17 | 3.5934e+17 | 3.8518e+17 | 3.3554e+17 | 4.2344e+17 | 3.1311e+17 | 4.4491e+17 | 4.1733e+17 | 4.6973e+17 | 3.3175e+17 | 4.5485e+17 | 3.9385e+17 | 4.0299e+17 | 3.9171e+17 | 3.9685e+17 | 4.2647e+17 | 3.5107e+17 | 3.8982e+17 | 3.259e+17 | 3.5103e+17 | 4.0622e+17 | 4.3151e+17 | 3.4577e+17 | 4.1164e+17 | 3.5207e+17 | 3.6849e+17 | 4.1441e+17 | 3.9952e+17 | 3.8879e+17 | 3.2788e+17 | 3.3041e+17 | 3.7773e+17 | 3.9273e+17 | 3.8015e+17 | 4.0941e+17 | 4.1357e+17 | 3.3887e+17 | 3.1721e+17 | 3.5708e+17 | 3.3236e+17 | 4.3498e+17 | 3.8706e+17 | 3.229e+17 | 3.5741e+17 | 3.4509e+17 | 3.3527e+17 | 3.5545e+17 | 3.3264e+17 | 3.915e+17 | 3.6146e+17 | 4.2919e+17 | 3.2117e+17 | 2.919e+17 | 4.019e+17 | 3.9927e+17 | 3.5962e+17 | 2.5306e+17 | 4.245e+17 | 3.3867e+17 | 3.8476e+17 | 3.3277e+17 | 4.4021e+17 | 4.2125e+17 | 3.9757e+17 | 3.7294e+17 | 3.5413e+17 | 3.867e+17 | 3.7462e+17 | 3.7486e+17 | 3.7025e+17 | 3.6674e+17 | 3.4766e+17 | 3.6423e+17 | 3.8478e+17 | 3.0529e+17 | 4.8358e+17 | 3.2484e+17 | 4.2212e+17 | 3.9766e+17 | 4.1092e+17 | 4.1375e+17 | 3.451e+17 | 4.156e+17 | 4.6203e+17 | 3.8761e+17 | 4.1005e+17 | 3.4751e+17 | 3.7255e+17 | 3.7907e+17 | 3.0212e+17 | 3.8914e+17 | 3.6137e+17 | 4.0648e+17 | 4.0897e+17 | 3.8383e+17 | 3.8196e+17 | 3.196e+17 | 3.3536e+17 | 4.1009e+17 | 4.3416e+17 | 3.9997e+17 | 3.542e+17 | 3.8128e+17 | 3.8838e+17 | 3.5097e+17 | 3.9259e+17 | 3.1516e+17 | 4.1932e+17 | 3.602e+17 | 4.2459e+17 | 3.8799e+17 | 4.0914e+17 | 3.844e+17 | 3.16e+17 | 3.5854e+17 | 4.1825e+17 | 3.6073e+17 | 3.9341e+17 | 3.9119e+17 | 3.6089e+17 | 3.0426e+17 | 3.8706e+17 | 3.5123e+17 | 3.3855e+17 | 3.647e+17 | 3.546e+17 | 3.7767e+17 | 3.088e+17 | 3.7435e+17 | 3.8236e+17 | 3.6916e+17 | 3.7599e+17 | 3.5634e+17 | 3.3081e+17 | 3.908e+17 | 3.6728e+17 | 3.7314e+17 | 3.9003e+17 | 3.7603e+17 | 4.2233e+17 | 4.1831e+17 | 3.9378e+17 | 4.7175e+17 | 3.4757e+17 | 4.3868e+17 | 3.6675e+17 | 3.2752e+17 | 4.0564e+17 | 3.8342e+17 | 3.6743e+17 | 3.6903e+17 | 3.3208e+17 | 3.2254e+17 | 3.9503e+17 | 4.1577e+17 | 3.5985e+17 | 3.527e+17 | 3.5805e+17 | 3.1605e+17 | 4.0549e+17 | 3.5925e+17 | 3.7146e+17 | 3.253e+17 | 4.4962e+17 | 2.8722e+17 | 4.5189e+17 | 3.5191e+17 | 4.2287e+17 | 4.4675e+17 | 2.8996e+17 | 4.2902e+17 | 3.5367e+17 | 4.0108e+17 | 3.183e+17 | 4.2267e+17 | 4.1674e+17 | 3.6726e+17 | 3.0076e+17 | 3.6448e+17 | 3.7446e+17 | 3.4318e+17 | 3.0839e+17 | 4.5993e+17 | 3.7138e+17 | 3.1362e+17 | 3.7675e+17 | 3.9831e+17 | 3.411e+17 | 3.6052e+17 | 3.6326e+17 | 4.5861e+17 | 4.0415e+17 | 3.6197e+17 | 3.8967e+17 | 3.2279e+17 | 3.5471e+17 | 3.0555e+17 | 3.2541e+17 | 3.6468e+17 | 2.9889e+17 | 3.9449e+17 | 3.6974e+17 | 4.2257e+17 | 4.1131e+17 | 3.1721e+17 | 3.7553e+17 | 3.0244e+17 | 3.6734e+17 | 4.0639e+17 | 3.4285e+17 | 4.0268e+17 | 4.3188e+17 | 3.5896e+17 | 3.6322e+17 | 4.1181e+17 | 3.5567e+17 | 4.2045e+17 | 4.091e+17 | 4.0026e+17 | 3.0817e+17 | 3.3859e+17 | 4.0733e+17 | 3.6025e+17 | 4.2079e+17 | 4.0555e+17 | 3.58e+17 | 3.7473e+17 | 3.6874e+17 | 3.45e+17 | 4.1741e+17 | 3.4601e+17 | 3.4531e+17 | 3.8799e+17 | 3.7665e+17 | 3.7267e+17 | 3.3325e+17 | 3.7033e+17 | 4.5271e+17 | 4.2135e+17 | 3.485e+17 | 3.4656e+17 | 4.7532e+17 | 3.9639e+17 | 3.8341e+17 | 3.98e+17 | 3.4125e+17 | 3.2334e+17 | 3.8447e+17 | 3.5665e+17 | 4.0007e+17 | 4.4082e+17 | 3.4447e+17 | 4.1986e+17 | 3.9018e+17 | 3.35e+17 | 3.6344e+17 | 3.7993e+17 | 3.381e+17 | 4.4744e+17 | 3.6545e+17 | 3.4326e+17 | 3.608e+17 | 3.6072e+17 | 3.2164e+17 | 3.8259e+17 | 3.6865e+17 | 2.8325e+17 | 4.225e+17 | 4.102e+17 | 3.2505e+17 | 3.6312e+17 | 3.8841e+17 | 3.3216e+17 | 3.7122e+17 | 3.6351e+17 | 4.0419e+17 | 4.4146e+17 | 3.4833e+17 | 3.219e+17 | 3.41e+17 | 3.9759e+17 | 3.5838e+17 | 4.0371e+17 | 3.7778e+17 | 3.3278e+17 | 4.41e+17 | 3.9136e+17 | 3.6464e+17 | 4.4376e+17 | 4.3232e+17 | 3.8895e+17 | 3.7681e+17 | 3.5704e+17 | 3.1817e+17 | 3.5957e+17 | 3.3632e+17 | 3.9045e+17 | 3.2278e+17 | 4.0181e+17 | 3.4242e+17 | 4.1993e+17 | 3.7326e+17 | 3.8327e+17 | 3.8363e+17 | 3.7461e+17 | 3.0404e+17 | 3.7629e+17 | 3.2904e+17 | 3.6154e+17 | 3.7872e+17 | 4.1104e+17 | 3.4416e+17 | 3.9062e+17 | 4.3754e+17 | 3.7011e+17 | 3.6109e+17 | 3.0355e+17 | 3.8467e+17 | 3.6991e+17 | 3.4874e+17 | 4.3992e+17 | 3.2093e+17 | 3.7302e+17 | 3.2742e+17 | 3.8612e+17 | 3.6212e+17 | 4.3258e+17 | 3.3827e+17 | 4.2668e+17 | 3.7094e+17 | 3.377e+17 | 3.9272e+17 | 4.1766e+17 | 3.3594e+17 | 3.3083e+17 | 3.7807e+17 | 3.124e+17 | 3.9837e+17 | 3.4694e+17 | 3.4665e+17 | 4.1454e+17 | 4.069e+17 | 3.0742e+17 | 4.4038e+17 | 4.0023e+17 | 4.1866e+17 | 3.1491e+17 | 3.2364e+17 | 4.2387e+17 | 4.1639e+17 | 3.4586e+17 | 4.0982e+17 | 4.5366e+17 | 4.1545e+17 | 4.2613e+17 | 3.5644e+17 | 3.494e+17 | 3.6447e+17 | 3.8513e+17 | 3.3997e+17 | 3.0774e+17 | 3.7274e+17 | 2.9604e+17 | 3.4222e+17 | 3.8925e+17 | 3.8054e+17 | 3.351e+17 | 3.6367e+17 | 3.2474e+17 | 4.0374e+17 | 3.9605e+17 | 3.4756e+17 | 4.1311e+17 | 3.8154e+17 | 3.3261e+17 | 3.9188e+17 | 3.4649e+17 | 4.1962e+17 | 3.6706e+17 | 3.9258e+17 | 4.3647e+17 | 3.7874e+17 | 3.89e+17 | 4.041e+17 | 3.5048e+17 | 3.2614e+17 | 3.1375e+17 | 3.7342e+17 | 3.9098e+17 | 3.6839e+17 | 3.8523e+17 | 3.4667e+17 | 3.2137e+17 | 3.5299e+17 | 3.3333e+17 | 3.7429e+17 | 4.0658e+17 | 3.9141e+17 | 3.6764e+17 | 2.8549e+17 | 3.265e+17 | 3.2045e+17 | 3.7268e+17 | 4.148e+17 | 3.4203e+17 | 4.16e+17 | 3.5756e+17 | 2.9305e+17 | 3.8494e+17 | 4.5305e+17 | 3.9519e+17 | 3.7963e+17 | 3.1417e+17 | 3.5105e+17 | 4.4789e+17 | 3.8315e+17 | 4.6714e+17 | 3.6329e+17 | 3.5574e+17 | 4.5943e+17 | 3.3804e+17 | 3.8536e+17 | 3.387e+17 | 3.3759e+17 | 4.5015e+17 | 4.6665e+17 | 3.3613e+17 | 3.5211e+17 | 3.5548e+17 | 3.8157e+17 | 3.9587e+17 | 3.8475e+17 | 3.2368e+17 | 3.735e+17 | 3.7696e+17 | 4.1966e+17 | 4.2272e+17 | 3.7342e+17 | 3.8884e+17 | 3.5628e+17 | 3.3685e+17 | 4.0519e+17 | 3.2476e+17 | 3.6392e+17 | 3.6929e+17 | 4.0014e+17 | 3.3208e+17 | 3.7457e+17 | 3.8635e+17 | 4.0902e+17 | 4.033e+17 | 3.5275e+17 | 4.1457e+17 | 3.5457e+17 | 3.6568e+17 | 3.8753e+17 | 3.7925e+17 | 3.9909e+17 | 3.3063e+17 | 4.352e+17 | 2.9991e+17 | 3.7018e+17 | 3.7038e+17 | 4.461e+17 | 3.4995e+17 | 4.0201e+17 | 4.0605e+17 | 4.3406e+17 | 3.7921e+17 | 3.5702e+17 | 3.717e+17 | 3.3572e+17 | 3.7121e+17 | 3.8381e+17 | 3.221e+17 | 3.8017e+17 | 3.7848e+17 | 4.3693e+17 | 3.9988e+17 | 3.9715e+17 | 3.4804e+17 | 2.7176e+17 | 3.8752e+17 | 4.0288e+17 | 3.4528e+17 | 4.3725e+17 | 3.7599e+17 | 3.9952e+17 | 3.525e+17 | 3.4824e+17 | 3.1188e+17 | 4.2603e+17 | 4.3764e+17 | 3.7357e+17 | 4.1253e+17 | 3.9957e+17 | 4.0995e+17 | 3.64e+17 | 3.7845e+17 | 2.8677e+17 | 4.616e+17 | 3.5559e+17 | 3.9953e+17 | 4.3779e+17 | 3.3695e+17 | 4.0647e+17 | 3.9012e+17 | 4.0856e+17 | 3.7618e+17 | 4.1399e+17 | 3.8689e+17 | 4.4163e+17 | 3.0465e+17 | 3.4667e+17 | 3.8454e+17 | 3.4876e+17 | 4.3186e+17 | 4.1873e+17 | 3.9996e+17 | 4.1837e+17 | 3.7674e+17 | 3.871e+17 | 4.2979e+17 | 4.209e+17 | 3.1146e+17 | 3.3528e+17 | 3.3986e+17 | 3.4481e+17 | 4.2068e+17 | 2.993e+17 | 4.2493e+17 | 3.6364e+17 | 3.5453e+17 | 3.6741e+17 | 4.2555e+17 | 3.6081e+17 | 3.7854e+17 | 3.7319e+17 | 4.0402e+17 | 3.4254e+17 | 3.8706e+17 | 3.2801e+17 | 4.0893e+17 | 3.8529e+17 | 4.1811e+17 | 3.2521e+17 | 3.8375e+17 | 3.465e+17 | 3.3945e+17 | 3.3922e+17 | 3.5397e+17 | 4.2607e+17 | 2.6253e+17 | 4.1684e+17 | 3.6561e+17 | 2.7506e+17 | 3.1881e+17 | 4.2386e+17 | 3.3771e+17 | 4.1241e+17 | 3.5789e+17 | 3.5698e+17 | 3.5184e+17 | 3.9179e+17 | 4.0967e+17 | 4.0887e+17 | 3.9884e+17 | 3.7881e+17 | 3.9522e+17 | 4.0747e+17 | 3.9613e+17 | 4.1037e+17 | 4.0878e+17 | 4.1081e+17 | 3.8039e+17 | 3.0334e+17 | 4.1895e+17 | 4.4187e+17 | 2.7103e+17 | 3.6566e+17 | 3.9846e+17 | 3.2311e+17 | 4.0701e+17 | 4.0556e+17 | 4.2004e+17 | 3.7779e+17 | 4.1956e+17 | 4.0303e+17 | 3.8012e+17 | 2.8415e+17 | 4.1331e+17 | 4.2439e+17 | 4.1938e+17 | 3.8114e+17 | 3.331e+17 | 4.3247e+17 | 3.0425e+17 | 3.8334e+17 | 4.0114e+17 | 3.5506e+17 | 4.3363e+17 | 3.7358e+17 | 3.8552e+17 | 3.9897e+17 | 3.7984e+17 | 3.7696e+17 | 3.9385e+17 | 3.5944e+17 | 4.1347e+17 | 3.5951e+17 | 2.6082e+17 | 4.2672e+17 | 3.7618e+17 | 3.3768e+17 | 3.6483e+17 | 2.7195e+17 | 3.6128e+17 | 3.635e+17 | 2.9376e+17 | 3.7383e+17 | 4.5312e+17 | 3.8781e+17 | 3.5614e+17 | 4.5357e+17 | 4.0958e+17 | 3.832e+17 | 3.7988e+17 | 3.3645e+17 | 4.3104e+17 | 3.8695e+17 | 4.0997e+17 | 4.2632e+17 | 3.5233e+17 | 3.8635e+17 | 3.0044e+17 | 3.4472e+17 | 4.7314e+17 | 4.5794e+17 | 3.0961e+17 | 3.7341e+17 | 3.8238e+17 | 3.3567e+17 | 3.8607e+17 | 4.3173e+17 | 3.8364e+17 | 3.8998e+17 | 2.7167e+17 | 3.8614e+17 | 4.3999e+17 | 4.5472e+17 | 4.0905e+17 | 3.7729e+17 | 3.645e+17 | 4.004e+17 | 3.3556e+17 | 3.7005e+17 | 3.7794e+17 | 2.8787e+17 | 3.9414e+17 | 3.9678e+17 | 3.8444e+17 | 4.195e+17 | 3.3751e+17 | 3.0417e+17 | 4.3828e+17 | 3.7077e+17 | 3.6068e+17 | 3.3512e+17 | 3.8466e+17 | 3.4458e+17 | 3.661e+17 | 4.1048e+17 | 3.729e+17 | 4.0829e+17 | 3.1453e+17 | 3.8543e+17 | 3.6945e+17 | 4.0447e+17 | 3.4567e+17 | 3.6079e+17 | 3.7062e+17 | 3.5361e+17 | 3.3482e+17 | 4.2836e+17 | 3.3057e+17 | 3.8117e+17 | 3.1022e+17 | 3.7419e+17 | 4.3797e+17 | 3.3552e+17 | 3.5895e+17 | 3.2591e+17 | 4.1632e+17 | 4.1635e+17 | 3.7987e+17 | 3.202e+17 | 3.9325e+17 | 3.1809e+17 | 4.0443e+17 | 3.3314e+17 | 3.9722e+17 | 3.6271e+17 | 3.4419e+17 | 3.316e+17 | 3.8041e+17 | 3.6538e+17 | 3.695e+17 | 3.2378e+17 | 3.4847e+17 | 3.5245e+17 | 3.4105e+17 | 3.9739e+17 | 3.1494e+17 | 3.5333e+17 | 4.4657e+17 | 3.5227e+17 | 4.0531e+17 | 3.9764e+17 | 4.0223e+17 | 3.3272e+17 | 3.6686e+17 | 3.5594e+17 | 3.8058e+17 | 3.7307e+17 | 3.4801e+17 | 4.32e+17 | 4.0637e+17 | 4.1011e+17 | 4.2909e+17 | 3.3469e+17 | 3.8963e+17 | 3.4235e+17 | 4.181e+17 | 4.0402e+17 | 3.6041e+17 | 4.1952e+17 | 3.3528e+17 | 4.3585e+17 | 3.6614e+17 | 3.2211e+17 | 3.4832e+17 | 3.78e+17 | 3.8569e+17 | 4.613e+17 | 3.4325e+17 | 4.0726e+17 | 3.5143e+17 | 3.3617e+17 | 3.9941e+17 | 3.2178e+17 | 3.7932e+17 | 3.5957e+17 | 3.4013e+17 | 3.4024e+17 | 4.0327e+17 | 3.6512e+17 | 3.6547e+17 | 3.9355e+17 | 3.7335e+17 | 3.3763e+17 | 4.2626e+17 | 3.7842e+17 | 3.4464e+17 | 3.9052e+17 | 3.4994e+17 | 3.8385e+17 | 4.1111e+17 | 3.5187e+17 | 3.1541e+17 | 3.215e+17 | 3.8976e+17 | 4.1652e+17 | 3.4987e+17 | 3.691e+17 | 3.6256e+17 | 3.4665e+17 | 3.0277e+17 | 3.9767e+17 | 3.775e+17 | 4.0022e+17 | 3.7491e+17 | 3.9879e+17 | 3.4781e+17 | 3.212e+17 | 4.0307e+17 | 3.6663e+17 | 4.3718e+17 | 3.3427e+17 | 4.0342e+17 | 3.6628e+17 | 2.9416e+17 | 3.821e+17 | 3.8547e+17 | 4.4123e+17 | 3.5466e+17 | 3.9296e+17 | 3.9226e+17 | 4.0877e+17 | 3.5371e+17 | 3.1144e+17 | 3.5304e+17 | 3.8774e+17 | 3.9729e+17 | 4.0008e+17 | 3.5886e+17 | 3.7631e+17 | 3.9967e+17 | 3.9274e+17 | 3.6209e+17 | 3.5626e+17 | 3.7286e+17 | 2.8236e+17 | 4.6449e+17 | 4.0224e+17 | 4.0276e+17 | 4.352e+17 | 3.6326e+17 | 4.1156e+17 | 3.5667e+17 | 3.7527e+17 | 3.2797e+17 | 3.5021e+17 | 3.6157e+17 | 3.9964e+17 | 3.6505e+17 | 3.5005e+17 | 3.8556e+17 | 3.7989e+17 | 3.7818e+17 | 3.6456e+17 | 3.9516e+17 | 3.9651e+17 | 3.7364e+17 | 3.5477e+17 | 3.9517e+17 | 3.519e+17 | 3.5307e+17 | 3.5298e+17 | 4.0229e+17 | 3.6665e+17 | 3.7678e+17 | 3.7662e+17 | 3.8747e+17 | 3.1191e+17 | 3.5825e+17 | 3.8952e+17 | 4.4791e+17 | 4.394e+17 | 3.6512e+17 | 3.6137e+17 | 4.4693e+17 | 2.7889e+17 | 3.6487e+17 | 3.6831e+17 | 4.4475e+17 | 3.7988e+17 | 4.3392e+17 | 3.4696e+17 | 3.7945e+17 | 4.3189e+17 | 3.8234e+17 | 3.5152e+17 | 3.1976e+17 | 3.6574e+17 | 3.6891e+17 | 3.5589e+17 | 3.9296e+17 | 4.2265e+17 | 3.7102e+17 | 3.8028e+17 | 3.7804e+17 | 4.0152e+17 | 4.0979e+17 | 3.4105e+17 | 2.9717e+17 | 4.6161e+17 | 3.8167e+17 | 3.8224e+17 | 3.7192e+17 | 3.5931e+17 | 3.1919e+17 | 4.2826e+17 | 3.9274e+17 | 3.3116e+17 | 4.1103e+17 | 3.9262e+17 | 3.7745e+17 | 3.4678e+17 | 3.9352e+17 | 3.7495e+17 | 3.8315e+17 | 3.5272e+17 | 3.3976e+17 | 4.057e+17 | 4.1893e+17 | 4.0793e+17 | 3.7985e+17 | 3.5737e+17 | 3.9311e+17 | 3.6848e+17 | 3.9096e+17 | 3.7878e+17 | 4.3259e+17 | 4.3156e+17 | 3.9325e+17 | 3.585e+17 | 3.4745e+17 | 3.6795e+17 | 3.2595e+17 | 3.7762e+17 | 4.2558e+17 | 4.3101e+17 | 3.7397e+17 | 3.5595e+17 | 4.1695e+17 | 3.704e+17 | 4.1346e+17 | 3.8247e+17 | 3.3701e+17 | 3.8057e+17 | 3.747e+17 | 2.7378e+17 | 3.8865e+17 | 3.4573e+17 | 4.0671e+17 | 4.0599e+17 | 4.1079e+17 | 3.8021e+17 | 3.331e+17 | 4.2036e+17 | 3.65e+17 | 4.0587e+17 | 3.9874e+17 | 3.6264e+17 | 3.8558e+17 | 3.6563e+17 | 4.2364e+17 | 3.8224e+17 | 3.506e+17 | 3.6371e+17 | 2.9618e+17 | 4.9722e+17 | 3.0965e+17 | 4.2467e+17 | 3.5094e+17 | 3.8515e+17 | 3.7561e+17 | 3.1371e+17 | 4.9163e+17 | 3.6937e+17 | 4.8247e+17 | 4.4187e+17 | 3.437e+17 | 3.8141e+17 | 4.2472e+17 | 3.9018e+17 | 3.538e+17 | 3.5097e+17 | 3.7632e+17 | 3.2293e+17 | 3.4881e+17 | 4.2839e+17 | 3.4834e+17 | 4.5465e+17 | 3.6003e+17 | 4.5594e+17 | 4.1308e+17 | 3.58e+17 | 3.7298e+17 | 3.8767e+17 | 3.6059e+17 | 3.6386e+17 | 2.117e+17 | 3.5537e+17 | 3.9165e+17 | 4.0509e+17 | 3.9364e+17 | 3.5558e+17 | 4.0134e+17 | 3.2381e+17 | 3.4066e+17 | 3.9198e+17 | 3.5387e+17 | 3.5394e+17 | 3.8357e+17 | 4.2102e+17 | 3.6007e+17 | 3.7897e+17 | 3.3658e+17 | 3.7488e+17 | 3.5072e+17 | 4.7685e+17 | 3.9005e+17 | 3.8393e+17 | 3.6812e+17 | 3.2098e+17 | 3.427e+17 | 3.7595e+17 | 2.9259e+17 | 4.0436e+17 | 3.5025e+17 | 3.1921e+17 | 4.3588e+17 | 3.8348e+17 | 4.5195e+17 | 3.4272e+17 | 3.6098e+17 | 3.6153e+17 | 4.113e+17 | 3.8124e+17 | 3.7281e+17 | 3.4523e+17 | 3.9946e+17 | 3.7876e+17 | 3.1281e+17 | 3.9808e+17 | 3.3253e+17 | 3.8114e+17 | 3.2586e+17 | 3.3805e+17 | 3.8557e+17 | 3.3078e+17 | 4.0425e+17 | 4.0653e+17 | 3.7276e+17 | 3.4675e+17 | 3.411e+17 | 4.0471e+17 | 3.7166e+17 | 3.6157e+17 | 4.2976e+17 | 4.0291e+17 | 3.976e+17 | 3.6296e+17 | 3.8718e+17 | 3.3162e+17 | 3.6348e+17 | 3.9474e+17 | 4.1885e+17 | 3.8591e+17 | 4.1237e+17 | 3.3401e+17 | 3.7115e+17 | 3.433e+17 | 3.2876e+17 | 3.0247e+17 | 4.0536e+17 | 3.8502e+17 | 3.8654e+17 | 4.8654e+17 | 3.2846e+17 | 3.1714e+17 | 3.6763e+17 | 3.4651e+17 | 3.9827e+17 | 3.947e+17 | 3.5252e+17 | 3.6347e+17 | 4.0368e+17 | 3.4857e+17 | 3.8724e+17 | 3.6445e+17 | 3.6784e+17 | 4.3954e+17 | 4.4393e+17 | 3.756e+17 | 3.6902e+17 | 3.7688e+17 | 4.3102e+17 | 3.8803e+17 | 4.0524e+17 | 3.7509e+17 | 4.5019e+17 | 3.6707e+17 | 3.4957e+17 | 3.4465e+17 | 3.7064e+17 | 3.4843e+17 | 4.3533e+17 | 4.0182e+17 | 3.6475e+17 | 3.999e+17 | 4.3488e+17 | 3.9509e+17 | 4.7861e+17 | 3.8228e+17 | 3.5114e+17 | 4.1862e+17 | 3.142e+17 | 3.8102e+17 | 3.6178e+17 | 4.3714e+17 | 3.5126e+17 | 3.5142e+17 | 3.8053e+17 | 3.4029e+17 | 4.0683e+17 | 3.6569e+17 | 3.7323e+17 | 3.6366e+17 | 4.5003e+17 | 4.1064e+17 | 3.2514e+17 | 3.8815e+17 | 3.5428e+17 | 4.0184e+17 | 3.3878e+17 | 3.4421e+17 | 3.703e+17 | 4.292e+17 | 4.0662e+17 | 3.2478e+17 | 4.1022e+17 | 3.6042e+17 | 3.9733e+17 | 4.0159e+17 | 3.4089e+17 | 4.2306e+17 | 3.8978e+17 | 3.7179e+17 | 3.8803e+17 | 3.2944e+17 | 3.6667e+17 | 4.0515e+17 | 3.3553e+17 | 3.608e+17 | 3.8151e+17 | 3.0524e+17 | 3.8885e+17 | 3.6767e+17 | 4.5642e+17 | 3.54e+17 | 4.1129e+17 | 3.3325e+17 | 3.9219e+17 | 4.0216e+17 | 4.3838e+17 | 3.2826e+17 | 3.4709e+17 | 3.3986e+17 | 3.888e+17 | 3.5561e+17 | 4.0369e+17 | 3.6086e+17 | 3.7951e+17 | 3.5424e+17 | 3.6115e+17 | 3.7287e+17 | 3.8384e+17 | 3.2956e+17 | 3.973e+17 | 3.3195e+17 | 3.5132e+17 | 3.275e+17 | 3.6e+17 | 3.0928e+17 | 3.9393e+17 | 3.9873e+17 | 4.6517e+17 | 3.0962e+17 | 3.5836e+17 | 3.4812e+17 | 3.5415e+17 | 4.3433e+17 | 4.6335e+17 | 3.4295e+17 | 4.0085e+17 | 3.6059e+17 | 4.0075e+17 | 3.4766e+17 | 3.3302e+17 | 4.4025e+17 | 4.1009e+17 | 3.7961e+17 | 3.7694e+17 | 3.901e+17 | 3.3169e+17 | 3.8356e+17 | 3.4605e+17 | 3.6251e+17 | 2.698e+17 | 3.6603e+17 | 4.4109e+17 | 3.7684e+17 | 4.0972e+17 | 3.5642e+17 | 4.0219e+17 | 3.7155e+17 | 3.9131e+17 | 3.5731e+17 | 3.6331e+17 | 3.2498e+17 | 3.4939e+17 | 3.5322e+17 | 3.5599e+17 | 3.4999e+17 | 3.3577e+17 | 3.8176e+17 | 4.3838e+17 | 4.4209e+17 | 3.5288e+17 | 3.364e+17 | 3.8044e+17 | 3.494e+17 | 4.0475e+17 | 3.6373e+17 | 3.2842e+17 | 3.2223e+17 | 3.4186e+17 | 3.8432e+17 | 3.5628e+17 | 3.6986e+17 | 2.9999e+17 | 3.8053e+17 | 3.984e+17 | 4.221e+17 | 3.8641e+17 | 3.8778e+17 | 3.2318e+17 | 3.9449e+17 | 3.9653e+17 | 3.9501e+17 | 3.7879e+17 | 3.1927e+17 | 3.5158e+17 | 3.8875e+17 | 4.0787e+17 | 3.6406e+17 | 3.7173e+17 | 4.0119e+17 | 3.5845e+17 | 3.9382e+17 | 4.3124e+17 | 4.0182e+17 | 3.2767e+17 | 3.2313e+17 | 3.5195e+17 | 3.375e+17 | 3.5559e+17 | 4.0622e+17 | 3.9044e+17 | 3.7194e+17 | 2.8361e+17 | 4.0834e+17 | 4.2777e+17 | 3.5578e+17 | 3.4674e+17 | 3.6841e+17 | 4.4104e+17 | 3.685e+17 | 3.7477e+17 | 4.0548e+17 | 3.8394e+17 | 4.1862e+17 | 2.8817e+17 | 3.6958e+17 | 3.4794e+17 | 4.3206e+17 | 3.9214e+17 | 3.7602e+17 | 3.8469e+17 | 3.6418e+17 | 3.6409e+17 | 3.2637e+17 | 2.8925e+17 | 4.0632e+17 | 3.9892e+17 | 3.879e+17 | 3.8484e+17 | 3.6222e+17 | 3.9359e+17 | 3.8463e+17 | 4.0127e+17 | 4.625e+17 | 3.7956e+17 | 4.1137e+17 | 4.149e+17 | 3.6609e+17 | 4.0673e+17 | 3.9144e+17 | 3.6649e+17 | 3.9087e+17 | 4.1651e+17 | 3.5719e+17 | 3.5159e+17 | 3.797e+17 | 3.4481e+17 | 3.4208e+17 | 3.2688e+17 | 3.6342e+17 | 3.7073e+17 | 3.3687e+17 | 4.0223e+17 | 3.8516e+17 | 3.7854e+17 | 3.7238e+17 | 3.6126e+17 | 3.8755e+17 | 4.1374e+17 | 3.728e+17 | 3.1861e+17 | 4.0997e+17 | 4.0737e+17 | 3.4921e+17 | 2.9869e+17 | 3.233e+17 | 3.8132e+17 | 4.0338e+17 | 4.7858e+17 | 3.4623e+17 | 3.9403e+17 | 3.9309e+17 | 3.7458e+17 | 4.0629e+17 | 4.3296e+17 | 3.6048e+17 | 3.599e+17 | 3.3941e+17 | 3.1919e+17 | 3.6616e+17 | 4.1468e+17 | 4.1666e+17 | 3.0669e+17 | 3.7485e+17 | 4.3097e+17 | 2.9894e+17 | 3.4734e+17 | 4.1592e+17 | 3.3798e+17 | 4.1059e+17 | 4.0732e+17 | 3.5904e+17 | 3.8865e+17 | 3.2787e+17 | 3.5805e+17 | 3.4616e+17 | 3.9979e+17 | 2.5261e+17 | 4.0028e+17 | 4.0005e+17 | 3.7116e+17 | 4.2092e+17 | 3.8468e+17 | 3.6788e+17 | 4.7527e+17 | 3.5006e+17 | 3.134e+17 | 3.8679e+17 | 3.675e+17 | 3.4675e+17 | 3.9109e+17 | 3.7538e+17 | 3.4163e+17 | 3.4875e+17 | 4.393e+17 | 3.3051e+17 | 3.1197e+17 | 3.2513e+17 | 4.1337e+17 | 4.1168e+17 | 3.7906e+17 | 3.254e+17 | 3.6252e+17 | 3.2365e+17 | 3.7649e+17 | 3.1773e+17 | 2.8234e+17 | 3.7109e+17 | 3.9132e+17 | 4.0045e+17 | 3.7965e+17 | 3.5825e+17 | 3.506e+17 | 3.8011e+17 | 3.6128e+17 | 3.6194e+17 | 3.6759e+17 | 3.7175e+17 | 4.1947e+17 | 3.5696e+17 | 3.8427e+17 | 4.0957e+17 | 3.4102e+17 | 4.2818e+17 | 3.8401e+17 | 4.2736e+17 | 3.5843e+17 | 3.5162e+17 | 3.4331e+17 | 3.3227e+17 | 3.8017e+17 | 4.2856e+17 | 4.2945e+17 | 3.9725e+17 | 3.3272e+17 | 4.0003e+17 | 3.6193e+17 | 4.3822e+17 | 3.8012e+17 | 3.9659e+17 | 3.8743e+17 | 3.8136e+17 | 4.4432e+17 | 3.6662e+17 | 3.7502e+17 | 3.9576e+17 | 3.7999e+17 | 3.3085e+17 | 3.6441e+17 | 3.5858e+17 | 4.3241e+17 | 3.9812e+17 | 3.7023e+17 | 3.7956e+17 | 3.1714e+17 | 3.1766e+17 | 3.4671e+17 | 3.549e+17 | 3.7025e+17 | 4.4328e+17 | 3.2707e+17 | 4.4547e+17 | 4.2372e+17 | 3.2046e+17 | 4.2125e+17 | 3.7379e+17 | 4.1748e+17 | 2.9679e+17 | 4.0653e+17 | 3.8754e+17 | 3.0799e+17 | 3.4674e+17 | 4.2143e+17 | 3.2994e+17 | 4.128e+17 | 4.0593e+17 | 3.6348e+17 | 4.4586e+17 | 3.6808e+17 | 4.1909e+17 | 3.7193e+17 | 3.6328e+17 | 3.8471e+17 | 3.5491e+17 | 4.162e+17 | 3.4918e+17 | 4.2775e+17 | 3.29e+17 | 3.8273e+17 | 3.4724e+17 | 3.3355e+17 | 4.3251e+17 | 4.6513e+17 | 4.6856e+17 | 4.1637e+17 | 3.4097e+17 | 4.3497e+17 | 4.2165e+17 | 3.6527e+17 | 3.9949e+17 | 3.303e+17 | 3.6428e+17 | 3.1488e+17 | 3.901e+17 | 3.5137e+17 | 3.5397e+17 | 3.5742e+17 | 3.8393e+17 | 3.9508e+17 | 3.12e+17 | 4.1632e+17 | 3.947e+17 | 3.8579e+17 | 3.8154e+17 | 3.2201e+17 | 3.8151e+17 | 3.7583e+17 | 3.7927e+17 | 3.3424e+17 | 3.5525e+17 | 3.8532e+17 | 3.9737e+17 | 3.9575e+17 | 4.3226e+17 | 3.7462e+17 | 3.6959e+17 | 3.2999e+17 | 3.8294e+17 | 3.634e+17 | 3.5099e+17 | 3.6711e+17 | 3.3304e+17 | 3.8529e+17 | 3.978e+17 | 3.3515e+17 | 4.4161e+17 | 3.7948e+17 | 3.5642e+17 | 3.2989e+17 | 4.3929e+17 | 3.2658e+17 | 4.0219e+17 | 3.2861e+17 | 3.069e+17 | 3.8848e+17 | 3.3565e+17 | 3.82e+17 | 3.8697e+17 | 3.5997e+17 | 4.2471e+17 | 4.14e+17 | 3.8948e+17 | 3.394e+17 | 4.8932e+17 | 3.5752e+17 | 3.624e+17 | 3.2506e+17 | 4.0332e+17 | 4.2495e+17 | 3.6574e+17 | 3.8835e+17 | 4.1715e+17 | 3.9161e+17 | 3.1243e+17 | 3.6201e+17 | 3.5599e+17 | 3.6929e+17 | 4.0233e+17 | 4.2068e+17 | 3.5614e+17 | 4.0823e+17 | 4.1203e+17 | 4.1002e+17 | 3.891e+17 | 4.2061e+17 | 3.9437e+17 | 4.3247e+17 | 3.8634e+17 | 3.8626e+17 | 4.0009e+17 | 3.9549e+17 | 3.895e+17 | 3.4074e+17 | 2.878e+17 | 3.6755e+17 | 3.4934e+17 | 4.2314e+17 | 3.7249e+17 | 3.9987e+17 | 3.2393e+17 | 4.0701e+17 | 3.4586e+17 | 3.5619e+17 | 3.4747e+17 | 4.0953e+17 | 3.8276e+17 | 3.7805e+17 | 4.2993e+17 | 3.967e+17 | 3.8054e+17 | 3.784e+17 | 3.5553e+17 | 4.4067e+17 | 3.4716e+17 | 3.3526e+17 | 3.4843e+17 | 3.8152e+17 | 3.0065e+17 | 4.097e+17 | 3.1927e+17 | 4.3061e+17 | 3.9079e+17 | 3.3007e+17 | 3.7756e+17 | 3.1465e+17 | 3.7077e+17 | 4.054e+17 | 3.6784e+17 | 3.4844e+17 | 3.6878e+17 | 3.6396e+17 | 3.4347e+17 | 3.4809e+17 | 4.0634e+17 | 4.1449e+17 | 3.6044e+17 | 4.1382e+17 | 3.5599e+17 | 3.9258e+17 | 4.3453e+17 | 4.0057e+17 | 3.4815e+17 | 4.3221e+17 | 4.2142e+17 | 3.6716e+17 | 3.1664e+17 | 4.042e+17 | 3.4909e+17 | 3.4037e+17 | 3.5311e+17 | 4.5595e+17 | 4.0183e+17 | 3.9485e+17 | 3.5743e+17 | 3.8153e+17 | 3.6302e+17 | 3.9171e+17 | 3.0047e+17 | 3.3846e+17 | 3.4599e+17 | 4.5442e+17 | 3.8561e+17 | 3.343e+17 | 4.2364e+17 | 3.3119e+17 | 3.8121e+17 | 3.3587e+17 | 3.805e+17 | 3.7299e+17 | 3.3842e+17 | 3.7143e+17 | 3.9881e+17 | 3.741e+17 | 3.9986e+17 | 4.2611e+17 | 4.2044e+17 | 3.4563e+17 | 3.8067e+17 | 3.4959e+17 | 3.7554e+17 | 4.2899e+17 | 4.1412e+17 | 3.1772e+17 | 4.0092e+17 | 3.9729e+17 | 3.3013e+17 | 3.1606e+17 | 3.9994e+17 | 3.5682e+17 | 3.4187e+17 | 3.3534e+17 | 3.8965e+17 | 3.3999e+17 | 4.0349e+17 | 4.3095e+17 | 3.551e+17 | 4.8697e+17 | 3.0741e+17 | 3.7622e+17 | 3.493e+17 | 3.7205e+17 | 3.8952e+17 | 3.349e+17 | 4.3051e+17 | 3.9498e+17 | 4.1175e+17 | 3.3141e+17 | 3.4644e+17 | 4.345e+17 | 3.014e+17 | 3.5599e+17 | 3.764e+17 | 3.9304e+17 | 3.6111e+17 | 3.6232e+17 | 3.7796e+17 | 3.9155e+17 | 3.5526e+17 | 3.8709e+17 | 3.354e+17 | 4.0359e+17 | 4.0822e+17 | 3.0676e+17 | 3.3194e+17 | 3.8715e+17 | 3.3985e+17 | 4.0413e+17 | 3.9942e+17 | 3.2977e+17 | 3.5944e+17 | 4.5106e+17 | 3.7639e+17 | 3.4786e+17 | 3.4848e+17 | 3.3409e+17 | 3.859e+17 | 3.1423e+17 | 3.8317e+17 | 3.7052e+17 | 3.709e+17 | 4.3819e+17 | 3.4954e+17 | 3.4245e+17 | 3.9483e+17 | 3.9636e+17 | 3.2571e+17 | 3.5897e+17 | 3.7674e+17 | 3.7918e+17 | 3.6883e+17 | 3.9039e+17 | 3.8055e+17 | 3.1089e+17 | 3.0545e+17 | 3.5197e+17 | 3.2494e+17 | 3.5889e+17 | 3.8972e+17 | 3.6326e+17 | 2.9418e+17 | 3.69e+17 | 3.1926e+17 | 4.0263e+17 | 3.7978e+17 | 3.4421e+17 | 3.0875e+17 | 3.9774e+17 | 3.2442e+17 | 3.499e+17 | 3.6088e+17 | 3.8538e+17 | 4.0529e+17 | 3.9429e+17 | 3.5018e+17 | 4.4804e+17 | 4.294e+17 | 4.3079e+17 | 3.7738e+17 | 3.0618e+17 | 3.8842e+17 | 4.0359e+17 | 3.567e+17 | 3.5577e+17 | 3.9614e+17 | 3.4033e+17 | 3.6387e+17 | 3.5742e+17 | 4.2359e+17 | 3.958e+17 | 4.3598e+17 | 3.7002e+17 | 3.5362e+17 | 3.6937e+17 | 3.7175e+17 | 3.2256e+17 | 3.9471e+17 | 3.673e+17 | 3.9415e+17 | 3.3634e+17 | 3.6889e+17 | 3.5842e+17 | 3.9872e+17 | 2.7598e+17 | 3.6739e+17 | 3.7295e+17 | 3.7585e+17 | 3.9479e+17 | 3.5164e+17 | 4.0327e+17 | 3.7394e+17 | 4.3719e+17 | 3.0591e+17 | 3.8858e+17 | 3.791e+17 | 3.8276e+17 | 3.6557e+17 | 3.3752e+17 | 3.2671e+17 | 3.7628e+17 | 3.8855e+17 | 3.7482e+17 | 3.5049e+17 | 3.5142e+17 | 3.8246e+17 | 3.3214e+17 | 4.2728e+17 | 3.3794e+17 | 4.1273e+17 | 3.9952e+17 | 3.6891e+17 | 3.9202e+17 | 3.4353e+17 | 4.0623e+17 | 3.6962e+17 | 3.5754e+17 | 4.0608e+17 | 3.4653e+17 | 3.4485e+17 | 4.0475e+17 | 3.8559e+17 | 4.0545e+17 | 3.9573e+17 | 3.9044e+17 | 3.1957e+17 | 4.2365e+17 | 4.3275e+17 | 3.7439e+17 | 3.4327e+17 | 3.4265e+17 | 2.5521e+17 | 4.0321e+17 | 3.7434e+17 | 4.0289e+17 | 3.3906e+17 | 3.6458e+17 | 3.5633e+17 | 4.0992e+17 | 3.6394e+17 | 3.8174e+17 | 3.0797e+17 | 3.7752e+17 | 3.4847e+17 | 4.1778e+17 | 4.4803e+17 | 3.7254e+17 | 3.9024e+17 | 3.1554e+17 | 3.8746e+17 | 4.3739e+17 | 3.4339e+17 | 3.8652e+17 | 4.5388e+17 | 3.51e+17 | 2.7946e+17 | 3.1744e+17 | 3.6778e+17 | 4.5373e+17 | 3.7813e+17 | 3.6997e+17 | 4.0613e+17 | 3.2964e+17 | 4.3421e+17 | 3.883e+17 | 3.4661e+17 | 3.7067e+17 | 4.0983e+17 | 3.6865e+17 | 3.8563e+17 | 3.7345e+17 | 3.4302e+17 | 4.1096e+17 | 3.5392e+17 | 3.2422e+17 | 3.6508e+17 | 3.9088e+17 | 3.7547e+17 | 3.664e+17 | 3.9894e+17 | 2.9961e+17 | 3.9494e+17 | 3.0464e+17 | 3.6117e+17 | 4.0471e+17 | 2.9723e+17 | 3.6268e+17 | 4.1892e+17 | 3.682e+17 | 3.956e+17 | 3.5287e+17 | 3.643e+17 | 3.965e+17 | 4.396e+17 | 4.1971e+17 | 4.1375e+17 | 3.7538e+17 | 3.9324e+17 | 3.6786e+17 | 4.1729e+17 | 3.0479e+17 | 3.2218e+17 | 3.0973e+17 | 3.3953e+17 | 4.4818e+17 | 3.8337e+17 | 4.173e+17 | 3.4194e+17 | 4.0706e+17 | 4.1161e+17 | 4.0596e+17 | 3.7708e+17 | 4.1159e+17 | 4.1417e+17 | 3.3172e+17 | 3.5843e+17 | 3.4989e+17 | 3.8079e+17 | 3.6915e+17 | 3.7901e+17 | 3.6216e+17 | 3.88e+17 | 3.9078e+17 | 4.5642e+17 | 3.9381e+17 | 3.8843e+17 | 3.5779e+17 | 3.2712e+17 | 4.3904e+17 | 4.6077e+17 | 3.6669e+17 | 3.2325e+17 | 3.9782e+17 | 3.847e+17 | 3.5936e+17 | 3.9501e+17 | 3.4982e+17 | 4.0868e+17 | 3.9897e+17 | 4.1869e+17 | 4.5584e+17 | 4.188e+17 | 3.3399e+17 | 3.8545e+17 | 4.0537e+17 | 3.9876e+17 | 4.0015e+17 | 3.4525e+17 | 2.9757e+17 | 3.8671e+17 | 3.7198e+17 | 4.1736e+17 | 3.5004e+17 | 3.3585e+17 | 3.2143e+17 | 4.6369e+17 | 3.8196e+17 | 4.4127e+17 | 4.0115e+17 | 3.9925e+17 | 3.7965e+17 | 4.5033e+17 | 3.6912e+17 | 4.148e+17 | 4.187e+17 | 3.3771e+17 | 3.9263e+17 | 2.9602e+17 | 4.2007e+17 | 3.269e+17 | 3.773e+17 | 4.0254e+17 | 3.4611e+17 | 3.8724e+17 | 3.7168e+17 | 4.1807e+17 | 3.6871e+17 | 3.5226e+17 | 3.5156e+17 | 4.0787e+17 | 3.7717e+17 | 3.6632e+17 | 3.7568e+17 | 3.9638e+17 | 4.2832e+17 | 3.6141e+17 | 4.0097e+17 | 3.8456e+17 | 3.7571e+17 | 3.5893e+17 | 3.0265e+17 | 4.2855e+17 | 3.208e+17 | 4.1404e+17 | 4.0249e+17 | 3.6764e+17 | 3.6998e+17 | 3.1543e+17 | 4.5836e+17 | 3.9799e+17 | 3.6781e+17 | 3.9808e+17 | 3.9327e+17 | 3.0951e+17 | 3.7076e+17 | 2.7128e+17 | 4.1758e+17 | 4.155e+17 | 2.7924e+17 | 3.8075e+17 | 3.6504e+17 | 3.722e+17 | 3.2367e+17 | 3.8622e+17 | 4.1242e+17 | 3.8216e+17 | 3.9699e+17 | 3.8375e+17 | 4.2867e+17 | 4.373e+17 | 3.5954e+17 | 4.0477e+17 | 3.9218e+17 | 3.7269e+17 | 3.7086e+17 | 3.3628e+17 | 3.8005e+17 | 4.3034e+17 | 3.7189e+17 | 3.6401e+17 | 3.6595e+17 | 3.7738e+17 | 3.9167e+17 | 3.7935e+17 | 3.538e+17 | 3.6724e+17 | 3.6653e+17 | 4.1991e+17 | 3.4931e+17 | 3.7876e+17 | 3.7023e+17 | 3.7365e+17 | 3.6537e+17 | 3.6769e+17 | 3.6268e+17 | 3.4705e+17 | 3.9485e+17 | 3.1608e+17 | 3.9511e+17 | 4.063e+17 | 4.0383e+17 | 3.6508e+17 | 3.8844e+17 | 3.7425e+17 | 4.0784e+17 | 3.4465e+17 | 3.8366e+17 | 4.1935e+17 | 3.2863e+17 | 4.0196e+17 | 3.0544e+17 | 3.7391e+17 | 3.8897e+17 | 4.4218e+17 | 3.6417e+17 | 3.6615e+17 | 4.0057e+17 | 4.0542e+17 | 3.6843e+17 | 3.5231e+17 | 3.9012e+17 | 3.5289e+17 | 3.8467e+17 | 4.0564e+17 | 3.9299e+17 | 4.1842e+17 | 4.0583e+17 | 3.523e+17 | 3.5859e+17 | 4.0545e+17 | 3.7457e+17 | 3.984e+17 | 3.7767e+17 | 3.2781e+17 | 3.5447e+17 | 3.567e+17 | 4.2321e+17 | 4.3136e+17 | 4.3807e+17 | 4.4868e+17 | 3.9238e+17 | 3.5241e+17 | 3.7267e+17 | 3.3971e+17 | 3.9748e+17 | 3.9168e+17 | 3.9639e+17 | 3.6283e+17 | 4.2355e+17 | 3.2769e+17 | 3.9047e+17 | 4.3234e+17 | 4.1534e+17 | 4.1833e+17 | 3.1401e+17 | 3.0368e+17 | 3.7721e+17 | 3.4526e+17 | 3.8947e+17 | 3.5303e+17 | 3.5e+17 | 4.233e+17 | 3.0065e+17 | 3.4865e+17 | 3.8033e+17 | 3.7828e+17 | 3.8466e+17 | 3.0908e+17 | 4.0285e+17 | 3.7332e+17 | 2.9882e+17 | 3.752e+17 | 3.7687e+17 | 4.1418e+17 | 4.0651e+17 | 3.7018e+17 | 3.835e+17 | 4.2754e+17 | 4.1153e+17 | 3.9229e+17 | 3.4292e+17 | 3.9201e+17 | 3.6181e+17 | 4.3587e+17 | 3.3491e+17 | 4.8838e+17 | 3.4884e+17 | 3.6839e+17 | 3.7305e+17 | 3.1114e+17 | 3.9738e+17 | 3.6939e+17 | 4.0458e+17 | 3.4383e+17 | 3.2999e+17 | 3.9527e+17 | 2.7114e+17 | 4.1035e+17 | 3.6624e+17 | 4.1543e+17 | 2.8701e+17 | 3.2127e+17 | 3.8271e+17 | 3.7781e+17 | 3.8823e+17 | 3.1873e+17 | 4.2128e+17 | 3.484e+17 | 3.8727e+17 | 3.7493e+17 | 3.9768e+17 | 3.9107e+17 | 4.2227e+17 | 3.6358e+17 | 3.1512e+17 | 3.5516e+17 | 3.8541e+17 | 4.2274e+17 | 3.5904e+17 | 4.3757e+17 | 3.8145e+17 | 3.7243e+17 | 4.316e+17 | 3.7608e+17 | 3.4457e+17 | 4.0922e+17 | 3.3994e+17 | 4.2913e+17 | 4.4602e+17 | 4.055e+17 | 3.7345e+17 | 4.746e+17 | 3.7161e+17 | 3.6822e+17 | 2.8532e+17 | 3.6454e+17 | 3.8663e+17 | 3.4851e+17 | 3.5387e+17 | 3.8731e+17 | 3.7873e+17 | 3.9145e+17 | 3.9584e+17 | 3.5417e+17 | 3.9656e+17 | 4.4994e+17 | 4.0849e+17 | 4.501e+17 | 4.328e+17 | 3.7326e+17 | 3.1921e+17 | 3.7138e+17 | 3.4168e+17 | 3.6122e+17 | 3.7987e+17 | 3.5445e+17 | 4.355e+17 | 4.4211e+17 | 3.9858e+17 | 3.5948e+17 | 3.3858e+17 | 4.1465e+17 | 4.1984e+17 | 3.8562e+17 | 3.5764e+17 | 4.1223e+17 | 3.3453e+17 | 3.3293e+17 | 3.2817e+17 | 3.3261e+17 | 3.285e+17 | 4.7287e+17 | 4.3961e+17 | 3.546e+17 | 3.4843e+17 | 4.0324e+17 | 3.8466e+17 | 4.0777e+17 | 4.0312e+17 | 4.3958e+17 | 3.1854e+17 | 4.1462e+17 | 3.6262e+17 | 4.2138e+17 | 3.7237e+17 | 4.2419e+17 | 3.746e+17 | 4.2174e+17 | 3.7168e+17 | 3.8507e+17 | 4.2589e+17 | 2.9969e+17 | 4.5721e+17 | 4.0766e+17 | 3.6194e+17 | 3.47e+17 | 3.7921e+17 | 3.5327e+17 | 4.2063e+17 | 3.7418e+17 | 3.7502e+17 | 3.8944e+17 | 2.9852e+17 | 3.5289e+17 | 3.3255e+17 | 4.0968e+17 | 3.626e+17 | 3.2463e+17 | 4.0161e+17 | 3.8048e+17 | 3.5883e+17 | 3.6699e+17 | 3.5504e+17 | 3.2854e+17 | 3.1813e+17 | 3.9371e+17 | 3.5591e+17 | 3.4418e+17 | 3.5738e+17 | 4.3854e+17 | 3.6305e+17 | 3.782e+17 | 4.4553e+17 | 4.647e+17 | 4.4646e+17 | 3.641e+17 | 3.5816e+17 | 2.8609e+17 | 3.8454e+17 | 3.6776e+17 | 4.3221e+17 | 3.8793e+17 | 4.6527e+17 | 3.8442e+17 | 4.0649e+17 | 4.0733e+17 | 4.0952e+17 | 3.7192e+17 | 3.4033e+17 | 3.2553e+17 | 3.6973e+17 | 3.9868e+17 | 3.7582e+17 | 3.4539e+17 | 3.6799e+17 | 4.2932e+17 | 3.6902e+17 | 3.5036e+17 | 4.4327e+17 | 4.2987e+17 | 4.1327e+17 | 3.1285e+17 | 4.0412e+17 | 4.1625e+17 | 4.1515e+17 | 4.2673e+17 | 3.8829e+17 | 3.8307e+17 | 3.8047e+17 | 3.975e+17 | 3.7912e+17 | 4.1735e+17 | 4.1466e+17 | 4.4276e+17 | 3.1767e+17 | 3.9363e+17 | 3.9218e+17 | 2.8475e+17 | 3.9625e+17 | 3.2254e+17 | 2.8631e+17 | 3.5016e+17 | 3.2178e+17 | 3.417e+17 | 2.8709e+17 | 4.0133e+17 | 4.2704e+17 | 3.8385e+17 | 4.1093e+17 | 4.2019e+17 | 4.2178e+17 | 3.9445e+17 | 3.1299e+17 | 3.6377e+17 | 3.6445e+17 | 4.1763e+17 | 4.2155e+17 | 3.274e+17 | 3.6233e+17 | 3.9197e+17 | 3.2975e+17 | 3.0806e+17 | 3.5099e+17 | 3.565e+17 | 3.6018e+17 | 3.7147e+17 | 3.5464e+17 | 3.9179e+17 | 3.5189e+17 | 3.3251e+17 | 3.2684e+17 | 4.1527e+17 | 4.7251e+17 | 3.9714e+17 | 4.0672e+17 | 4.263e+17 | 3.5761e+17 | 4.1539e+17 | 4.0817e+17 | 3.6733e+17 | 3.7843e+17 | 3.5794e+17 | 4.1769e+17 | 4.2325e+17 | 3.7328e+17 | 3.8835e+17 | 4.1691e+17 | 3.85e+17 | 3.4547e+17 | 3.8962e+17 | 3.3523e+17 | 4.0093e+17 | 3.8186e+17 | 3.4444e+17 | 4.1389e+17 | 3.7756e+17 | 3.048e+17 | 4.3473e+17 | 4.179e+17 | 4.5494e+17 | 3.9795e+17 | 3.4376e+17 | 4.2462e+17 | 3.829e+17 | 4.1278e+17 | 4.2076e+17 | 3.597e+17 | 3.8452e+17 | 4.0872e+17 | 3.6446e+17 | 3.2466e+17 | 4.5048e+17 | 3.8416e+17 | 3.3676e+17 | 3.0749e+17 | 3.7387e+17 | 3.4156e+17 | 3.6307e+17 | 3.4808e+17 | 4.2836e+17 | 3.3193e+17 | 3.2344e+17 | 3.5861e+17 | 4.7046e+17 | 3.8143e+17 | 3.3985e+17 | 3.2104e+17 | 3.905e+17 | 3.6991e+17 | 3.6466e+17 | 3.6618e+17 | 3.4605e+17 | 3.8558e+17 | 4.1345e+17 | 3.8707e+17 | 3.7621e+17 | 3.2366e+17 | 4.5374e+17 | 4.3039e+17 | 4.1203e+17 | 3.57e+17 | 3.282e+17 | 3.7844e+17 | 3.8226e+17 | 3.986e+17 | 3.8433e+17 | 3.6304e+17 | 2.8839e+17 | 4.2888e+17 | 4.2827e+17 | 3.6252e+17 | 3.8149e+17 | 4.3614e+17 | 3.401e+17 | 4.0015e+17 | 3.3308e+17 | 3.6485e+17 | 3.1111e+17 | 4.2503e+17 | 3.8289e+17 | 3.988e+17 | 3.6276e+17 | 4.542e+17 | 3.7121e+17 | 3.1902e+17 | 4.0266e+17 | 3.3946e+17 | 4.3004e+17 | 4.1324e+17 | 3.5133e+17 | 3.4687e+17 | 3.1291e+17 | 4.2568e+17 | 3.5907e+17 | 4.2023e+17 | 3.8885e+17 | 3.4832e+17 | 3.0937e+17 | 3.1949e+17 | 3.3556e+17 | 3.737e+17 | 4.1121e+17 | 3.2454e+17 | 4.0338e+17 | 4.0392e+17 | 3.6834e+17 | 3.9617e+17 | 3.8227e+17 | 3.1342e+17 | 4.0928e+17 | 4.1651e+17 | 3.5825e+17 | 4.1192e+17 | 3.7811e+17 | 3.4467e+17 | 3.913e+17 | 3.0612e+17 | 3.0813e+17 | 4.1037e+17 | 3.0056e+17 | 3.6071e+17 | 3.5821e+17 | 3.1897e+17 | 3.4371e+17 | 4.0059e+17 | 3.6912e+17 | 3.7901e+17 | 4.0155e+17 | 3.9097e+17 | 4.207e+17 | 3.2208e+17 | 4.1377e+17 | 4.001e+17 | 4.353e+17 | 3.7132e+17 | 3.2251e+17 | 3.7342e+17 | 4.3435e+17 | 3.5985e+17 | 3.2758e+17 | 4.0502e+17 | 3.0708e+17 | 3.3306e+17 | 4.0265e+17 | 3.4093e+17 | 3.9585e+17 | 3.5769e+17 | 3.7885e+17 | 3.4655e+17 | 3.9081e+17 | 3.3192e+17 | 3.7072e+17 | 3.5641e+17 | 3.2015e+17 | 4.0947e+17 | 4.4901e+17 | 3.8327e+17 | 3.6207e+17 | 3.7168e+17 | 4.0761e+17 | 3.5026e+17 | 4.0887e+17 | 3.1953e+17 | 3.9432e+17 | 4.7344e+17 | 3.6197e+17 | 3.9843e+17 | 4.4901e+17 | 3.7952e+17 | 4.1431e+17 | 3.7614e+17 | 4.2545e+17 | 4.7045e+17 | 4.1921e+17 | 3.6741e+17 | 4.1006e+17 | 3.676e+17 | 3.9092e+17 | 3.3956e+17 | 3.743e+17 | 3.7756e+17 | 3.8508e+17 | 3.7065e+17 | 3.4983e+17 | 3.7723e+17 | 4.0432e+17 | 4.3057e+17 | 4.1965e+17 | 3.6392e+17 | 3.7756e+17 | 4.367e+17 | 3.6407e+17 | 3.7193e+17 | 3.9543e+17 | 3.7079e+17 | 3.6628e+17 | 4.1266e+17 | 4.3659e+17 | 3.983e+17 | 3.8018e+17 | 3.9477e+17 | 3.886e+17 | 3.5785e+17 | 3.9625e+17 | 4.4019e+17 | 4.1065e+17 | 3.7007e+17 | 3.6929e+17 | 3.8903e+17 | 3.9894e+17 | 3.3217e+17 | 3.18e+17 | 3.1222e+17 | 3.7995e+17 | 3.5219e+17 | 3.6694e+17 | 3.3839e+17 | 4.0155e+17 | 4.5364e+17 | 3.9155e+17 | 2.8482e+17 | 3.9671e+17 | 3.6804e+17 | 3.7202e+17 | 3.6879e+17 | 4.0499e+17 | 3.8576e+17 | 3.4632e+17 | 4.1869e+17 | 3.4114e+17 | 3.7933e+17 | 4.2518e+17 | 3.4823e+17 | 4.1122e+17 | 3.4063e+17 | 3.8169e+17 | 3.5693e+17 | 3.2348e+17 | 3.515e+17 | 3.9364e+17 | 3.734e+17 | 3.9978e+17 | 3.7659e+17 | 3.8495e+17 | 3.8575e+17 | 3.8827e+17 | 4.1496e+17 | 3.6657e+17 | 3.6566e+17 | 3.7538e+17 | 3.3364e+17 | 3.7772e+17 | 3.6046e+17 | 3.8015e+17 | 3.745e+17 | 3.8914e+17 | 3.4531e+17 | 3.7149e+17 | 4.0653e+17 | 3.1943e+17 | 4.3035e+17 | 4.346e+17 | 4.0697e+17 | 3.865e+17 | 3.3113e+17 | 3.6605e+17 | 3.6249e+17 | 4.2385e+17 | 3.6713e+17 | 3.9975e+17 | 3.4698e+17 | 3.8153e+17 | 4.3104e+17 | 3.6858e+17 | 4.2569e+17 | 3.6579e+17 | 3.5465e+17 | 3.5287e+17 | 3.2973e+17 | 4.1304e+17 | 3.3566e+17 | 4.6827e+17 | 3.1429e+17 | 3.9297e+17 | 3.9143e+17 | 3.8537e+17 | 3.3473e+17 | 3.7556e+17 | 4.0064e+17 | 3.5607e+17 | 3.6366e+17 | 3.4607e+17 | 2.9598e+17 | 4.1515e+17 | 3.6872e+17 | 3.3391e+17 | 3.6799e+17 | 3.5739e+17 | 3.9991e+17 | 3.4804e+17 | 4.0894e+17 | 4.0741e+17 | 4.2258e+17 | 3.2994e+17 | 4.1465e+17 | 3.9532e+17 | 3.8161e+17 | 3.7635e+17 | 3.5963e+17 | 3.5729e+17 | 3.6219e+17 | 3.6229e+17 | 3.3281e+17 | 3.6977e+17 | 3.8097e+17 | 3.3677e+17 | 4.2157e+17 | 4.2255e+17 | 4.157e+17 | 4.1533e+17 | 3.7482e+17 | 3.9198e+17 | 2.9573e+17 | 3.639e+17 | 3.7176e+17 | 3.5557e+17 | 4.2435e+17 | 3.3307e+17 | 2.7114e+17 | 3.9575e+17 | 3.9731e+17 | 4.0888e+17 | 3.6681e+17 | 3.9465e+17 | 3.9697e+17 | 2.9564e+17 | 3.2379e+17 | 3.4965e+17 | 3.4763e+17 | 3.9736e+17 | 2.9656e+17 | 3.5715e+17 | 3.6501e+17 | 3.5156e+17 | 4.1362e+17 | 3.8165e+17 | 2.9653e+17 | 3.4434e+17 | 3.7339e+17 | 3.9453e+17 | 3.3589e+17 | 3.8296e+17 | 3.5679e+17 | 3.8709e+17 | 4.2486e+17 | 3.7316e+17 | 3.5357e+17 | 3.4366e+17 | 3.3993e+17 | 3.7095e+17 | 4.1953e+17 | 3.01e+17 | 3.8631e+17 | 3.3217e+17 | 4.2503e+17 | 3.7555e+17 | 3.6721e+17 | 4.185e+17 | 4.2559e+17 | 3.8358e+17 | 4.0464e+17 | 3.8501e+17 | 3.8738e+17 | 3.5296e+17 | 3.5936e+17 | 4.24e+17 | 3.0302e+17 | 3.2616e+17 | 3.1842e+17 | 3.3433e+17 | 4.1386e+17 | 2.9321e+17 | 3.5494e+17 | 3.3769e+17 | 3.7664e+17 | 3.5219e+17 | 3.6502e+17 | 3.8183e+17 | 2.9482e+17 | 4.5248e+17 | 4.3602e+17 | 3.8629e+17 | 3.4863e+17 | 3.7006e+17 | 3.9205e+17 | 3.7897e+17 | 3.5586e+17 | 3.6144e+17 | 3.6065e+17 | 3.6772e+17 | 3.5901e+17 | 4.3071e+17 | 3.9265e+17 | 4.1219e+17 | 3.8659e+17 | 4.0197e+17 | 4.178e+17 | 3.6599e+17 | 3.9839e+17 | 3.8141e+17 | 3.0199e+17 | 4.0441e+17 | 3.9549e+17 | 3.106e+17 | 3.7602e+17 | 3.7488e+17 | 3.8424e+17 | 4.4157e+17 | 3.6974e+17 | 3.6913e+17 | 3.9867e+17 | 3.4925e+17 | 4.5351e+17 | 3.1791e+17 | 3.5854e+17 | 3.4853e+17 | 3.7059e+17 | 3.8141e+17 | 3.198e+17 | 3.9547e+17 | 3.6122e+17 | 3.983e+17 | 3.7404e+17 | 3.2828e+17 | 3.5634e+17 | 3.55e+17 | 4.3378e+17 | 3.5084e+17 | 3.9937e+17 | 4.2219e+17 | 3.578e+17 | 3.7272e+17 | 3.5215e+17 | 4.4784e+17 | 3.5287e+17 | 4.3702e+17 | 4.1333e+17 | 4.0047e+17 | 3.9541e+17 | 3.2911e+17 | 3.9709e+17 | 3.5303e+17 | 4.0501e+17 | 3.5942e+17 | 3.9436e+17 | 4.1119e+17 | 3.5241e+17 | 3.3951e+17 | 3.426e+17 | 4.0032e+17 | 3.262e+17 | 4.1174e+17 | 3.6898e+17 | 4.0501e+17 | 3.5665e+17 | 3.7923e+17 | 4.1504e+17 | 3.7439e+17 | 3.4614e+17 | 3.4852e+17 | 4.2914e+17 | 4.2051e+17 | 3.8436e+17 | 4.1029e+17 | 4.3595e+17 | 3.7048e+17 | 3.1271e+17 | 3.9539e+17 | 3.6661e+17 | 3.6531e+17 | 3.0561e+17 | 3.0215e+17 | 3.3333e+17 | 3.3931e+17 | 3.8232e+17 | 4.0364e+17 | 3.9555e+17 | 4.2443e+17 | 4.6047e+17 | 3.6603e+17 | 3.6672e+17 | 3.4078e+17 | 3.901e+17 | 3.1402e+17 | 3.8335e+17 | 3.8865e+17 | 3.6457e+17 | 4.1934e+17 | 3.8935e+17 | 3.903e+17 | 3.8885e+17 | 3.1847e+17 | 3.8598e+17 | 3.4507e+17 | 4.3112e+17 | 3.8182e+17 | 2.919e+17 | 2.9431e+17 | 3.6805e+17 | 3.2806e+17 | 3.5292e+17 | 3.6649e+17 | 3.4914e+17 | 3.6993e+17 | 3.0167e+17 | 3.6106e+17 | 4.2424e+17 | 3.5679e+17 | 3.6994e+17 | 3.4181e+17 | 3.2027e+17 | 3.8839e+17 | 3.9431e+17 | 4.1328e+17 | 3.7599e+17 | 4.0008e+17 | 3.9543e+17 | 3.1866e+17 | 3.8634e+17 | 3.6627e+17 | 4.1586e+17 | 3.2972e+17 | 3.5535e+17 | 3.732e+17 | 3.8272e+17 | 3.5751e+17 | 3.8254e+17 | 4.079e+17 | 4.3616e+17 | 3.5663e+17 | 2.9724e+17 | 3.2259e+17 | 3.7693e+17 | 3.8437e+17 | 4.2322e+17 | 3.5688e+17 | 4.1043e+17 | 3.9087e+17 | 3.3786e+17 | 3.3859e+17 | 3.6187e+17 | 2.747e+17 | 4.2149e+17 | 3.6927e+17 | 3.8542e+17 | 3.6305e+17 | 3.7885e+17 | 3.8715e+17 | 3.8257e+17 | 3.1136e+17 | 4.3011e+17 | 3.5605e+17 | 3.6448e+17 | 3.333e+17 | 3.676e+17 | 3.3463e+17 | 3.8146e+17 | 3.5992e+17 | 3.9369e+17 | 3.8069e+17 | 4.3283e+17 | 4.4523e+17 | 3.6117e+17 | 3.6356e+17 | 3.2378e+17 | 3.9368e+17 | 3.6241e+17 | 2.9286e+17 | 4.3702e+17 | 3.3297e+17 | 4.0132e+17 | 4.0567e+17 | 4.0567e+17 | 3.5351e+17 | 3.9037e+17 | 3.4674e+17 | 3.2972e+17 | 3.0064e+17 | 3.4846e+17 | 3.5889e+17 | 3.5775e+17 | 3.8534e+17 | 3.187e+17 | 3.8108e+17 | 4.1569e+17 | 3.7063e+17 | 3.1646e+17 | 4.0167e+17 | 3.2787e+17 | 4.0458e+17 | 3.5988e+17 | 3.8977e+17 | 3.4634e+17 | 4.2567e+17 | 3.6368e+17 | 3.5171e+17 | 3.7729e+17 | 3.616e+17 | 3.7492e+17 | 3.4487e+17 | 3.933e+17 | 4.3115e+17 | 3.9444e+17 | 3.5088e+17 | 3.7389e+17 | 4.3835e+17 | 3.8593e+17 | 3.8079e+17 | 3.8471e+17 | 3.8077e+17 | 3.8566e+17 | 4.1057e+17 | 3.4088e+17 | 3.7888e+17 | 3.4075e+17 | 3.5198e+17 | 4.1312e+17 | 3.5843e+17 | 4.0402e+17 | 3.4191e+17 | 3.469e+17 | 3.3899e+17 | 3.6631e+17 | 3.8681e+17 | 3.4478e+17 | 4.0042e+17 | 3.2437e+17 | 2.9902e+17 | 4.1396e+17 | 3.5702e+17 | 3.9357e+17 | 3.5667e+17 | 3.4022e+17 | 3.6845e+17 | 3.5963e+17 | 3.875e+17 | 3.5877e+17 | 3.5315e+17 | 3.832e+17 | 3.9097e+17 | 4.1746e+17 | 4.8306e+17 | 3.4857e+17 | 4.3848e+17 | 3.6466e+17 | 4.9224e+17 | 3.0949e+17 | 3.5969e+17 | 3.9988e+17 | 3.9688e+17 | 3.2951e+17 | 4.0342e+17 | 4.2691e+17 | 3.3229e+17 | 3.4346e+17 | 3.9167e+17 | 3.8648e+17 | 3.7168e+17 | 3.4674e+17 | 3.3833e+17 | 4.321e+17 | 4.112e+17 | 4.0206e+17 | 3.6619e+17 | 3.7257e+17 | 4.1627e+17 | 4.1943e+17 | 3.653e+17 | 3.7431e+17 | 3.6659e+17 | 3.5918e+17 | 3.9271e+17 | 3.7701e+17 | 3.6046e+17 | 3.1256e+17 | 4.179e+17 | 3.6326e+17 | 3.3678e+17 | 3.8206e+17 | 3.9018e+17 | 3.8609e+17 | 3.9408e+17 | 3.9384e+17 | 3.9908e+17 | 3.3959e+17 | 3.1082e+17 | 3.915e+17 | 4.1194e+17 | 3.857e+17 | 3.7996e+17 | 3.1722e+17 | 3.6819e+17 | 3.627e+17 | 3.5781e+17 | 3.2985e+17 | 3.5103e+17 | 3.9238e+17 | 3.6041e+17 | 3.8903e+17 | 3.7723e+17 | 3.9683e+17 | 4.7508e+17 | 3.042e+17 | 3.8668e+17 | 4.0104e+17 | 3.3196e+17 | 3.4333e+17 | 3.5153e+17 | 3.2403e+17 | 3.7875e+17 | 3.3323e+17 | 3.6274e+17 | 3.9853e+17 | 3.2348e+17 | 4.2174e+17 | 4.0928e+17 | 4.0741e+17 | 4.0087e+17 | 4.0822e+17 | 3.5083e+17 | 3.6886e+17 | 3.9722e+17 | 3.7271e+17 | 2.6866e+17 | 3.2815e+17 | 3.9417e+17 | 3.8186e+17 | 2.9972e+17 | 3.7936e+17 | 3.9348e+17 | 3.7312e+17 | 4.1293e+17 | 4.1876e+17 | 3.641e+17 | 3.5413e+17 | 3.294e+17 | 4.118e+17 | 4.2109e+17 | 3.6427e+17 | 3.232e+17 | 3.5991e+17 | 3.644e+17 | 3.9638e+17 | 4.0524e+17 | 3.8299e+17 | 4.5393e+17 | 3.7434e+17 | 3.9477e+17 | 3.9865e+17 | 3.3923e+17 | 4.3597e+17 | 3.8418e+17 | 3.8082e+17 | 3.3668e+17 | 3.9246e+17 | 3.596e+17 | 3.696e+17 | 3.1088e+17 | 3.7519e+17 | 3.4831e+17 | 2.9188e+17 | 2.6827e+17 | 3.3991e+17 | 3.1346e+17 | 3.4132e+17 | 3.41e+17 | 4.0589e+17 | 3.7044e+17 | 4.3018e+17 | 3.7085e+17 | 3.6256e+17 | 4.4294e+17 | 3.159e+17 | 3.6193e+17 | 4.0374e+17 | 3.599e+17 | 3.7994e+17 | 2.9752e+17 | 4.193e+17 | 3.7075e+17 | 3.461e+17 | 3.7752e+17 | 3.6397e+17 | 3.1188e+17 | 4.5354e+17 | 3.3903e+17 | 3.3959e+17 | 4.0782e+17 | 3.5599e+17 | 3.7867e+17 | 3.9874e+17 | 4.0492e+17 | 3.824e+17 | 3.7445e+17 | 4.0763e+17 | 3.4282e+17 | 3.8894e+17 | 3.7843e+17 | 3.9358e+17 | 3.9305e+17 | 3.6971e+17 | 3.8092e+17 | 3.7155e+17 | 4.4041e+17 | 2.9775e+17 | 3.8387e+17 | 4.091e+17 | 3.5612e+17 | 3.7333e+17 | 4.3652e+17 | 3.8657e+17 | 4.4052e+17 | 3.9595e+17 | 3.293e+17 | 3.6766e+17 | 3.4135e+17 | 3.3211e+17 | 2.8612e+17 | 3.7328e+17 | 3.923e+17 | 4.2119e+17 | 4.2175e+17 | 4.3563e+17 | 4.3958e+17 | 3.3492e+17 | 3.1999e+17 | 3.6543e+17 | 3.9045e+17 | 4.0742e+17 | 3.3929e+17 | 3.3627e+17 | 3.8641e+17 | 3.8359e+17 | 3.0325e+17 | 3.5e+17 | 3.9939e+17 | 3.7732e+17 | 3.1021e+17 | 3.7842e+17 | 3.4167e+17 | 3.6453e+17 | 3.957e+17 | 4.2684e+17 | 3.8548e+17 | 3.3673e+17 | 3.6775e+17 | 3.9837e+17 | 4.7193e+17 | 3.0341e+17 | 3.6948e+17 | 3.3988e+17 | 3.5524e+17 | 3.7863e+17 | 3.3173e+17 | 4.2079e+17 | 3.0535e+17 | 2.9194e+17 | 4.3724e+17 | 2.8592e+17 | 3.9794e+17 | 3.4629e+17 | 3.4407e+17 | 3.6133e+17 | 4.0877e+17 | 3.6386e+17 | 3.7751e+17 | 3.5111e+17 | 3.6371e+17 | 3.3638e+17 | 4.3028e+17 | 3.3683e+17 | 3.8629e+17 | 3.3889e+17 | 4.0016e+17 | 3.9362e+17 | 3.6383e+17 | 4.5831e+17 | 3.3053e+17 | 3.873e+17 | 3.3815e+17 | 3.3154e+17 | 3.399e+17 | 3.7146e+17 | 2.9399e+17 | 3.8386e+17 | 3.5959e+17 | 4.2402e+17 | 3.3503e+17 | 3.4001e+17 | 3.7282e+17 | 3.6328e+17 | 3.7926e+17 | 2.3771e+17 | 3.5766e+17 | 3.5672e+17 | 4.0334e+17 | 3.2086e+17 | 3.1653e+17 | 4.2288e+17 | 2.8536e+17 | 3.9206e+17 | 3.8598e+17 | 3.4516e+17 | 3.9672e+17 | 3.8621e+17 | 3.8326e+17 | 4.0597e+17 | 3.2793e+17 | 3.7757e+17 | 3.5492e+17 | 3.697e+17 | 3.3361e+17 | 3.5853e+17 | 3.5164e+17 | 3.5338e+17 | 3.1011e+17 | 3.5148e+17 | 3.5342e+17 | 3.9379e+17 | 3.6779e+17 | 4.0869e+17 | 3.5456e+17 | 3.4628e+17 | 3.3796e+17 | 3.9481e+17 | 4.2819e+17 | 3.4987e+17 | 3.3511e+17 | 3.4146e+17 | 3.1392e+17 | 3.9936e+17 | 4.4252e+17 | 3.9713e+17 | 3.2056e+17 | 4.0543e+17 | 3.2161e+17 | 3.2081e+17 | 4.018e+17 | 4.451e+17 | 4.1757e+17 | 4.0433e+17 | 4.053e+17 | 3.9265e+17 | 4.0443e+17 | 4.0854e+17 | 3.6874e+17 | 4.1694e+17 | 3.6979e+17 | 3.7186e+17 | 3.8649e+17 | 3.9445e+17 | 4.0137e+17 | 4.4584e+17 | 3.2868e+17 | 3.4782e+17 | 4.0739e+17 | 3.6353e+17 | 3.7858e+17 | 4.5911e+17 | 3.9393e+17 | 3.6906e+17 | 3.2998e+17 | 4.1746e+17 | 3.4479e+17 | 3.4441e+17 | 3.5826e+17 | 3.5878e+17 | 3.6639e+17 | 4.4453e+17 | 3.9774e+17 | 4.2792e+17 | 3.1413e+17 | 3.4642e+17 | 3.3052e+17 | 3.3476e+17 | 3.3e+17 | 4.0383e+17 | 3.8153e+17 | 4.3021e+17 | 3.6918e+17 | 3.516e+17 | 3.9389e+17 | 3.3423e+17 | 3.5563e+17 | 3.821e+17 | 3.7583e+17 | 4.4429e+17 | 3.7342e+17 | 3.5718e+17 | 3.9379e+17 | 2.8556e+17 | 3.5043e+17 | 3.8264e+17 | 3.6702e+17 | 3.7018e+17 | 4.2031e+17 | 3.9052e+17 | 3.9621e+17 | 3.1703e+17 | 4.3265e+17 | 4.114e+17 | 3.1205e+17 | 3.5409e+17 | 3.5919e+17 | 3.511e+17 | 4.0785e+17 | 3.1397e+17 | 4.1838e+17 | 3.1369e+17 | 3.9789e+17 | 3.3432e+17 | 3.6399e+17 | 3.7654e+17 | 3.7333e+17 | 4.0208e+17 | 3.5455e+17 | 3.7271e+17 | 3.5096e+17 | 3.5092e+17 | 3.4098e+17 | 3.8919e+17 | 3.6063e+17 | 3.837e+17 | 2.8969e+17 | 3.5623e+17 | 3.9767e+17 | 4.0731e+17 | 3.1204e+17 | 3.416e+17 | 4.1209e+17 | 3.5099e+17 | 3.9442e+17 | 3.5404e+17 | 3.2191e+17 | 3.9503e+17 | 3.6936e+17 | 3.8195e+17 | 4.0074e+17 | 3.2695e+17 | 3.8736e+17 | 3.6144e+17 | 3.4688e+17 | 4.1849e+17 | 3.9458e+17 | 4.6982e+17 | 3.9001e+17 | 4.0935e+17 | 4.6329e+17 | 3.834e+17 | 3.2037e+17 | 3.9056e+17 | 4.2604e+17 | 3.7037e+17 | 3.7332e+17 | 3.6737e+17 | 4.2322e+17 | 3.6955e+17 | 3.6533e+17 | 3.7288e+17 | 3.3947e+17 | 3.8755e+17 | 3.9156e+17 | 3.5419e+17 | 3.6105e+17 | 4.0019e+17 | 3.2367e+17 | 3.5312e+17 | 4.2814e+17 | 3.4935e+17 | 3.5177e+17 | 4.0162e+17 | 3.8213e+17 | 3.3008e+17 | 3.059e+17 | 3.6011e+17 | 3.6459e+17 | 3.7644e+17 | 3.6977e+17 | 3.6768e+17 | 4.9514e+17 | 4.041e+17 | 3.5056e+17 | 3.8441e+17 | 3.5021e+17 | 4.0585e+17 | 3.6126e+17 | 4.2362e+17 | 3.8343e+17 | 3.9302e+17 | 3.3993e+17 | 3.9522e+17 | 3.6408e+17 | 3.4068e+17 | 3.2285e+17 | 3.4916e+17 | 3.6509e+17 | 3.7886e+17 | 4.3651e+17 | 3.2207e+17 | 3.3655e+17 | 3.7164e+17 | 3.897e+17 | 3.3997e+17 | 3.4241e+17 | 4.0188e+17 | 3.9996e+17 | 3.2107e+17 | 3.8965e+17 | 4.0075e+17 | 3.6976e+17 | 3.1113e+17 | 3.4145e+17 | 3.8871e+17 | 3.368e+17 | 3.8869e+17 | 4.2151e+17 | 3.673e+17 | 3.739e+17 | 3.7642e+17 | 4.1413e+17 | 3.7662e+17 | 3.4511e+17 | 3.1819e+17 | 3.8922e+17 | 3.9728e+17 | 3.6151e+17 | 3.4359e+17 | 3.5164e+17 | 3.3785e+17 | 4.3977e+17 | 3.6915e+17 | 3.761e+17 | 3.7461e+17 | 4.0173e+17 | 3.1481e+17 | 4.309e+17 | 3.1751e+17 | 3.9969e+17 | 4.0237e+17 | 3.8429e+17 | 3.0119e+17 | 3.3975e+17 | 3.82e+17 | 3.5155e+17 | 3.7428e+17 | 3.6395e+17 | 3.5342e+17 | 3.6238e+17 | 3.473e+17 | 3.2793e+17 | 3.8167e+17 | 3.527e+17 | 3.4589e+17 | 4.1149e+17 | 3.9632e+17 | 3.6117e+17 | 3.7942e+17 | 4.3985e+17 | 3.5058e+17 | 3.5666e+17 | 4.0111e+17 | 3.812e+17 | 3.4787e+17 | 4.3558e+17 | 3.4631e+17 | 3.6515e+17 | 3.9272e+17 | 3.8132e+17 | 4.1737e+17 | 3.9467e+17 | 3.8858e+17 | 3.2146e+17 | 3.7989e+17 | 3.745e+17 | 4.246e+17 | 4.028e+17 | 3.9016e+17 | 3.2791e+17 | 3.6202e+17 | 4.7408e+17 | 4.3059e+17 | 3.8931e+17 | 3.2555e+17 | 3.1672e+17 | 4.1139e+17 | 3.2376e+17 | 3.809e+17 | 3.4265e+17 | 3.2462e+17 | 3.5512e+17 | 4.1374e+17 | 3.3223e+17 | 3.8128e+17 | 3.6473e+17 | 3.6005e+17 | 4.2208e+17 | 3.5906e+17 | 2.8202e+17 | 3.9631e+17 | 4.0404e+17 | 4.3046e+17 | 3.6654e+17 | 3.4684e+17 | 3.9127e+17 | 3.7201e+17 | 4.1078e+17 | 4.4748e+17 | 3.8717e+17 | 3.4897e+17 | 3.0444e+17 | 3.7283e+17 | 3.792e+17 | 4.1914e+17 | 3.0634e+17 | 3.612e+17 | 3.8792e+17 | 3.5726e+17 | 3.6513e+17 | 3.9221e+17 | 3.4637e+17 | 3.8203e+17 | 4.5128e+17 | 4.3464e+17 | 2.9492e+17 | 4.0324e+17 | 4.7698e+17 | 3.6935e+17 | 3.359e+17 | 3.334e+17 | 3.5849e+17 | 3.728e+17 | 3.5819e+17 | 3.7717e+17 | 3.4942e+17 | 3.7133e+17 | 3.7086e+17 | 4.169e+17 | 4.2203e+17 | 3.3568e+17 | 4.1211e+17 | 3.8658e+17 | 3.2327e+17 | 4.0189e+17 | 3.6671e+17 | 3.9082e+17 | 3.0647e+17 | 3.9777e+17 | 4.137e+17 | 4.0295e+17 | 3.8696e+17 | 3.0749e+17 | 4.0334e+17 | 2.4249e+17 | 3.6682e+17 | 3.706e+17 | 3.7429e+17 | 3.5423e+17 | 3.5151e+17 | 3.3233e+17 | 4.2964e+17 | 3.67e+17 | 4.2876e+17 | 3.7534e+17 | 3.8043e+17 | 3.2143e+17 | 3.8915e+17 | 3.6726e+17 | 3.7078e+17 | 3.7879e+17 | 3.9919e+17 | 3.4867e+17 | 3.2493e+17 | 4.1778e+17 | 3.3539e+17 | 3.7253e+17 | 3.888e+17 | 3.7518e+17 | 3.1085e+17 | 4.1172e+17 | 4.1934e+17 | 3.913e+17 | 3.6229e+17 | 4.8411e+17 | 3.2691e+17 | 3.9702e+17 | 3.1883e+17 | 3.7283e+17 | 3.9609e+17 | 4.0709e+17 | 3.7374e+17 | 2.974e+17 | 3.5867e+17 | 4.1929e+17 | 3.3423e+17 | 4.0092e+17 | 4.0371e+17 | 3.2197e+17 | 3.8211e+17 | 4.0017e+17 | 3.5355e+17 | 3.7452e+17 | 2.9018e+17 | 3.6167e+17 | 3.3674e+17 | 3.3089e+17 | 3.7134e+17 | 3.8199e+17 | 3.261e+17 | 4.1732e+17 | 3.2351e+17 | 3.4311e+17 | 4.1232e+17 | 3.8784e+17 | 3.6427e+17 | 3.7854e+17 | 3.4568e+17 | 4.245e+17 | 4.4407e+17 | 3.6679e+17 | 3.4782e+17 | 3.6301e+17 | 3.0935e+17 | 3.6617e+17 | 3.9562e+17 | 3.8512e+17 | 3.6662e+17 | 3.8424e+17 | 4.4747e+17 | 3.8944e+17 | 4.1565e+17 | 3.4275e+17 | 3.7466e+17 | 3.0892e+17 | 4.1047e+17 | 4.0836e+17 | 3.6666e+17 | 3.682e+17 | 3.9681e+17 | 4.0515e+17 | 3.5392e+17 | 3.7564e+17 | 3.3851e+17 | 2.9512e+17 | 4.4276e+17 | 3.4735e+17 | 3.9614e+17 | 3.5319e+17 | 3.3003e+17 | 4.5733e+17 | 3.8563e+17 | 4.0477e+17 | 3.6286e+17 | 4.4037e+17 | 4.375e+17 | 3.7839e+17 | 3.7421e+17 | 2.9227e+17 | 3.9038e+17 | 3.4495e+17 | 3.7801e+17 | 4.0792e+17 | 4.2425e+17 | 3.5028e+17 | 3.7648e+17 | 3.7729e+17 | 3.5149e+17 | 3.9956e+17 | 3.7724e+17 | 3.364e+17 | 3.7504e+17 | 3.4998e+17 | 3.9636e+17 | 3.9378e+17 | 3.3968e+17 | 3.4344e+17 | 3.575e+17 | 3.981e+17 | 3.6803e+17 | 3.8149e+17 | 3.0809e+17 | 3.8524e+17 | 3.3658e+17 | 3.8191e+17 | 4.0557e+17 | 3.1654e+17 | 3.7762e+17 | 2.927e+17 | 3.4929e+17 | 3.5789e+17 | 3.9305e+17 | 4.0522e+17 | 3.5006e+17 | 3.3772e+17 | 3.0208e+17 | 3.7835e+17 | 4.0387e+17 | 3.6104e+17 | 3.5873e+17 | 4.1642e+17 | 3.911e+17 | 3.5513e+17 | 3.8752e+17 | 3.8014e+17 | 3.748e+17 | 3.3331e+17 | 4.0618e+17 | 4.1326e+17 | 3.9623e+17 | 4.0622e+17 | 4.0585e+17 | 3.3047e+17 | 3.9509e+17 | 4.3489e+17 | 3.7616e+17 | 3.6787e+17 | 3.9493e+17 | 3.3385e+17 | 3.1991e+17 | 4.1953e+17 | 3.207e+17 | 3.9242e+17 | 3.8787e+17 | 3.7683e+17 | 3.5591e+17 | 4.3285e+17 | 3.6378e+17 | 3.5498e+17 | 3.6e+17 | 3.7839e+17 | 3.893e+17 | 4.1811e+17 | 3.9147e+17 | 4.1975e+17 | 4.1695e+17 | 3.6439e+17 | 3.3797e+17 | 3.4315e+17 | 3.7104e+17 | 3.7998e+17 | 3.3916e+17 | 3.8152e+17 | 3.8198e+17 | 3.8974e+17 | 3.3343e+17 | 3.7679e+17 | 3.9216e+17 | 3.5675e+17 | 3.8596e+17 | 3.3129e+17 | 4.052e+17 | 3.7346e+17 | 3.8903e+17 | 4.256e+17 | 3.6184e+17 | 3.6806e+17 | 3.7841e+17 | 3.4358e+17 | 3.4189e+17 | 3.2993e+17 | 3.5704e+17 | 3.3576e+17 | 3.775e+17 | 4.1036e+17 | 3.5255e+17 | 3.8701e+17 | 3.0892e+17 | 3.8772e+17 | 3.8513e+17 | 4.6805e+17 | 3.5239e+17 | 3.5263e+17 | 3.7145e+17 | 3.8466e+17 | 3.6921e+17 | 4.1367e+17 | 4.4351e+17 | 3.7518e+17 | 3.2952e+17 | 3.741e+17 | 3.7982e+17 | 3.4219e+17 | 3.7804e+17 | 3.567e+17 | 3.6912e+17 | 2.9866e+17 | 4.1899e+17 | 3.5408e+17 | 3.6809e+17 | 3.89e+17 | 3.8083e+17 | 3.1923e+17 | 3.7436e+17 | 3.6531e+17 | 3.2953e+17 | 4.4128e+17 | 3.6598e+17 | 3.3582e+17 | 4.0106e+17 | 3.7822e+17 | 2.8811e+17 | 4.0629e+17 | 4.0928e+17 | 3.2558e+17 | 3.5101e+17 | 3.2933e+17 | 3.8642e+17 | 3.9227e+17 | 3.3958e+17 | 4.0986e+17 | 3.4122e+17 | 3.7157e+17 | 3.6488e+17 | 3.8495e+17 | 3.459e+17 | 3.4734e+17 | 4.0509e+17 | 4.0764e+17 | 3.7186e+17 | 4.1568e+17 | 3.846e+17 | 2.954e+17 | 3.7453e+17 | 3.8675e+17 | 3.9755e+17 | 3.8604e+17 | 3.4605e+17 | 3.6206e+17 | 3.9622e+17 | 3.0377e+17 | 3.3462e+17 | 4.0044e+17 | 3.4947e+17 | 3.6635e+17 | 3.3903e+17 | 3.679e+17 | 4.4633e+17 | 3.9032e+17 | 4.3566e+17 | 3.1585e+17 | 3.1507e+17 | 4.3345e+17 | 4.0246e+17 | 3.9869e+17 | 4.3521e+17 | 2.7913e+17 | 3.8068e+17 | 3.9412e+17 | 3.3352e+17 | 3.8116e+17 | 4.3011e+17 | 3.4822e+17 | 4.3295e+17 | 3.9607e+17 | 3.9576e+17 | 3.7712e+17 | 3.8581e+17 | 3.0906e+17 | 3.2854e+17 | 3.5297e+17 | 3.8372e+17 | 4.7104e+17 | 3.7079e+17 | 4.12e+17 | 3.0718e+17 | 3.6967e+17 | 3.3493e+17 | 2.9456e+17 | 3.6906e+17 | 3.6266e+17 | 3.3909e+17 | 3.8369e+17 | 4.2005e+17 | 3.6346e+17 | 3.5816e+17 | 3.7588e+17 | 3.7532e+17 | 3.5792e+17 | 3.4684e+17 | 3.4719e+17 | 3.4099e+17 | 3.0709e+17 | 3.8454e+17 | 4.3262e+17 | 3.4252e+17 | 4.0533e+17 | 3.3503e+17 | 4.3109e+17 | 3.4109e+17 | 3.3873e+17 | 3.0396e+17 | 4.316e+17 | 3.8897e+17 | 3.8366e+17 | 3.5758e+17 | 2.9855e+17 | 3.6958e+17 | 3.4857e+17 | 3.5118e+17 | 3.3802e+17 | 3.7929e+17 | 4.4964e+17 | 3.9171e+17 | 3.7907e+17 | 3.8882e+17 | 3.6532e+17 | 3.8052e+17 | 4.0006e+17 | 3.9786e+17 | 3.4795e+17 | 2.7932e+17 | 3.2723e+17 | 3.3652e+17 | 4.4997e+17 | 3.5927e+17 | 3.2914e+17 | 3.5244e+17 | 3.9626e+17 | 3.632e+17 | 3.9907e+17 | 2.7935e+17 | 3.2591e+17 | 3.2941e+17 | 3.6369e+17 | 3.6662e+17 | 4.053e+17 | 3.205e+17 | 3.5195e+17 | 3.3519e+17 | 3.9285e+17 | 3.4097e+17 | 3.8909e+17 | 3.7341e+17 | 3.6147e+17 | 3.2763e+17 | 3.8778e+17 | 3.6623e+17 | 4.0221e+17 | 4.4315e+17 | 3.6237e+17 | 3.2588e+17 | 3.2974e+17 | 4.3598e+17 | 4.1721e+17 | 3.5566e+17 | 3.5905e+17 | 3.6673e+17 | 3.6345e+17 | 4.0761e+17 | 4.2486e+17 | 3.7222e+17 | 3.2277e+17 | 3.8923e+17 | 3.4939e+17 | 3.5386e+17 | 3.7679e+17 | 3.523e+17 | 4.1727e+17 | 3.682e+17 | 3.8722e+17 | 4.584e+17 | 3.8812e+17 | 4.022e+17 | 4.0196e+17 | 3.8546e+17 | 3.8104e+17 | 3.5278e+17 | 3.7106e+17 | 3.6507e+17 | 3.6459e+17 | 3.8187e+17 | 4.2178e+17 | 3.5346e+17 | 3.6884e+17 | 3.9843e+17 | 2.9736e+17 | 3.5935e+17 | 4.1148e+17 | 3.6519e+17 | 3.8988e+17 | 3.4903e+17 | 4.4972e+17 | 3.9901e+17 | 3.3647e+17 | 3.6128e+17 | 3.3775e+17 | 4.0484e+17 | 3.8365e+17 | 4.2132e+17 | 3.4638e+17 | 3.3777e+17 | 3.5657e+17 | 3.6468e+17 | 3.6657e+17 | 3.5307e+17 | 4.2142e+17 | 4.354e+17 | 3.7836e+17 | 4.334e+17 | 3.9557e+17 | 3.7017e+17 | 3.6863e+17 | 3.084e+17 | 3.7899e+17 | 4.1153e+17 | 4.0649e+17 | 3.8531e+17 | 3.7744e+17 | 4.0132e+17 | 3.8104e+17 | 4.2223e+17 | 3.4121e+17 | 3.6506e+17 | 3.9286e+17 | 3.6964e+17 | 4.3444e+17 | 3.5175e+17 | 3.7485e+17 | 3.9061e+17 | 3.6927e+17 | 4.0182e+17 | 3.1539e+17 | 4.0748e+17 | 4.0899e+17 | 4.1423e+17 | 3.3883e+17 | 4.0619e+17 | 4.4052e+17 | 4.1484e+17 | 3.8983e+17 | 4.0624e+17 | 3.9826e+17 | 4.2771e+17 | 3.5504e+17 | 4.3266e+17 | 3.4907e+17 | 3.4879e+17 | 3.4111e+17 | 3.6085e+17 | 4.0279e+17 | 3.6821e+17 | 3.8517e+17 | 4.2466e+17 | 4.1906e+17 | 3.5898e+17 | 4.4036e+17 | 4.0665e+17 | 4.3398e+17 | 4.0607e+17 | 3.2346e+17 | 3.3373e+17 | 3.8826e+17 | 3.5827e+17 | 4.4507e+17 | 3.7517e+17 | 3.8005e+17 | 3.9438e+17 | 4.0838e+17 | 3.9827e+17 | 4.025e+17 | 3.3174e+17 | 3.7785e+17 | 3.9409e+17 | 3.718e+17 | 3.0824e+17 | 3.6311e+17 | 3.0606e+17 | 3.4306e+17 | 3.4245e+17 | 3.4997e+17 | 3.6752e+17 | 3.3092e+17 | 3.9059e+17 | 4.035e+17 | 5.1525e+17 | 3.695e+17 | 4.1826e+17 | 3.9941e+17 | 3.7309e+17 | 4.2946e+17 | 4.1497e+17 | 4.2389e+17 | 2.9398e+17 | 3.6873e+17 | 4.549e+17 | 4.1949e+17 | 3.8897e+17 | 2.7684e+17 | 3.4571e+17 | 3.821e+17 | 3.6725e+17 | 3.8477e+17 | 3.4048e+17 | 3.3991e+17 | 3.4258e+17 | 3.8516e+17 | 3.9879e+17 | 3.8156e+17 | 3.7295e+17 | 3.82e+17 | 3.5841e+17 | 4.04e+17 | 3.198e+17 | 3.8316e+17 | 4.0283e+17 | 3.3545e+17 | 3.193e+17 | 3.6976e+17 | 3.819e+17 | 3.4323e+17 | 3.9388e+17 | 3.4693e+17 | 3.4533e+17 | 3.765e+17 | 3.6746e+17 | 3.5724e+17 | 3.1527e+17 | 3.2879e+17 | 3.8498e+17 | 4.2122e+17 | 3.6589e+17 | 3.4932e+17 | 3.2633e+17 | 4.0208e+17 | 4.2679e+17 | 3.7703e+17 | 3.6876e+17 | 3.5889e+17 | 3.8174e+17 | 4.2762e+17 | 3.8209e+17 | 3.8067e+17 | 4.2023e+17 | 3.5133e+17 | 3.5868e+17 | 3.5403e+17 | 3.4819e+17 | 3.932e+17 | 4.0935e+17 | 4.2917e+17 | 3.9847e+17 | 3.9987e+17 | 5.0445e+17 | 4.3026e+17 | 3.0575e+17 | 3.9552e+17 | 4.3594e+17 | 3.5916e+17 | 3.3384e+17 | 3.6642e+17 | 4.5506e+17 | 3.8044e+17 | 4.4909e+17 | 3.5746e+17 | 3.2485e+17 | 3.816e+17 | 3.6198e+17 | 4.7177e+17 | 4.2896e+17 | 4.3556e+17 | 4.0224e+17 | 3.9191e+17 | 3.3334e+17 | 4.6503e+17 | 3.9192e+17 | 3.8834e+17 | 3.6623e+17 | 3.5193e+17 | 3.5379e+17 | 3.3558e+17 | 3.9945e+17 | 3.4236e+17 | 4.0044e+17 | 4.0953e+17 | 4.1458e+17 | 4.1039e+17 | 3.3377e+17 | 3.9762e+17 | 3.7582e+17 | 3.6352e+17 | 3.8217e+17 | 3.9235e+17 | 3.649e+17 | 3.5334e+17 | 3.6142e+17 | 3.755e+17 | 4.2618e+17 | 3.2302e+17 | 4.6452e+17 | 3.1951e+17 | 4.6047e+17 | 3.4356e+17 | 3.7578e+17 | 3.508e+17 | 3.3989e+17 | 3.3599e+17 | 2.6394e+17 | 3.4206e+17 | 4.5445e+17 | 4.0723e+17 | 3.9616e+17 | 3.4621e+17 | 3.8537e+17 | 3.6191e+17 | 3.5021e+17 | 3.6277e+17 | 3.8915e+17 | 3.5366e+17 | 3.7218e+17 | 3.956e+17 | 4.1782e+17 | 3.8313e+17 | 3.8179e+17 | 4.0069e+17 | 3.7133e+17 | 3.908e+17 | 3.7946e+17 | 3.4272e+17 | 3.8265e+17 | 3.1954e+17 | 3.7122e+17 | 3.3042e+17 | 4.2602e+17 | 3.9578e+17 | 3.9924e+17 | 3.8443e+17 | 4.2986e+17 | 3.5171e+17 | 3.4952e+17 | 4.2518e+17 | 4.0749e+17 | 4.2643e+17 | 3.7155e+17 | 3.4603e+17 | 3.4117e+17 | 3.182e+17 | 3.6703e+17 | 4.0444e+17 | 3.492e+17 | 3.7293e+17 | 3.8096e+17 | 3.9469e+17 | 3.7239e+17 | 3.3468e+17 | 3.7548e+17 | 3.4522e+17 | 3.2806e+17 | 3.6982e+17 | 3.9266e+17 | 3.7175e+17 | 4.1171e+17 | 4.1706e+17 | 3.8373e+17 | 3.0806e+17 | 3.9565e+17 | 4.1752e+17 | 3.6213e+17 | 3.8952e+17 | 3.5447e+17 | 3.0523e+17 | 3.3372e+17 | 3.8545e+17 | 3.5044e+17 | 4.0158e+17 | 3.379e+17 | 4.0416e+17 | 3.1405e+17 | 4.0969e+17 | 3.8964e+17 | 4.0733e+17 | 3.4649e+17 | 4.1443e+17 | 3.8675e+17 | 4.1098e+17 | 4.703e+17 | 3.8704e+17 | 3.7047e+17 | 3.7898e+17 | 4.0509e+17 | 3.6489e+17 | 3.6451e+17 | 4.0423e+17 | 3.7517e+17 | 3.715e+17 | 3.4422e+17 | 4.0009e+17 | 3.8245e+17 | 3.5365e+17 | 3.5952e+17 | 3.3948e+17 | 2.6929e+17 | 3.6564e+17 | 4.3541e+17 | 3.8368e+17 | 3.6962e+17 | 4.0779e+17 | 3.8818e+17 | 4.0968e+17 | 3.4073e+17 | 3.2897e+17 | 3.3812e+17 | 2.9637e+17 | 4.2579e+17 | 3.1813e+17 | 3.9181e+17 | 3.6536e+17 | 3.8409e+17 | 4.1974e+17 | 3.9225e+17 | 3.3555e+17 | 4.2583e+17 | 3.9277e+17 | 3.3618e+17 | 3.5379e+17 | 3.9862e+17 | 4.3369e+17 | 3.7282e+17 | 4.1478e+17 | 3.5439e+17 | 3.9685e+17 | 4.2496e+17 | 3.7536e+17 | 3.6766e+17 | 3.4739e+17 | 3.6553e+17 | 3.4527e+17 | 4.2179e+17 | 3.9845e+17 | 3.9116e+17 | 3.6573e+17 | 3.4312e+17 | 3.6849e+17 | 3.5289e+17 | 3.6056e+17 | 4.0656e+17 | 3.6541e+17 | 3.6724e+17 | 3.37e+17 | 3.7162e+17 | 4.219e+17 | 3.4024e+17 | 3.7367e+17 | 3.9971e+17 | 3.2804e+17 | 3.2875e+17 | 3.3102e+17 | 3.2415e+17 | 3.9887e+17 | 4.4457e+17 | 4.0168e+17 | 4.0169e+17 | 2.7434e+17 | 3.6558e+17 | 3.8148e+17 | 3.8015e+17 | 3.4191e+17 | 3.4953e+17 | 3.9113e+17 | 3.0828e+17 | 3.594e+17 | 3.685e+17 | 3.2522e+17 | 3.6291e+17 | 3.1962e+17 | 3.5513e+17 | 3.9274e+17 | 4.0027e+17 | 3.5188e+17 | 3.7825e+17 | 3.3316e+17 | 4.396e+17 | 3.0142e+17 | 3.4736e+17 | 3.919e+17 | 3.9422e+17 | 4.1923e+17 | 3.4216e+17 | 4.1472e+17 | 3.3383e+17 | 3.5855e+17 | 3.9576e+17 | 3.9544e+17 | 4.0588e+17 | 3.2271e+17 | 3.7827e+17 | 3.4828e+17 | 3.937e+17 | 3.8368e+17 | 3.4801e+17 | 3.8887e+17 | 4.1941e+17 | 3.9004e+17 | 3.4209e+17 | 2.8773e+17 | 3.7377e+17 | 3.7814e+17 | 3.7535e+17 | 3.2411e+17 | 3.804e+17 | 3.7453e+17 | 3.267e+17 | 4.1211e+17 | 3.7661e+17 | 3.6351e+17 | 3.3392e+17 | 3.6923e+17 | 3.6843e+17 | 3.8934e+17 | 4.2333e+17 | 4.0168e+17 | 3.6271e+17 | 3.8467e+17 | 4.1284e+17 | 3.7553e+17 | 3.3559e+17 | 4.0142e+17 | 3.6477e+17 | 3.7754e+17 | 3.7965e+17 | 3.4842e+17 | 3.6117e+17 | 3.8686e+17 | 3.7148e+17 | 2.977e+17 | 2.6651e+17 | 3.4587e+17 | 3.2328e+17 | 3.5424e+17 | 3.8002e+17 | 3.8382e+17 | 4.2671e+17 | 4.027e+17 | 2.593e+17 | 4.7082e+17 | 3.5339e+17 | 3.4637e+17 | 3.8722e+17 | 3.7623e+17 | 3.1412e+17 | 3.0709e+17 | 3.9648e+17 | 4.1325e+17 | 3.3879e+17 | 3.8497e+17 | 3.5725e+17 | 4.2411e+17 | 3.4543e+17 | 3.7572e+17 | 3.8847e+17 | 4.0899e+17 | 3.6391e+17 | 4.3688e+17 | 4.041e+17 | 3.9343e+17 | 4.0546e+17 | 3.4508e+17 | 3.7552e+17 | 3.8542e+17 | 3.8731e+17 | 3.1352e+17 | 3.9521e+17 | 4.2381e+17 | 3.3541e+17 | 3.4694e+17 | 3.4905e+17 | 3.8785e+17 | 4.1686e+17 | 4.069e+17 | 4.2258e+17 | 3.7872e+17 | 4.0676e+17 | 3.7713e+17 | 3.1277e+17 | 3.6673e+17 | 4.2249e+17 | 3.723e+17 | 2.7243e+17 | 3.7475e+17 | 4.1273e+17 | 2.9456e+17 | 2.973e+17 | 3.258e+17 | 4.3669e+17 | 3.6678e+17 | 3.9738e+17 | 4.4391e+17 | 3.6154e+17 | 3.469e+17 | 3.8859e+17 | 4.0448e+17 | 3.9499e+17 | 3.2998e+17 | 3.4421e+17 | 3.9986e+17 | 4.0004e+17 | 4.0664e+17 | 3.8234e+17 | 3.8684e+17 | 3.9817e+17 | 3.7382e+17 | 2.9942e+17 | 4.3129e+17 | 3.1862e+17 | 2.874e+17 | 3.7264e+17 | 3.7006e+17 | 3.9812e+17 | 3.1551e+17 | 4.0973e+17 | 3.5609e+17 | 3.6347e+17 | 3.8893e+17 | 3.684e+17 | 4.0388e+17 | 4.2417e+17 | 3.1649e+17 | 3.7058e+17 | 3.8811e+17 | 3.6394e+17 | 4.003e+17 | 3.9081e+17 | 3.8114e+17 | 4.3105e+17 | 3.9767e+17 | 2.9932e+17 | 3.956e+17 | 3.9679e+17 | 3.3295e+17 | 3.8151e+17 | 3.3486e+17 | 3.343e+17 | 3.5913e+17 | 3.1994e+17 | 3.4705e+17 | 3.849e+17 | 3.4999e+17 | 3.537e+17 | 4.4363e+17 | 3.9804e+17 | 3.6832e+17 | 4.3571e+17 | 3.3287e+17 | 4.1216e+17 | 3.7376e+17 | 4.1814e+17 | 3.7561e+17 | 3.6406e+17 | 4.0187e+17 | 3.7037e+17 | 3.7327e+17 | 4.0412e+17 | 2.8828e+17 | 3.4159e+17 | 4.3162e+17 | 4.0477e+17 | 3.6327e+17 | 3.8256e+17 | 3.185e+17 | 4.372e+17 | 3.314e+17 | 3.6608e+17 | 3.9457e+17 | 4.3558e+17 | 3.9015e+17 | 3.2878e+17 | 3.8384e+17 | 3.5195e+17 | 3.5781e+17 | 3.5497e+17 | 4.0441e+17 | 4.2092e+17 | 3.4262e+17 | 3.9572e+17 | 4.0756e+17 | 3.248e+17 | 4.3283e+17 | 4.4887e+17 | 3.9836e+17 | 3.8495e+17 | 3.0774e+17 | 3.7019e+17 | 4.063e+17 | 3.8284e+17 | 3.065e+17 | 3.3776e+17 | 3.6677e+17 | 3.4226e+17 | 3.7928e+17 | 4.1467e+17 | 3.6659e+17 | 3.2269e+17 | 3.3062e+17 | 3.2446e+17 | 4.1359e+17 | 3.8744e+17 | 3.3025e+17 | 3.9748e+17 | 3.7018e+17 | 3.4578e+17 | 4.3208e+17 | 3.7372e+17 | 3.8436e+17 | 3.2765e+17 | 3.2709e+17 | 3.899e+17 | 3.0359e+17 | 4.0707e+17 | 3.4099e+17 | 3.3235e+17 | 3.2792e+17 | 3.689e+17 | 4.5633e+17 | 3.2679e+17 | 3.7954e+17 | 4.2336e+17 | 3.633e+17 | 3.4125e+17 | 2.9532e+17 | 3.3824e+17 | 4.0639e+17 | 3.2396e+17 | 3.553e+17 | 3.7847e+17 | 4.3308e+17 | 3.6655e+17 | 3.9157e+17 | 4.1162e+17 | 3.1279e+17 | 3.8978e+17 | 3.4722e+17 | 3.761e+17 | 3.9756e+17 | 3.5592e+17 | 3.2045e+17 | 3.387e+17 | 4.0123e+17 | 4.1645e+17 | 3.4574e+17 | 4.2665e+17 | 4.0942e+17 | 3.7077e+17 | 3.8581e+17 | 3.9235e+17 | 3.4172e+17 | 3.5467e+17 | 3.4859e+17 | 4.3038e+17 | 4.1059e+17 | 4.0161e+17 | 3.1742e+17 | 3.394e+17 | 4.1779e+17 | 3.5284e+17 | 4.2176e+17 | 3.7742e+17 | 2.9381e+17 | 3.8563e+17 | 3.9576e+17 | 3.8633e+17 | 3.6213e+17 | 3.5642e+17 | 3.6856e+17 | 3.6096e+17 | 4.1099e+17 | 3.6101e+17 | 4.1384e+17 | 3.9213e+17 | 3.3781e+17 | 3.9796e+17 | 3.7266e+17 | 2.9118e+17 | 3.3895e+17 | 3.632e+17 | 3.858e+17 | 4.0409e+17 | 4.1897e+17 | 4.6217e+17 | 3.5196e+17 | 3.4181e+17 | 3.4009e+17 | 3.9062e+17 | 4.6347e+17 | 4.0843e+17 | 3.8218e+17 | 3.7771e+17 | 4.0987e+17 | 4.1345e+17 | 3.2966e+17 | 3.8548e+17 | 2.9982e+17 | 3.4195e+17 | 3.59e+17 | 4.1585e+17 | 3.6796e+17 | 4.0762e+17 | 3.9714e+17 | 3.9471e+17 | 3.1854e+17 | 4.1512e+17 | 4.4857e+17 | 4.1336e+17 | 4.0593e+17 | 4.5184e+17 | 3.6992e+17 | 4.2717e+17 | 3.2352e+17 | 3.4512e+17 | 3.8866e+17 | 4.0665e+17 | 3.5404e+17 | 3.4976e+17 | 4.1433e+17 | 3.672e+17 | 4.0661e+17 | 3.7428e+17 | 3.6426e+17 | 4.0493e+17 | 3.6556e+17 | 3.8342e+17 | 3.9527e+17 | 3.875e+17 | 4.6296e+17 | 4.1224e+17 | 3.7322e+17 | 4.0793e+17 | 4.0849e+17 | 3.4924e+17 | 3.1672e+17 | 3.7056e+17 | 3.6318e+17 | 3.7961e+17 | 4.2664e+17 | 3.537e+17 | 3.8336e+17 | 4.8263e+17 | 3.4197e+17 | 4.1083e+17 | 3.4013e+17 | 3.5254e+17 | 4.2169e+17 | 3.6882e+17 | 3.7397e+17 | 3.4566e+17 | 3.6936e+17 | 4.1323e+17 | 3.5593e+17 | 3.6965e+17 | 3.9141e+17 | 3.1803e+17 | 3.389e+17 | 4.2086e+17 | 4.0746e+17 | 3.3979e+17 | 3.8562e+17 | 4.3279e+17 | 3.7388e+17 | 3.9341e+17 | 3.4964e+17 | 3.7627e+17 | 3.2027e+17 | 3.8809e+17 | 3.0808e+17 | 3.2639e+17 | 3.864e+17 | 4.0021e+17 | 3.3977e+17 | 3.6748e+17 | 3.4719e+17 | 3.0707e+17 | 4.5729e+17 | 3.9349e+17 | 4.1896e+17 | 3.6776e+17 | 3.642e+17 | 3.9865e+17 | 3.8408e+17 | 3.9137e+17 | 3.3769e+17 | 3.8433e+17 | 3.499e+17 | 3.5452e+17 | 3.7992e+17 | 3.5141e+17 | 3.5088e+17 | 3.7644e+17 | 3.2597e+17 | 3.4933e+17 | 3.5022e+17 | 3.961e+17 | 3.2587e+17 | 3.3322e+17 | 3.5959e+17 | 3.608e+17 | 4.0851e+17 | 3.853e+17 | 3.7033e+17 | 3.5299e+17 | 3.7369e+17 | 3.858e+17 | 3.0908e+17 | 3.2676e+17 | 3.6051e+17 | 3.6462e+17 | 3.5237e+17 | 4.1329e+17 | 3.2518e+17 | 4.1237e+17 | 3.375e+17 | 3.6921e+17 | 3.6194e+17 | 4.0739e+17 | 3.2342e+17 | 3.1232e+17 | 3.5653e+17 | 4.2378e+17 | 4.1005e+17 | 3.6148e+17 | 3.1795e+17 | 3.5122e+17 | 3.3989e+17 | 3.4421e+17 | 4.0764e+17 | 3.816e+17 | 3.9282e+17 | 3.8964e+17 | 3.8563e+17 | 3.8189e+17 | 4.1641e+17 | 3.2864e+17 | 4.1502e+17 | 4.1705e+17 | 4.1515e+17 | 3.9026e+17 | 4.0629e+17 | 3.8044e+17 | 3.8565e+17 | 3.3383e+17 | 2.8754e+17 | 3.0419e+17 | 3.4613e+17 | 3.9897e+17 | 4.5117e+17 | 3.9457e+17 | 3.2115e+17 | 3.2894e+17 | 4.2186e+17 | 4.1954e+17 | 3.7755e+17 | 4.4413e+17 | 3.5975e+17 | 3.5506e+17 | 3.0477e+17 | 3.5489e+17 | 3.5032e+17 | 2.9058e+17 | 3.2112e+17 | 3.9683e+17 | 3.9597e+17 | 4.01e+17 | 4.0336e+17 | 3.4584e+17 | 3.5526e+17 | 3.7914e+17 | 3.9957e+17 | 4.1526e+17 | 3.3681e+17 | 3.0401e+17 | 3.6891e+17 | 3.9645e+17 | 3.9414e+17 | 3.0822e+17 | 3.8158e+17 | 3.8711e+17 | 4.5215e+17 | 3.6844e+17 | 4.0033e+17 | 3.868e+17 | 3.4725e+17 | 3.2521e+17 | 3.7599e+17 | 3.5598e+17 | 3.0173e+17 | 3.9552e+17 | 3.6397e+17 | 3.7716e+17 | 4.5162e+17 | 4.0845e+17 | 3.9617e+17 | 3.7168e+17 | 4.2848e+17 | 3.2246e+17 | 3.445e+17 | 3.9706e+17 | 3.9291e+17 | 3.408e+17 | 3.7034e+17 | 3.0045e+17 | 4.2218e+17 | 3.9843e+17 | 3.0442e+17 | 3.6559e+17 | 3.8099e+17 | 3.7316e+17 | 4.8642e+17 | 3.1025e+17 | 3.6485e+17 | 3.6138e+17 | 3.9547e+17 | 3.9667e+17 | 3.8529e+17 | 3.5739e+17 | 4.4783e+17 | 3.876e+17 | 3.3629e+17 | 3.6251e+17 | 3.2266e+17 | 3.6337e+17 | 3.9294e+17 | 3.3127e+17 | 3.502e+17 | 4.1374e+17 | 3.6428e+17 | 3.6915e+17 | 3.4328e+17 | 3.4216e+17 | 3.3842e+17 | 3.3535e+17 | 3.3215e+17 | 3.9998e+17 | 3.5364e+17 | 3.2435e+17 | 3.2903e+17 | 4.5045e+17 | 2.9983e+17 | 3.9433e+17 | 4.4932e+17 | 4.1255e+17 | 3.9972e+17 | 4.1951e+17 | 3.5854e+17 | 3.768e+17 | 4.4357e+17 | 3.8593e+17 | 3.2403e+17 | 3.7203e+17 | 4.2291e+17 | 4.3523e+17 | 3.2516e+17 | 3.4546e+17 | 3.5047e+17 | 3.6177e+17 | 4.1421e+17 | 3.5758e+17 | 3.9139e+17 | 3.9805e+17 | 4.0097e+17 | 3.7305e+17 | 3.505e+17 | 4.1683e+17 | 3.3703e+17 | 3.3889e+17 | 3.8411e+17 | 3.3692e+17 | 3.7605e+17 | 3.7185e+17 | 2.9049e+17 | 3.8901e+17 | 3.703e+17 | 3.3901e+17 | 3.9116e+17 | 3.9889e+17 | 3.5153e+17 | 3.4983e+17 | 3.6398e+17 | 4.2832e+17 | 3.8561e+17 | 3.866e+17 | 3.199e+17 | 4.2834e+17 | 4.0579e+17 | 3.9138e+17 | 4.1174e+17 | 3.9801e+17 | 3.9296e+17 | 3.3098e+17 | 3.9177e+17 | 3.3649e+17 | 3.4707e+17 | 3.9376e+17 | 4.0513e+17 | 4.642e+17 | 3.8291e+17 | 3.9126e+17 | 3.4136e+17 | 4.0738e+17 | 4.1333e+17 | 4.1297e+17 | 3.2623e+17 | 3.6215e+17 | 3.3439e+17 | 3.4667e+17 | 3.758e+17 | 3.9546e+17 | 4.3364e+17 | 3.8871e+17 | 3.6942e+17 | 3.492e+17 | 3.8511e+17 | 3.896e+17 | 3.7098e+17 | 3.4016e+17 | 3.5206e+17 | 4.0748e+17 | 3.14e+17 | 3.9647e+17 | 3.6616e+17 | 3.7957e+17 | 3.4628e+17 | 4.308e+17 | 3.509e+17 | 3.8543e+17 | 3.5944e+17 | 3.4443e+17 | 4.0441e+17 | 4.2545e+17 | 4.2698e+17 | 3.4911e+17 | 3.3005e+17 | 3.4854e+17 | 3.5427e+17 | 3.5904e+17 | 3.4398e+17 | 3.8387e+17 | 3.8004e+17 | 3.9247e+17 | 3.1881e+17 | 3.7284e+17 | 3.4306e+17 | 3.7261e+17 | 3.3981e+17 | 3.7522e+17 | 3.65e+17 | 3.4164e+17 | 3.3132e+17 | 3.7936e+17 | 3.5209e+17 | 3.6604e+17 | 3.9158e+17 | 3.7545e+17 | 4.1457e+17 | 3.4551e+17 | 4.5575e+17 | 2.8132e+17 | 4.1692e+17 | 3.6414e+17 | 4.5365e+17 | 3.4338e+17 | 4.1624e+17 | 3.2831e+17 | 3.6292e+17 | 3.4858e+17 | 3.9078e+17 | 3.5046e+17 | 3.9322e+17 | 3.6971e+17 | 4.1737e+17 | 3.9888e+17 | 4.0777e+17 | 4.1279e+17 | 3.3116e+17 | 3.719e+17 | 4.1909e+17 | 3.8859e+17 | 3.9834e+17 | 4.0585e+17 | 3.8033e+17 | 3.8292e+17 | 3.4631e+17 | 3.6514e+17 | 4.0429e+17 | 4.0726e+17 | 3.4002e+17 | 4.1399e+17 | 3.5817e+17 | 4.3453e+17 | 3.4608e+17 | 3.9848e+17 | 3.6682e+17 | 3.63e+17 | 3.4769e+17 | 4.4411e+17 | 3.8235e+17 | 3.9941e+17 | 3.7188e+17 | 3.777e+17 | 3.8242e+17 | 3.9042e+17 | 4.2204e+17 | 3.5754e+17 | 3.5624e+17 | 3.9313e+17 | 3.4992e+17 | 4.3599e+17 | 3.2456e+17 | 4.0335e+17 | 4.0741e+17 | 3.452e+17 | 3.8523e+17 | 3.1706e+17 | 3.7793e+17 | 4.0188e+17 | 3.6084e+17 | 3.6326e+17 | 3.4803e+17 | 4.0312e+17 | 3.8676e+17 | 3.1458e+17 | 3.8363e+17 | 3.7585e+17 | 3.0221e+17 | 3.9587e+17 | 3.91e+17 | 3.4041e+17 | 3.8389e+17 | 3.5748e+17 | 3.5872e+17 | 3.6934e+17 | 3.927e+17 | 3.0479e+17 | 4.0673e+17 | 4.6471e+17 | 3.9261e+17 | 3.891e+17 | 4.9364e+17 | 3.7102e+17 | 3.4535e+17 | 3.9289e+17 | 4.2189e+17 | 3.6045e+17 | 3.1794e+17 | 3.6814e+17 | 3.4882e+17 | 3.3931e+17 | 3.2114e+17 | 3.3529e+17 | 4.0063e+17 | 3.8722e+17 | 3.6453e+17 | 2.6954e+17 | 3.5049e+17 | 4.0304e+17 | 3.8366e+17 | 4.3767e+17 | 3.4569e+17 | 3.7325e+17 | 4.0199e+17 | 4.1715e+17 | 3.7266e+17 | 4.2322e+17 | 4.4992e+17 | 3.3273e+17 | 3.4278e+17 | 3.8001e+17 | 4.0076e+17 | 3.7946e+17 | 2.9923e+17 | 4.2131e+17 | 4.1249e+17 | 4.1969e+17 | 3.3939e+17 | 3.8325e+17 | 3.7336e+17 | 3.5642e+17 | 3.3566e+17 | 3.7421e+17 | 3.7323e+17 | 3.8137e+17 | 3.3475e+17 | 3.3373e+17 | 4.5448e+17 | 3.8481e+17 | 4.4382e+17 | 4.5019e+17 | 3.4458e+17 | 3.5318e+17 | 3.9271e+17 | 4.2372e+17 | 3.7505e+17 | 4.122e+17 | 3.6418e+17 | 3.8699e+17 | 3.8295e+17 | 3.9656e+17 | 3.1596e+17 | 4.2534e+17 | 4.0762e+17 | 3.6414e+17 | 3.8188e+17 | 4.1617e+17 | 3.4836e+17 | 4.1957e+17 | 3.4291e+17 | 4.2182e+17 | 4.4793e+17 | 3.1129e+17 | 3.5124e+17 | 3.0281e+17 | 3.5351e+17 | 4.1608e+17 | 3.33e+17 | 4.0791e+17 | 3.7271e+17 | 3.6437e+17 | 4.0893e+17 | 3.7522e+17 | 4.0855e+17 | 3.9581e+17 | 4.3835e+17 | 3.8694e+17 | 3.5361e+17 | 3.7211e+17 | 3.803e+17 | 3.817e+17 | 3.5369e+17 | 3.711e+17 | 4.0656e+17 | 3.8161e+17 | 3.5035e+17 | 4.3422e+17 | 3.4894e+17 | 4.3597e+17 | 4.4034e+17 | 3.321e+17 | 3.6334e+17 | 3.9404e+17 | 3.9805e+17 | 3.1249e+17 | 3.5871e+17 | 4.0529e+17 | 3.8505e+17 | 3.9948e+17 | 2.8775e+17 | 3.7083e+17 | 3.8697e+17 | 3.0034e+17 | 4.0007e+17 | 3.4463e+17 | 4.1547e+17 | 3.7803e+17 | 3.6911e+17 | 3.5267e+17 | 4.1413e+17 | 4.1899e+17 | 3.1915e+17 | 3.7746e+17 | 3.8328e+17 | 3.944e+17 | 3.6471e+17 | 3.9379e+17 | 3.3994e+17 | 3.4275e+17 | 3.2025e+17 | 3.4972e+17 | 3.4433e+17 | 3.3423e+17 | 3.6073e+17 | 3.3423e+17 | 3.1735e+17 | 3.7648e+17 | 3.6707e+17 | 3.8964e+17 | 3.4576e+17 | 3.0372e+17 | 4.0382e+17 | 4.1455e+17 | 3.8131e+17 | 3.7223e+17 | 3.9857e+17 | 3.3656e+17 | 3.4686e+17 | 4.0262e+17 | 3.7594e+17 | 4.2057e+17 | 4.4597e+17 | 4.4746e+17 | 3.5281e+17 | 3.6021e+17 | 3.5857e+17 | 3.2494e+17 | 3.9953e+17 | 2.978e+17 | 3.8456e+17 | 3.8289e+17 | 3.8872e+17 | 3.9877e+17 | 4.0014e+17 | 3.8134e+17 | 3.9675e+17 | 3.619e+17 | 4.5491e+17 | 3.9031e+17 | 3.6126e+17 | 3.8076e+17 | 3.5769e+17 | 3.9327e+17 | 3.4854e+17 | 4.1994e+17 | 3.8881e+17 | 3.2499e+17 | 3.39e+17 | 4.0171e+17 | 3.8234e+17 | 3.116e+17 | 3.9594e+17 | 3.797e+17 | 3.5972e+17 | 3.5759e+17 | 3.9792e+17 | 3.76e+17 | 4.3439e+17 | 3.7906e+17 | 4.1203e+17 | 4.2074e+17 | 3.5467e+17 | 4.3141e+17 | 3.2229e+17 | 3.9604e+17 | 3.7184e+17 | 3.6818e+17 | 3.5326e+17 | 3.5283e+17 | 3.46e+17 | 3.3623e+17 | 4.2999e+17 | 3.2777e+17 | 3.4448e+17 | 3.8539e+17 | 3.4227e+17 | 3.6459e+17 | 3.6894e+17 | 3.9127e+17 | 3.9305e+17 | 4.2916e+17 | 3.363e+17 | 4.2494e+17 | 3.0968e+17 | 3.0766e+17 | 3.8178e+17 | 3.1786e+17 | 3.7054e+17 | 4.0317e+17 | 3.4896e+17 | 3.7864e+17 | 3.447e+17 | 3.9636e+17 | 3.5952e+17 | 3.6179e+17 | 3.9583e+17 | 3.3513e+17 | 3.4982e+17 | 3.9162e+17 | 3.4296e+17 | 3.8136e+17 | 3.6444e+17 | 4.2037e+17 | 3.3844e+17 | 3.4672e+17 | 3.8363e+17 | 4.5105e+17 | 3.9048e+17 | 2.9144e+17 | 3.943e+17 | 4.3836e+17 | 3.9897e+17 | 3.7241e+17 | 3.9083e+17 | 3.8113e+17 | 3.7025e+17 | 3.6392e+17 | 3.7777e+17 | 3.9787e+17 | 3.475e+17 | 3.4137e+17 | 3.7461e+17 | 4.0422e+17 | 3.9968e+17 | 4.0414e+17 | 4.0251e+17 | 3.5949e+17 | 3.6557e+17 | 4.0495e+17 | 4.0568e+17 | 4.3008e+17 | 3.9412e+17 | 3.7567e+17 | 3.7712e+17 | 3.8782e+17 | 3.677e+17 | 4.0899e+17 | 3.5696e+17 | 4.0713e+17 | 4.025e+17 | 3.8597e+17 | 3.9571e+17 | 3.0685e+17 | 3.7243e+17 | 3.8003e+17 | 4.2306e+17 | 3.4727e+17 | 4.4849e+17 | 3.5977e+17 | 3.7262e+17 | 3.8383e+17 | 4.0544e+17 | 3.9293e+17 | 3.9396e+17 | 3.4419e+17 | 3.4255e+17 | 3.8925e+17 | 3.6153e+17 | 3.1284e+17 | 3.7601e+17 | 3.722e+17 | 4.7573e+17 | 4.0963e+17 | 3.7444e+17 | 3.7621e+17 | 4.239e+17 | 3.6509e+17 | 3.306e+17 | 3.7991e+17 | 3.6126e+17 | 3.6099e+17 | 4.122e+17 | 3.9058e+17 | 4.6944e+17 | 4.2032e+17 | 4.1412e+17 | 3.8316e+17 | 3.2077e+17 | 3.8555e+17 | 3.0951e+17 | 3.2618e+17 | 3.7823e+17 | 3.8873e+17 | 3.2084e+17 | 3.9276e+17 | 3.6767e+17 | 3.6663e+17 | 3.9136e+17 | 3.415e+17 | 3.9623e+17 | 3.803e+17 | 3.7997e+17 | 3.4972e+17 | 3.332e+17 | 3.7579e+17 | 4.2247e+17 | 3.5214e+17 | 3.6115e+17 | 3.5215e+17 | 4.2829e+17 | 4.0019e+17 | 3.9761e+17 | 3.7327e+17 | 3.5771e+17 | 3.8581e+17 | 3.7903e+17 | 3.7427e+17 | 3.2062e+17 | 4.2141e+17 | 2.9014e+17 | 3.2574e+17 | 3.7391e+17 | 3.8823e+17 | 3.0156e+17 | 3.9443e+17 | 4.0953e+17 | 3.5636e+17 | 3.7353e+17 | 3.6444e+17 | 4.1096e+17 | 4.1499e+17 | 3.7798e+17 | 4.5827e+17 | 4.0583e+17 | 4.2806e+17 | 4.5515e+17 | 4.2705e+17 | 3.8027e+17 | 3.1194e+17 | 3.3449e+17 | 3.2939e+17 | 3.7801e+17 | 3.716e+17 | 3.4964e+17 | 4.0318e+17 | 3.3633e+17 | 3.7388e+17 | 4.1287e+17 | 4.0412e+17 | 3.262e+17 | 3.7487e+17 | 4.5346e+17 | 4.2505e+17 | 3.9317e+17 | 3.7446e+17 | 3.4736e+17 | 3.5333e+17 | 3.5302e+17 | 3.6617e+17 | 3.4699e+17 | 4.1086e+17 | 4.0533e+17 | 3.4155e+17 | 3.3786e+17 | 4.0761e+17 | 4.5921e+17 | 4.3071e+17 | 3.7909e+17 | 3.8754e+17 | 3.4992e+17 | 3.6152e+17 | 3.8408e+17 | 4.0855e+17 | 3.3924e+17 | 3.8076e+17 | 4.0418e+17 | 4.0097e+17 | 3.3686e+17 | 4.1446e+17 | 3.439e+17 | 3.8878e+17 | 4.5477e+17 | 3.3508e+17 | 3.4518e+17 | 3.4699e+17 | 3.1706e+17 | 3.6435e+17 | 4.2936e+17 | 3.1888e+17 | 3.7108e+17 | 3.8351e+17 | 4.063e+17 | 3.9614e+17 | 3.6093e+17 | 3.6243e+17 | 3.7805e+17 | 3.8272e+17 | 3.6076e+17 | 3.9533e+17 | 3.9272e+17 | 3.6828e+17 | 3.5923e+17 | 4.132e+17 | 3.7991e+17 | 3.6133e+17 | 4.0602e+17 | 3.5648e+17 | 4.408e+17 | 4.2553e+17 | 3.6838e+17 | 4.0445e+17 | 4.2801e+17 | 3.8588e+17 | 3.5038e+17 | 3.2233e+17 | 3.9131e+17 | 3.425e+17 | 3.5537e+17 | 2.616e+17 | 4.0544e+17 | 3.774e+17 | 4.1561e+17 | 3.5013e+17 | 4.0205e+17 | 4.5602e+17 | 3.7532e+17 | 3.6454e+17 | 4.9721e+17 | 4.1737e+17 | 4.1966e+17 | 3.5204e+17 | 3.8342e+17 | 3.1653e+17 | 3.3594e+17 | 3.6146e+17 | 3.0512e+17 | 3.6955e+17 | 3.5954e+17 | 4.4947e+17 | 3.9851e+17 | 3.6557e+17 | 4.0728e+17 | 3.6517e+17 | 3.7547e+17 | 3.5192e+17 | 3.8334e+17 | 3.5604e+17 | 4.1041e+17 | 3.1272e+17 | 3.813e+17 | 4.0524e+17 | 3.4644e+17 | 4.0207e+17 | 4.376e+17 | 3.6159e+17 | 3.6246e+17 | 3.2289e+17 | 3.8943e+17 | 3.704e+17 | 3.4323e+17 | 3.7951e+17 | 3.9071e+17 | 3.3767e+17 | 4.2695e+17 | 4.0314e+17 | 2.8054e+17 | 3.5124e+17 | 3.676e+17 | 3.0056e+17 | 4.0289e+17 | 3.6415e+17 | 3.5754e+17 | 3.6795e+17 | 4.319e+17 | 3.4095e+17 | 3.7211e+17 | 3.9719e+17 | 3.9779e+17 | 4.1219e+17 | 3.9997e+17 | 4.0825e+17 | 3.9983e+17 | 4.0382e+17 | 3.5624e+17 | 3.3621e+17 | 4.062e+17 | 3.7065e+17 | 4.1165e+17 | 2.8934e+17 | 3.8748e+17 | 3.0148e+17 | 3.429e+17 | 3.4067e+17 | 3.4309e+17 | 4.3297e+17 | 4.3184e+17 | 3.9985e+17 | 3.3693e+17 | 3.5489e+17 | 3.6588e+17 | 3.2555e+17 | 3.8146e+17 | 3.5945e+17 | 3.7659e+17 | 3.5742e+17 | 3.7462e+17 | 3.8907e+17 | 3.7816e+17 | 3.1598e+17 | 3.3592e+17 | 3.1033e+17 | 3.4446e+17 | 3.6138e+17 | 3.5772e+17 | 3.1395e+17 | 4.1288e+17 | 3.3708e+17 | 4.2841e+17 | 3.9714e+17 | 4.0723e+17 | 4.0375e+17 | 3.9018e+17 | 3.663e+17 | 3.5181e+17 | 3.5877e+17 | 3.6785e+17 | 4.3708e+17 | 3.9518e+17 | 3.8729e+17 | 4.0667e+17 | 4.6142e+17 | 3.5944e+17 | 3.7864e+17 | 3.0697e+17 | 3.8247e+17 | 4.4919e+17 | 3.2646e+17 | 3.3947e+17 | 3.5955e+17 | 3.7041e+17 | 3.8312e+17 | 3.3146e+17 | 4.2073e+17 | 3.3648e+17 | 4.0256e+17 | 3.7625e+17 | 4.0647e+17 | 3.8475e+17 | 3.3703e+17 | 2.8058e+17 | 3.607e+17 | 4.233e+17 | 3.2049e+17 | 4.4513e+17 | 3.5123e+17 | 3.4865e+17 | 3.6559e+17 | 3.4019e+17 | 3.5837e+17 | 3.4632e+17 | 3.2817e+17 | 3.5696e+17 | 3.8911e+17 | 3.8213e+17 | 3.5782e+17 | 3.7246e+17 | 3.5414e+17 | 3.9116e+17 | 3.5848e+17 | 3.5752e+17 | 3.4827e+17 | 3.9689e+17 | 3.9295e+17 | 4.4718e+17 | 3.8111e+17 | 3.0663e+17 | 3.9759e+17 | 3.6905e+17 | 4.0725e+17 | 3.4167e+17 | 3.6851e+17 | 3.2449e+17 | 3.6056e+17 | 4.0126e+17 | 3.4289e+17 | 4.0955e+17 | 3.6764e+17 | 3.623e+17 | 3.6995e+17 | 3.5907e+17 | 3.6494e+17 | 3.3382e+17 | 3.0859e+17 | 4.3354e+17 | 3.9429e+17 | 3.6724e+17 | 4.0527e+17 | 3.9839e+17 | 3.1629e+17 | 3.1149e+17 | 4.1057e+17 | 3.433e+17 | 3.63e+17 | 4.3435e+17 | 3.7172e+17 | 3.5134e+17 | 4.072e+17 | 3.8642e+17 | 3.4624e+17 | 3.6976e+17 | 3.611e+17 | 3.6503e+17 | 3.1678e+17 | 3.51e+17 | 3.3989e+17 | 3.3225e+17 | 3.9712e+17 | 3.6784e+17 | 3.5339e+17 | 3.2626e+17 | 4.1334e+17 | 3.5285e+17 | 3.9647e+17 | 3.6875e+17 | 3.8589e+17 | 3.6661e+17 | 4.2896e+17 | 3.9156e+17 | 3.653e+17 | 3.3364e+17 | 3.1025e+17 | 3.6073e+17 | 4.8407e+17 | 3.9626e+17 | 3.7007e+17 | 4.0148e+17 | 3.5172e+17 | 3.6621e+17 | 4.4086e+17 | 3.5578e+17 | 3.6306e+17 | 3.3631e+17 | 3.1224e+17 | 3.9591e+17 | 3.5444e+17 | 3.1582e+17 | 3.7123e+17 | 3.4727e+17 | 3.9398e+17 | 3.4294e+17 | 4.5085e+17 | 4.3584e+17 | 3.3223e+17 | 3.5509e+17 | 3.8586e+17 | 3.886e+17 | 3.6933e+17 | 3.9088e+17 | 4.0301e+17 | 3.7444e+17 | 4.2176e+17 | 4.0098e+17 | 3.5912e+17 | 3.7197e+17 | 3.5575e+17 | 3.7446e+17 | 3.8361e+17 | 3.5028e+17 | 4.4206e+17 | 4.1773e+17 | 4.1456e+17 | 3.2926e+17 | 3.6562e+17 | 4.0388e+17 | 3.4952e+17 | 3.8947e+17 | 3.7337e+17 | 2.4205e+17 | 3.9254e+17 | 3.1771e+17 | 4.006e+17 | 3.3508e+17 | 3.8194e+17 | 3.2088e+17 | 3.9323e+17 | 3.378e+17 | 3.8733e+17 | 4.4299e+17 | 4.2408e+17 | 4.1277e+17 | 3.9289e+17 | 3.7446e+17 | 3.2194e+17 | 3.6669e+17 | 3.1245e+17 | 4.081e+17 | 3.8443e+17 | 3.6238e+17 | 4.0801e+17 | 4.0204e+17 | 3.7274e+17 | 3.762e+17 | 3.872e+17 | 3.7255e+17 | 3.7395e+17 | 3.7932e+17 | 4.2192e+17 | 4.3002e+17 | 3.6118e+17 | 3.344e+17 | 3.5563e+17 | 3.7408e+17 | 3.586e+17 | 4.8078e+17 | 2.9183e+17 | 4.1695e+17 | 3.5813e+17 | 3.7475e+17 | 3.5308e+17 | 3.949e+17 | 3.5095e+17 | 4.1127e+17 | 3.7824e+17 | 3.021e+17 | 3.9935e+17 | 3.9259e+17 | 4.0736e+17 | 3.8529e+17 | 3.4835e+17 | 3.6424e+17 | 4.3051e+17 | 3.3247e+17 | 3.4594e+17 | 3.5831e+17 | 3.5598e+17 | 3.8277e+17 | 3.813e+17 | 3.7825e+17 | 3.8079e+17 | 4.1398e+17 | 4.0475e+17 | 4.0926e+17 | 3.1369e+17 | 3.964e+17 | 4.1543e+17 | 3.4819e+17 | 4.5681e+17 | 4.487e+17 | 4.1007e+17 | 3.8694e+17 | 3.7807e+17 | 3.9346e+17 | 3.5787e+17 | 3.4325e+17 | 4.0459e+17 | 3.9656e+17 | 4.0584e+17 | 3.8024e+17 | 3.9488e+17 | 3.4375e+17 | 3.4287e+17 | 2.9908e+17 | 3.2353e+17 | 4.0442e+17 | 4.1632e+17 | 4.0513e+17 | 4.4021e+17 | 4.0078e+17 | 3.8005e+17 | 3.1442e+17 | 3.3844e+17 | 3.18e+17 | 3.9373e+17 | 4.0727e+17 | 3.9712e+17 | 3.637e+17 | 3.6595e+17 | 3.4377e+17 | 4.1113e+17 | 3.7406e+17 | 3.6646e+17 | 3.4398e+17 | 3.5544e+17 | 3.9585e+17 | 2.9095e+17 | 4.2952e+17 | 3.9728e+17 | 3.6583e+17 | 2.366e+17 | 3.7542e+17 | 3.6325e+17 | 4.3322e+17 | 4.5692e+17 | 3.6051e+17 | 4.411e+17 | 4.1625e+17 | 3.6718e+17 | 4.2182e+17 | 3.7574e+17 | 4.4796e+17 | 3.5641e+17 | 4.0352e+17 | 4.1036e+17 | 3.6784e+17 | 3.3812e+17 | 3.9256e+17 | 3.9384e+17 | 3.7504e+17 | 3.3451e+17 | 3.5629e+17 | 3.7528e+17 | 3.9031e+17 | 3.9859e+17 | 3.3653e+17 | 3.995e+17 | 3.8182e+17 | 3.7274e+17 | 4.1034e+17 | 4.4411e+17 | 3.9044e+17 | 3.7736e+17 | 4.5142e+17 | 3.8606e+17 | 3.883e+17 | 2.891e+17 | 3.8618e+17 | 3.2317e+17 | 3.5593e+17 | 3.9038e+17 | 4.322e+17 | 3.8942e+17 | 4.1224e+17 | 3.4677e+17 | 3.4363e+17 | 3.4728e+17 | 4.0796e+17 | 3.4199e+17 | 2.9002e+17 | 3.3739e+17 | 3.5201e+17 | 4.3832e+17 | 3.9829e+17 | 4.1232e+17 | 3.6674e+17 | 3.9154e+17 | 3.6316e+17 | 3.3208e+17 | 3.3756e+17 | 3.7284e+17 | 3.5411e+17 | 3.7299e+17 | 3.8218e+17 | 3.5973e+17 | 3.6672e+17 | 3.6955e+17 | 3.738e+17 | 3.5937e+17 | 3.5043e+17 | 3.5102e+17 | 3.6326e+17 | 3.5853e+17 | 3.1336e+17 | 3.7347e+17 | 3.5162e+17 | 3.8373e+17 | 3.037e+17 | 3.4434e+17 | 4.0972e+17 | 4.2229e+17 | 3.4681e+17 | 4.0738e+17 | 4.1491e+17 | 3.9416e+17 | 3.6797e+17 | 3.6399e+17 | 3.9033e+17 | 3.6556e+17 | 4.1549e+17 | 4.0307e+17 | 4.2649e+17 | 3.9203e+17 | 4.0495e+17 | 3.6942e+17 | 4.0036e+17 | 3.7539e+17 | 3.3267e+17 | 3.678e+17 | 4.0683e+17 | 4.1163e+17 | 3.601e+17 | 4.2874e+17 | 3.458e+17 | 3.7691e+17 | 3.9422e+17 | 3.9373e+17 | 3.4493e+17 | 3.8362e+17 | 3.371e+17 | 4.0336e+17 | 4.2344e+17 | 4.2286e+17 | 3.9359e+17 | 4.04e+17 | 3.8226e+17 | 3.9319e+17 | 4.2555e+17 | 3.0529e+17 | 3.411e+17 | 4.0049e+17 | 3.7271e+17 | 4.1939e+17 | 3.9315e+17 | 3.285e+17 | 3.2442e+17 | 3.6402e+17 | 3.7026e+17 | 3.6679e+17 | 4.1312e+17 | 3.6475e+17 | 4.0739e+17 | 3.6717e+17 | 3.7252e+17 | 3.7187e+17 | 4.008e+17 | 3.2739e+17 | 3.9196e+17 | 4.0832e+17 | 3.7088e+17 | 3.857e+17 | 3.933e+17 | 3.3395e+17 | 3.0267e+17 | 3.2172e+17 | 3.242e+17 | 3.6972e+17 | 3.8985e+17 | 3.5416e+17 | 3.5294e+17 | 3.3185e+17 | 3.7766e+17 | 3.2996e+17 | 3.5227e+17 | 4.2584e+17 | 3.6564e+17 | 3.4938e+17 | 3.3661e+17 | 4.0151e+17 | 3.7984e+17 | 3.8645e+17 | 3.9147e+17 | 3.5499e+17 | 4.0762e+17 | 3.1252e+17 | 3.3812e+17 | 3.0313e+17 | 4.0206e+17 | 4.3233e+17 | 3.4703e+17 | 3.4692e+17 | 4.5079e+17 | 4.5094e+17 | 4.2881e+17 | 4.1141e+17 | 3.3959e+17 | 3.3118e+17 | 3.0973e+17 | 3.3832e+17 | 3.2725e+17 | 3.3287e+17 | 3.3048e+17 | 3.7872e+17 | 3.2174e+17 | 3.6181e+17 | 3.9438e+17 | 3.3686e+17 | 3.8401e+17 | 3.2634e+17 | 3.4099e+17 | 4.3026e+17 | 4.1197e+17 | 4.1178e+17 | 3.9871e+17 | 4.3847e+17 | 3.6144e+17 | 4.0107e+17 | 3.6058e+17 | 3.4001e+17 | 3.6737e+17 | 3.3037e+17 | 3.7511e+17 | 2.9676e+17 | 3.2509e+17 | 3.4019e+17 | 2.669e+17 | 3.3032e+17 | 2.91e+17 | 3.7423e+17 | 3.9694e+17 | 3.7434e+17 | 3.6663e+17 | 3.5611e+17 | 3.7614e+17 | 3.9149e+17 | 4.3686e+17 | 3.6686e+17 | 3.1469e+17 | 3.7217e+17 | 3.6646e+17 | 3.4801e+17 | 3.3908e+17 | 3.8117e+17 | 4.384e+17 | 3.6346e+17 | 4.5637e+17 | 4.166e+17 | 3.7102e+17 | 3.5392e+17 | 4.254e+17 | 3.9603e+17 | 3.3163e+17 | 3.4089e+17 | 3.9143e+17 | 4.2145e+17 | 3.487e+17 | 3.5693e+17 | 3.7873e+17 | 3.4494e+17 | 3.1763e+17 | 3.7689e+17 | 4.241e+17 | 3.7367e+17 | 3.6092e+17 | 3.8008e+17 | 3.4963e+17 | 3.6207e+17 | 3.8129e+17 | 4.0153e+17 | 4.6184e+17 | 2.8497e+17 | 3.8429e+17 | 3.5214e+17 | 3.6811e+17 | 3.2093e+17 | 3.6575e+17 | 3.5721e+17 | 3.8416e+17 | 4.05e+17 | 3.6071e+17 | 3.7336e+17 | 4.754e+17 | 3.9947e+17 | 3.3254e+17 | 3.4698e+17 | 3.8452e+17 | 3.4944e+17 | 3.8188e+17 | 3.1985e+17 | 3.8656e+17 | 4.4725e+17 | 3.8429e+17 | 3.6186e+17 | 3.1596e+17 | 3.9236e+17 | 4.1762e+17 | 3.0837e+17 | 3.6044e+17 | 3.2831e+17 | 4.279e+17 | 3.8493e+17 | 3.8296e+17 | 4.4441e+17 | 2.8502e+17 | 3.6915e+17 | 3.4587e+17 | 3.5103e+17 | 4.2456e+17 | 3.9826e+17 | 3.0644e+17 | 3.3346e+17 | 3.871e+17 | 3.5094e+17 | 3.2636e+17 | 2.9865e+17 | 3.2659e+17 | 3.7555e+17 | 3.5594e+17 | 4.1623e+17 | 3.6495e+17 | 3.684e+17 | 3.3192e+17 | 3.631e+17 | 3.7761e+17 | 4.1855e+17 | 3.6721e+17 | 3.655e+17 | 3.8451e+17 | 3.5712e+17 | 4.1295e+17 | 3.3041e+17 | 3.6962e+17 | 3.7149e+17 | 3.7761e+17 | 4.1623e+17 | 3.6736e+17 | 3.6276e+17 | 3.6191e+17 | 3.9107e+17 | 3.4232e+17 | 3.9044e+17 | 3.8828e+17 | 3.6653e+17 | 3.849e+17 | 2.9894e+17 | 3.5433e+17 | 3.602e+17 | 3.6298e+17 | 3.4067e+17 | 4.0787e+17 | 4.0405e+17 | 3.6125e+17 | 3.9953e+17 | 3.4084e+17 | 3.9082e+17 | 3.6588e+17 | 3.3145e+17 | 4.2697e+17 | 3.4072e+17 | 3.2138e+17 | 4.3116e+17 | 3.9494e+17 | 3.5378e+17 | 3.4881e+17 | 3.8197e+17 | 3.3892e+17 | 3.044e+17 | 4.3178e+17 | 3.5695e+17 | 3.715e+17 | 3.7983e+17 | 4.7288e+17 | 3.1261e+17 | 3.706e+17 | 4.4044e+17 | 3.5979e+17 | 3.7299e+17 | 3.4219e+17 | 3.7499e+17 | 3.3263e+17 | 3.0511e+17 | 4.1269e+17 | 3.6625e+17 | 3.9451e+17 | 3.2694e+17 | 3.9077e+17 | 3.9469e+17 | 3.8373e+17 | 3.8281e+17 | 3.3989e+17 | 3.2189e+17 | 4.2132e+17 | 3.648e+17 | 4.3525e+17 | 3.9863e+17 | 3.2837e+17 | 4.3821e+17 | 4.0117e+17 | 2.9604e+17 | 3.427e+17 | 3.4122e+17 | 3.6007e+17 | 3.5936e+17 | 3.9289e+17 | 4.2438e+17 | 3.8034e+17 | 3.7718e+17 | 3.9185e+17 | 3.1009e+17 | 4.1712e+17 | 4.5789e+17 | 3.2384e+17 | 3.4959e+17 | 3.627e+17 | 4.0246e+17 | 3.9239e+17 | 3.5687e+17 | 3.6967e+17 | 4.0349e+17 | 3.5347e+17 | 3.3553e+17 | 4.4353e+17 | 4.1714e+17 | 4.1463e+17 | 4.3059e+17 | 4.1378e+17 | 3.8404e+17 | 4.6004e+17 | 3.6792e+17 | 3.8023e+17 | 3.5687e+17 | 3.6291e+17 | 4.4655e+17 | 3.8007e+17 | 4.2099e+17 | 3.3687e+17 | 3.0489e+17 | 3.3935e+17 | 3.7212e+17 | 3.8283e+17 | 3.0611e+17 | 3.7345e+17 | 3.8382e+17 | 3.3791e+17 | 2.9819e+17 | 3.4481e+17 | 3.0808e+17 | 3.9332e+17 | 3.8105e+17 | 4.0749e+17 | 3.5044e+17 | 3.4729e+17 | 4.3062e+17 | 3.8266e+17 | 3.3211e+17 | 2.9161e+17 | 3.7477e+17 | 3.1478e+17 | 3.9432e+17 | 4.1841e+17 | 3.7262e+17 | 3.4303e+17 | 3.9261e+17 | 4.2486e+17 | 3.6388e+17 | 3.3875e+17 | 3.8684e+17 | 3.1738e+17 | 3.8768e+17 | 3.8235e+17 | 3.6923e+17 | 4.2442e+17 | 3.4668e+17 | 3.8918e+17 | 3.8801e+17 | 3.3258e+17 | 3.067e+17 | 2.6279e+17 | 2.7661e+17 | 3.3295e+17 | 3.8002e+17 | 3.3527e+17 | 3.5911e+17 | 3.3458e+17 | 3.719e+17 | 3.647e+17 | 3.457e+17 | 3.4116e+17 | 4.3459e+17 | 4.0628e+17 | 2.8928e+17 | 4e+17 | 3.1524e+17 | 4.3989e+17 | 3.142e+17 | 3.2589e+17 | 3.688e+17 | 3.4579e+17 | 4.0194e+17 | 3.3661e+17 | 3.4922e+17 | 3.9408e+17 | 3.8697e+17 | 3.8512e+17 | 3.4025e+17 | 3.9456e+17 | 3.8739e+17 | 3.2676e+17 | 3.9046e+17 | 3.812e+17 | 3.0095e+17 | 3.5196e+17 | 3.0908e+17 | 3.9814e+17 | 4.1918e+17 | 4.0164e+17 | 3.9802e+17 | 3.5921e+17 | 4.4471e+17 | 3.1686e+17 | 3.4469e+17 | 4.0836e+17 | 3.9027e+17 | 3.9859e+17 | 3.605e+17 | 4.2003e+17 | 3.8839e+17 | 3.6241e+17 | 4.1316e+17 | 3.3018e+17 | 3.3246e+17 | 3.2179e+17 | 3.6808e+17 | 4.0081e+17 | 3.3373e+17 | 3.9145e+17 | 3.8323e+17 | 3.7651e+17 | 2.9218e+17 | 4.2132e+17 | 3.1933e+17 | 3.1654e+17 | 3.9046e+17 | 4.0637e+17 | 4.3717e+17 | 3.3375e+17 | 3.1119e+17 | 3.393e+17 | 3.6034e+17 | 3.3564e+17 | 3.5525e+17 | 2.8583e+17 | 3.4732e+17 | 3.882e+17 | 3.5666e+17 | 3.9816e+17 | 3.6153e+17 | 3.5845e+17 | 3.7578e+17 | 3.8488e+17 | 3.9376e+17 | 4.1905e+17 | 4.1852e+17 | 3.4479e+17 | 3.7625e+17 | 3.9391e+17 | 3.7084e+17 | 4.1077e+17 | 4.5023e+17 | 4.3884e+17 | 4.3071e+17 | 3.6575e+17 | 3.7621e+17 | 3.318e+17 | 3.8166e+17 | 4.1926e+17 | 2.9123e+17 | 3.959e+17 | 4.0125e+17 | 3.8843e+17 | 3.352e+17 | 3.5233e+17 | 3.2046e+17 | 3.5844e+17 | 4.2367e+17 | 4.3893e+17 | 3.4367e+17 | 3.7654e+17 | 4.2465e+17 | 3.8033e+17 | 4.079e+17 | 3.5696e+17 | 3.6371e+17 | 3.5418e+17 | 3.2146e+17 | 3.6494e+17 | 3.7907e+17 | 3.6067e+17 | 3.3931e+17 | 4.0894e+17 | 3.7894e+17 | 4.3127e+17 | 3.8773e+17 | 4.1063e+17 | 3.4479e+17 | 4.1516e+17 | 3.2574e+17 | 3.6758e+17 | 3.4597e+17 | 3.9534e+17 | 4.4202e+17 | 4.1003e+17 | 3.5834e+17 | 3.2052e+17 | 4.2348e+17 | 3.6048e+17 | 4.1878e+17 | 3.5714e+17 | 3.9693e+17 | 3.7564e+17 | 3.7607e+17 | 3.7662e+17 | 3.8723e+17 | 3.5524e+17 | 3.963e+17 | 3.9459e+17 | 3.2357e+17 | 2.6239e+17 | 3.7213e+17 | 4.1649e+17 | 3.6495e+17 | 3.4458e+17 | 3.8962e+17 | 4.0872e+17 | 4.4593e+17 | 3.8804e+17 | 3.1022e+17 | 3.7598e+17 | 3.8824e+17 | 3.3746e+17 | 4.4426e+17 | 3.9178e+17 | 2.7827e+17 | 3.3349e+17 | 3.5563e+17 | 3.4967e+17 | 3.4994e+17 | 3.9451e+17 | 3.8164e+17 | 3.8662e+17 | 4.0435e+17 | 3.408e+17 | 3.6777e+17 | 3.6072e+17 | 3.7291e+17 | 4.2135e+17 | 3.3511e+17 | 3.7404e+17 | 3.7678e+17 | 3.9162e+17 | 3.8554e+17 | 3.6067e+17 | 3.823e+17 | 4.5847e+17 | 4.3148e+17 | 4.0163e+17 | 3.8812e+17 | 4.6063e+17 | 3.6764e+17 | 3.5815e+17 | 3.6417e+17 | 3.8985e+17 | 3.8962e+17 | 4.0492e+17 | 4.3799e+17 | 4.1428e+17 | 3.7326e+17 | 3.7445e+17 | 3.7726e+17 | 4.3541e+17 | 3.4683e+17 | 4.0061e+17 | 3.7863e+17 | 3.7038e+17 | 3.8256e+17 | 3.4397e+17 | 3.8172e+17 | 3.7163e+17 | 2.9774e+17 | 3.4373e+17 | 4.0689e+17 | 3.9506e+17 | 3.5502e+17 | 3.419e+17 | 3.5504e+17 | 4.1816e+17 | 3.8726e+17 | 4.2855e+17 | 3.3387e+17 | 3.725e+17 | 3.5766e+17 | 3.6433e+17 | 3.4179e+17 | 3.7304e+17 | 3.3538e+17 | 5.193e+17 | 3.712e+17 | 3.2426e+17 | 4.0281e+17 | 3.4771e+17 | 4.0035e+17 | 2.9099e+17 | 3.2503e+17 | 3.9972e+17 | 3.7759e+17 | 4.0815e+17 | 3.3257e+17 | 4.0537e+17 | 4.3198e+17 | 4.0483e+17 | 3.763e+17 | 3.7416e+17 | 3.5189e+17 | 3.4734e+17 | 4.1047e+17 | 3.7013e+17 | 3.9638e+17 | 3.7756e+17 | 3.7118e+17 | 3.9899e+17 | 4.0499e+17 | 3.4357e+17 | 4.2318e+17 | 3.3501e+17 | 3.9517e+17 | 4.6257e+17 | 3.8394e+17 | 3.8089e+17 | 4.1082e+17 | 3.5503e+17 | 3.8675e+17 | 3.8243e+17 | 4.0045e+17 | 3.8107e+17 | 4.1882e+17 | 3.4254e+17 | 3.6121e+17 | 3.4182e+17 | 3.6663e+17 | 3.8087e+17 | 3.5375e+17 | 4.1822e+17 | 3.3712e+17 | 3.0947e+17 | 3.1855e+17 | 3.5479e+17 | 4.2094e+17 | 3.5319e+17 | 3.5523e+17 | 3.6948e+17 | 3.6565e+17 | 3.534e+17 | 3.8419e+17 | 3.5135e+17 | 3.9265e+17 | 3.236e+17 | 3.4365e+17 | 3.6659e+17 | 3.5885e+17 | 4.4612e+17 | 3.7832e+17 | 3.9009e+17 | 4.2113e+17 | 4.2396e+17 | 3.3117e+17 | 3.4582e+17 | 4.1078e+17 | 3.6629e+17 | 3.7198e+17 | 3.3492e+17 | 4.271e+17 | 3.004e+17 | 3.7656e+17 | 3.0884e+17 | 3.8963e+17 | 3.4118e+17 | 3.3835e+17 | 3.9226e+17 | 4.2487e+17 | 3.4091e+17 | 4.0514e+17 | 3.5317e+17 | 3.6998e+17 | 3.827e+17 | 3.2979e+17 | 3.6816e+17 | 3.9992e+17 | 2.9972e+17 | 3.6194e+17 | 3.8703e+17 | 4.6477e+17 | 3.5836e+17 | 4.0115e+17 | 3.9979e+17 | 3.7669e+17 | 3.4124e+17 | 3.9726e+17 | 3.9207e+17 | 3.4792e+17 | 3.784e+17 | 3.7099e+17 | 3.8861e+17 | 3.8186e+17 | 3.2136e+17 | 3.8842e+17 | 3.3172e+17 | 3.4545e+17 | 3.9179e+17 | 4.0483e+17 | 3.3548e+17 | 3.5016e+17 | 3.7352e+17 | 3.5652e+17 | 3.9104e+17 | 3.9343e+17 | 3.1974e+17 | 3.5603e+17 | 3.6991e+17 | 4.096e+17 | 3.3515e+17 | 3.6733e+17 | 3.8834e+17 | 4.0475e+17 | 3.7733e+17 | 3.1306e+17 | 3.7532e+17 | 3.4058e+17 | 3.6444e+17 | 3.59e+17 | 3.413e+17 | 3.2986e+17 | 2.7804e+17 | 3.7667e+17 | 3.8594e+17 | 3.5186e+17 | 3.7542e+17 | 3.1628e+17 | 3.7022e+17 | 3.9572e+17 | 3.687e+17 | 3.5527e+17 | 3.9591e+17 | 3.4446e+17 | 4.1821e+17 | 3.7383e+17 | 3.7605e+17 | 4.2681e+17 | 3.8013e+17 | 3.6267e+17 | 3.3941e+17 | 3.8937e+17 | 4.0581e+17 | 3.8408e+17 | 3.9815e+17 | 4.0925e+17 | 3.4812e+17 | 4.1825e+17 | 3.607e+17 | 3.8652e+17 | 3.555e+17 | 3.3572e+17 | 3.8704e+17 | 3.3302e+17 | 3.776e+17 | 3.1845e+17 | 4.0376e+17 | 3.7544e+17 | 3.2245e+17 | 4.2001e+17 | 3.8655e+17 | 3.6586e+17 | 3.9697e+17 | 3.2918e+17 | 3.7498e+17 | 3.6758e+17 | 3.7643e+17 | 3.7527e+17 | 4.1511e+17 | 3.5624e+17 | 3.5914e+17 | 3.255e+17 | 3.55e+17 | 3.5728e+17 | 4.0898e+17 | 4.3105e+17 | 3.3909e+17 | 3.3999e+17 | 3.9196e+17 | 4.3624e+17 | 3.2201e+17 | 4.0964e+17 | 3.6439e+17 | 3.7741e+17 | 3.7153e+17 | 3.775e+17 | 3.3251e+17 | 3.4278e+17 | 3.7119e+17 | 3.8928e+17 | 3.9429e+17 | 4.1331e+17 | 3.7816e+17 | 3.2193e+17 | 3.0015e+17 | 4.1724e+17 | 4.546e+17 | 3.6763e+17 | 3.3964e+17 | 3.409e+17 | 3.1607e+17 | 3.8793e+17 | 3.4977e+17 | 3.8592e+17 | 3.6356e+17 | 3.5575e+17 | 3.8425e+17 | 3.6224e+17 | 3.5288e+17 | 3.1006e+17 | 3.5178e+17 | 3.8355e+17 | 3.6468e+17 | 3.5462e+17 | 4.057e+17 | 3.6946e+17 | 3.4882e+17 | 3.2895e+17 | 4.4356e+17 | 3.3439e+17 | 4.3115e+17 | 3.361e+17 | 3.1346e+17 | 3.5107e+17 | 3.8235e+17 | 3.3224e+17 | 3.1619e+17 | 3.511e+17 | 3.7e+17 | 3.393e+17 | 3.5976e+17 | 3.8189e+17 | 3.8163e+17 | 4.3615e+17 | 4.265e+17 | 3.3775e+17 | 3.6858e+17 | 3.8974e+17 | 3.1969e+17 | 3.8725e+17 | 3.5479e+17 | 4.4855e+17 | 4.1882e+17 | 4.0106e+17 | 4.1327e+17 | 3.4524e+17 | 3.6179e+17 | 3.443e+17 | 3.7622e+17 | 3.8479e+17 | 3.9928e+17 | 4.1231e+17 | 3.3034e+17 | 3.5802e+17 | 3.3659e+17 | 3.8419e+17 | 3.7007e+17 | 3.3577e+17 | 3.4858e+17 | 4.0284e+17 | 3.6517e+17 | 3.4993e+17 | 3.4008e+17 | 4.1566e+17 | 4.4768e+17 | 3.9907e+17 | 3.6442e+17 | 4.088e+17 | 3.0577e+17 | 3.9146e+17 | 3.43e+17 | 3.6476e+17 | 2.9212e+17 | 4.4215e+17 | 3.7446e+17 | 3.7999e+17 | 4.0221e+17 | 4.1797e+17 | 3.9853e+17 | 3.6793e+17 | 3.7132e+17 | 3.6416e+17 | 3.5235e+17 | 3.7294e+17 | 3.8713e+17 | 4.2081e+17 | 3.6969e+17 | 3.842e+17 | 3.0024e+17 | 3.6931e+17 | 3.9011e+17 | 3.6105e+17 | 3.5991e+17 | 3.262e+17 | 4.2706e+17 | 4.0323e+17 | 3.485e+17 | 3.3652e+17 | 3.3098e+17 | 3.6454e+17 | 3.8144e+17 | 3.0575e+17 | 3.7393e+17 | 4.07e+17 | 3.6237e+17 | 3.5232e+17 | 3.3857e+17 | 3.38e+17 | 3.9039e+17 | 3.3577e+17 | 4.1846e+17 | 4.3939e+17 | 3.0705e+17 | 3.2679e+17 | 4.0878e+17 | 3.417e+17 | 3.3832e+17 | 3.9097e+17 | 3.1309e+17 | 2.8599e+17 | 3.5869e+17 | 3.2974e+17 | 3.4145e+17 | 3.867e+17 | 3.9832e+17 | 3.4853e+17 | 4.0292e+17 | 4.2054e+17 | 3.7175e+17 | 3.2947e+17 | 3.9216e+17 | 3.9033e+17 | 4.3551e+17 | 3.0637e+17 | 3.9011e+17 | 3.9037e+17 | 4.1415e+17 | 4.0879e+17 | 3.8751e+17 | 3.9532e+17 | 3.8106e+17 | 3.8525e+17 | 4.2643e+17 | 3.9302e+17 | 4.1151e+17 | 3.1275e+17 | 3.6063e+17 | 3.813e+17 | 3.7469e+17 | 3.7046e+17 | 3.9443e+17 | 3.9606e+17 | 3.4008e+17 | 3.7914e+17 | 3.7257e+17 | 3.8403e+17 | 4.276e+17 | 4.3341e+17 | 3.8268e+17 | 3.6871e+17 | 3.4988e+17 | 3.5899e+17 | 3.4037e+17 | 3.3833e+17 | 3.6383e+17 | 4.2515e+17 | 3.648e+17 | 3.4295e+17 | 3.5622e+17 | 3.7674e+17 | 3.7764e+17 | 3.6156e+17 | 4.0406e+17 | 3.5522e+17 | 4.2549e+17 | 3.4371e+17 | 3.6974e+17 | 3.8901e+17 | 3.2736e+17 | 4.0094e+17 | 4.2208e+17 | 3.7177e+17 | 4.1997e+17 | 3.1942e+17 | 3.1897e+17 | 3.1673e+17 | 3.2338e+17 | 3.5479e+17 | 3.6991e+17 | 4.9114e+17 | 3.6163e+17 | 3.5283e+17 | 3.9289e+17 | 3.5868e+17 | 3.8212e+17 | 3.6898e+17 | 3.6837e+17 | 3.3397e+17 | 3.5031e+17 | 3.7617e+17 | 3.5531e+17 | 4.0013e+17 | 3.9461e+17 | 3.895e+17 | 3.6469e+17 | 3.8155e+17 | 3.7396e+17 | 3.8785e+17 | 4.2368e+17 | 3.9703e+17 | 3.8968e+17 | 3.2951e+17 | 4.2736e+17 | 3.5275e+17 | 4.6169e+17 | 3.6386e+17 | 3.6154e+17 | 3.8328e+17 | 3.2094e+17 | 3.6255e+17 | 3.7169e+17 | 3.8666e+17 | 3.7323e+17 | 3.7336e+17 | 3.5913e+17 | 4.502e+17 | 3.7824e+17 | 4.5303e+17 | 3.3488e+17 | 3.146e+17 | 3.9914e+17 | 3.0474e+17 | 4.0083e+17 | 3.7216e+17 | 3.2613e+17 | 3.2075e+17 | 3.5408e+17 | 3.7511e+17 | 3.4491e+17 | 3.4361e+17 | 4.3748e+17 | 3.6457e+17 | 3.6971e+17 | 4.3147e+17 | 3.4101e+17 | 3.7641e+17 | 4.0505e+17 | 3.6466e+17 | 3.0738e+17 | 3.3256e+17 | 2.9049e+17 | 3.8119e+17 | 4.0859e+17 | 4.1668e+17 | 3.0018e+17 | 3.3544e+17 | 3.7043e+17 | 3.4631e+17 | 3.6683e+17 | 3.9719e+17 | 3.1992e+17 | 3.3852e+17 | 3.8567e+17 | 3.586e+17 | 3.4435e+17 | 4.1598e+17 | 3.9504e+17 | 4.0603e+17 | 3.6847e+17 | 3.1935e+17 | 3.9355e+17 | 4.1811e+17 | 4.187e+17 | 3.6583e+17 | 3.1902e+17 | 3.4055e+17 | 3.2225e+17 | 4.2637e+17 | 4.0553e+17 | 3.2275e+17 | 3.7678e+17 | 3.1093e+17 | 3.2371e+17 | 3.963e+17 | 4.3217e+17 | 3.4211e+17 | 3.9531e+17 | 3.6289e+17 | 3.5881e+17 | 3.7725e+17 | 3.2271e+17 | 3.4085e+17 | 4.5094e+17 | 3.4348e+17 | 3.2003e+17 | 3.8635e+17 | 4.4974e+17 | 4.0396e+17 | 4.0753e+17 | 3.7952e+17 | 3.943e+17 | 3.7462e+17 | 3.7537e+17 | 4.14e+17 | 3.7649e+17 | 3.7012e+17 | 3.9275e+17 | 3.334e+17 | 3.3949e+17 | 4.0537e+17 | 3.6554e+17 | 3.318e+17 | 3.5198e+17 | 3.6553e+17 | 3.6489e+17 | 4.1942e+17 | 3.9868e+17 | 3.1355e+17 | 3.1908e+17 | 3.5131e+17 | 3.4894e+17 | 3.6866e+17 | 3.5377e+17 | 3.8472e+17 | 3.4871e+17 | 3.7648e+17 | 3.9092e+17 | 4.3603e+17 | 4.1371e+17 | 3.8936e+17 | 3.6995e+17 | 3.8124e+17 | 3.5308e+17 | 3.5902e+17 | 4.0647e+17 | 3.8337e+17 | 3.3077e+17 | 3.564e+17 | 3.8695e+17 | 3.5764e+17 | 4.586e+17 | 3.6854e+17 | 3.8515e+17 | 3.659e+17 | 4.4284e+17 | 4.4967e+17 | 4.0481e+17 | 3.6019e+17 | 4.3944e+17 | 3.3896e+17 | 3.2689e+17 | 3.6384e+17 | 3.2989e+17 | 3.8482e+17 | 3.058e+17 | 3.8106e+17 | 4.2467e+17 | 4.0177e+17 | 3.8879e+17 | 4.1397e+17 | 3.51e+17 | 3.4601e+17 | 3.4904e+17 | 3.161e+17 | 3.6355e+17 | 3.7309e+17 | 3.7243e+17 | 3.6739e+17 | 4.135e+17 | 3.9357e+17 | 3.6854e+17 | 3.9802e+17 | 3.8881e+17 | 3.6964e+17 | 4.042e+17 | 3.7458e+17 | 3.5347e+17 | 4.0249e+17 | 3.9513e+17 | 3.739e+17 | 4.3174e+17 | 3.7511e+17 | 3.5908e+17 | 3.2924e+17 | 4.0371e+17 | 3.3536e+17 | 3.9126e+17 | 4.5961e+17 | 3.8901e+17 | 4.5611e+17 | 3.2122e+17 | 3.8661e+17 | 3.7673e+17 | 3.682e+17 | 3.7112e+17 | 4.0168e+17 | 3.7186e+17 | 3.3516e+17 | 3.6253e+17 | 3.5159e+17 | 3.7317e+17 | 3.4296e+17 | 4.3194e+17 | 3.9982e+17 | 3.8569e+17 | 3.2851e+17 | 3.5133e+17 | 3.6983e+17 | 2.944e+17 | 3.0567e+17 | 3.619e+17 | 3.9545e+17 | 3.8309e+17 | 4.1482e+17 | 3.7681e+17 | 4.0001e+17 | 3.9782e+17 | 3.8931e+17 | 3.8056e+17 | 3.7988e+17 | 3.7743e+17 | 3.8403e+17 | 3.1089e+17 | 4.462e+17 | 3.6597e+17 | 4.1426e+17 | 3.3458e+17 | 3.7002e+17 | 3.6903e+17 | 4.4385e+17 | 3.8997e+17 | 3.6171e+17 | 3.8703e+17 | 3.7539e+17 | 3.7559e+17 | 3.7112e+17 | 3.898e+17 | 3.7357e+17 | 3.9364e+17 | 3.8371e+17 | 3.8319e+17 | 4.1026e+17 | 3.5948e+17 | 3.4549e+17 | 3.482e+17 | 3.467e+17 | 3.7812e+17 | 3.0163e+17 | 3.9754e+17 | 3.8056e+17 | 3.5212e+17 | 3.3872e+17 | 3.6898e+17 | 4.7373e+17 | 4.1873e+17 | 3.7448e+17 | 3.2817e+17 | 4.2531e+17 | 3.9909e+17 | 4.0926e+17 | 4.1056e+17 | 3.819e+17 | 3.7525e+17 | 3.604e+17 | 3.4176e+17 | 3.9876e+17 | 3.7098e+17 | 3.7567e+17 | 3.5063e+17 | 3.6727e+17 | 4.2846e+17 | 4.1497e+17 | 3.4697e+17 | 3.4005e+17 | 4.0564e+17 | 3.5462e+17 | 3.5052e+17 | 4.1462e+17 | 3.5044e+17 | 3.9511e+17 | 3.5066e+17 | 3.1362e+17 | 3.7629e+17 | 3.9158e+17 | 3.4883e+17 | 3.547e+17 | 3.5506e+17 | 3.2912e+17 | 3.8752e+17 | 3.8967e+17 | 3.8719e+17 | 3.9197e+17 | 3.6429e+17 | 3.7211e+17 | 4.1939e+17 | 3.1839e+17 | 4.1797e+17 | 3.4143e+17 | 3.9804e+17 | 3.5921e+17 | 3.6111e+17 | 3.6999e+17 | 3.9633e+17 | 3.4917e+17 | 3.5652e+17 | 3.6907e+17 | 3.7815e+17 | 3.996e+17 | 4.024e+17 | 3.7988e+17 | 4.1075e+17 | 4.3038e+17 | 3.5079e+17 | 3.419e+17 | 4.1126e+17 | 3.8125e+17 | 3.2883e+17 | 4.1143e+17 | 3.9122e+17 | 3.4402e+17 | 3.9116e+17 | 4.0027e+17 | 3.5611e+17 | 3.654e+17 | 3.4421e+17 | 3.2327e+17 | 3.6504e+17 | 3.619e+17 | 3.4547e+17 | 4.1861e+17 | 3.9959e+17 | 3.4996e+17 | 3.5467e+17 | 3.5928e+17 | 3.4578e+17 | 3.1356e+17 | 3.686e+17 | 2.9364e+17 | 3.9207e+17 | 3.8479e+17 | 3.3465e+17 | 3.1992e+17 | 3.4526e+17 | 3.1426e+17 | 3.4387e+17 | 3.1902e+17 | 3.6602e+17 | 3.2951e+17 | 3.8758e+17 | 3.5166e+17 | 3.4818e+17 | 3.2706e+17 | 3.8974e+17 | 3.6899e+17 | 3.8323e+17 | 3.9969e+17 | 3.2153e+17 | 4.2082e+17 | 3.8602e+17 | 3.7498e+17 | 3.9384e+17 | 3.8504e+17 | 3.2483e+17 | 3.8876e+17 | 4.0371e+17 | 3.6818e+17 | 3.8875e+17 | 3.51e+17 | 3.8603e+17 | 3.568e+17 | 3.3527e+17 | 4.4537e+17 | 3.8468e+17 | 3.1744e+17 | 4.1766e+17 | 3.7338e+17 | 3.2742e+17 | 3.9241e+17 | 3.8815e+17 | 3.5193e+17 | 4.0087e+17 | 4.0295e+17 | 3.5751e+17 | 2.867e+17 | 3.8232e+17 | 4.2577e+17 | 3.8367e+17 | 3.9934e+17 | 4.1274e+17 | 3.4197e+17 | 3.996e+17 | 3.9692e+17 | 3.8888e+17 | 2.6279e+17 | 3.983e+17 | 3.7962e+17 | 3.8628e+17 | 3.867e+17 | 4.8326e+17 | 4.052e+17 | 3.296e+17 | 3.5178e+17 | 4.0333e+17 | 3.5242e+17 | 3.7317e+17 | 3.7908e+17 | 3.9526e+17 | 3.7024e+17 | 4.1113e+17 | 3.4849e+17 | 3.5574e+17 | 3.8226e+17 | 3.2859e+17 | 3.839e+17 | 4.0252e+17 | 4.3808e+17 | 3.3521e+17 | 3.9016e+17 | 3.4532e+17 | 3.4686e+17 | 3.7938e+17 | 3.8282e+17 | 4.0935e+17 | 3.1631e+17 | 3.8151e+17 | 4.4308e+17 | 3.7501e+17 | 4.6057e+17 | 3.7296e+17 | 3.6097e+17 | 3.8849e+17 | 3.866e+17 | 4.0327e+17 | 3.741e+17 | 3.7647e+17 | 3.5869e+17 | 3.5363e+17 | 3.8989e+17 | 3.69e+17 | 4.0908e+17 | 3.0433e+17 | 3.9353e+17 | 3.7249e+17 | 3.8009e+17 | 3.733e+17 | 3.6608e+17 | 4.0186e+17 | 3.8777e+17 | 3.6961e+17 | 2.9953e+17 | 3.2531e+17 | 3.6621e+17 | 4.341e+17 | 3.7221e+17 | 3.7586e+17 | 3.9974e+17 | 4.0583e+17 | 3.6461e+17 | 3.8414e+17 | 3.9087e+17 | 3.7224e+17 | 4.0905e+17 | 4.2865e+17 | 3.799e+17 | 3.447e+17 | 3.3419e+17 | 2.9762e+17 | 3.56e+17 | 4.0585e+17 | 4.4933e+17 | 4.1273e+17 | 3.6925e+17 | 3.742e+17 | 3.7885e+17 | 3.837e+17 | 3.624e+17 | 4.1599e+17 | 3.4491e+17 | 3.4944e+17 | 3.5623e+17 | 3.5162e+17 | 3.5145e+17 | 4.1414e+17 | 3.1716e+17 | 3.4904e+17 | 3.4005e+17 | 3.3458e+17 | 3.26e+17 | 3.0402e+17 | 4.3169e+17 | 3.3884e+17 | 3.0445e+17 | 3.6175e+17 | 4.1483e+17 | 3.0563e+17 | 3.874e+17 | 3.4694e+17 | 3.6354e+17 | 3.9596e+17 | 3.4138e+17 | 3.714e+17 | 3.4975e+17 | 3.3173e+17 | 4.1276e+17 | 3.566e+17 | 3.67e+17 | 3.4966e+17 | 4.0065e+17 | 3.6501e+17 | 3.4723e+17 | 4.2838e+17 | 3.9691e+17 | 3.8365e+17 | 3.4832e+17 | 3.3294e+17 | 3.2989e+17 | 3.832e+17 | 3.777e+17 | 3.7009e+17 | 3.8097e+17 | 3.4564e+17 | 4.3251e+17 | 3.761e+17 | 4.4231e+17 | 3.7296e+17 | 3.7634e+17 | 3.3555e+17 | 4.0448e+17 | 3.4221e+17 | 3.8409e+17 | 3.5344e+17 | 3.4512e+17 | 4.4069e+17 | 3.7651e+17 | 3.1992e+17 | 3.5061e+17 | 3.0194e+17 | 3.5709e+17 | 3.678e+17 | 3.3394e+17 | 4.2917e+17 | 3.1993e+17 | 3.2709e+17 | 3.5041e+17 | 3.8594e+17 | 4.3195e+17 | 3.3431e+17 | 4.2304e+17 | 3.9801e+17 | 3.6714e+17 | 4.1953e+17 | 3.6965e+17 | 4.0249e+17 | 3.458e+17 | 3.2776e+17 | 3.6406e+17 | 3.3576e+17 | 3.7358e+17 | 3.4099e+17 | 2.9177e+17 | 3.2195e+17 | 3.947e+17 | 4.1679e+17 | 3.8408e+17 | 3.8865e+17 | 4.6771e+17 | 4.3126e+17 | 3.9887e+17 | 3.2988e+17 | 4.5233e+17 | 3.8638e+17 | 3.5726e+17 | 3.7417e+17 | 3.8971e+17 | 3.398e+17 | 4.058e+17 | 3.5884e+17 | 3.9489e+17 | 3.8405e+17 | 3.4694e+17 | 3.8109e+17 | 3.4798e+17 | 3.298e+17 | 3.7583e+17 | 3.7729e+17 | 4.0694e+17 | 3.5595e+17 | 3.8493e+17 | 3.7421e+17 | 3.8091e+17 | 4.2383e+17 | 4.003e+17 | 3.9026e+17 | 3.6951e+17 | 3.9527e+17 | 3.7736e+17 | 3.6088e+17 | 3.5277e+17 | 3.0364e+17 | 3.5272e+17 | 3.4715e+17 | 3.3816e+17 | 3.431e+17 | 4.6953e+17 | 3.9314e+17 | 3.4693e+17 | 3.3124e+17 | 3.4048e+17 | 4.1103e+17 | 3.2027e+17 | 4.5722e+17 | 3.6509e+17 | 3.7757e+17 | 3.922e+17 | 4.1264e+17 | 3.8456e+17 | 3.8862e+17 | 4.5129e+17 | 4.1743e+17 | 4.369e+17 | 4.1978e+17 | 3.8433e+17 | 3.1431e+17 | 3.893e+17 | 3.804e+17 | 4.2767e+17 | 4.3315e+17 | 3.419e+17 | 3.8005e+17 | 4.5129e+17 | 3.0696e+17 | 3.9345e+17 | 3.8697e+17 | 3.7895e+17 | 4.0419e+17 | 3.6008e+17 | 3.9645e+17 | 3.8179e+17 | 3.5366e+17 | 4.5848e+17 | 3.4376e+17 | 3.1519e+17 | 3.7443e+17 | 3.8727e+17 | 3.1175e+17 | 4.1647e+17 | 3.5688e+17 | 3.5408e+17 | 3.8434e+17 | 3.7258e+17 | 3.6295e+17 | 2.9719e+17 | 4.0855e+17 | 3.8702e+17 | 3.9391e+17 | 3.9797e+17 | 3.812e+17 | 3.9103e+17 | 3.6762e+17 | 3.5042e+17 | 3.526e+17 | 3.7563e+17 | 3.9121e+17 | 3.7561e+17 | 4.0938e+17 | 4.1904e+17 | 3.9593e+17 | 4.2527e+17 | 3.4774e+17 | 3.7343e+17 | 3.5783e+17 | 3.9247e+17 | 3.8654e+17 | 3.7873e+17 | 3.173e+17 | 3.7345e+17 | 4.264e+17 | 3.7317e+17 | 3.3031e+17 | 4.0503e+17 | 3.5032e+17 | 3.9389e+17 | 3.0566e+17 | 3.1453e+17 | 3.7422e+17 | 3.5841e+17 | 2.9721e+17 | 3.7314e+17 | 3.6364e+17 | 3.628e+17 | 3.3896e+17 | 3.8048e+17 | 3.6866e+17 | 3.7292e+17 | 3.4354e+17 | 4.2665e+17 | 3.9423e+17 | 3.669e+17 | 3.6741e+17 | 4.3123e+17 | 3.7927e+17 | 4.1171e+17 | 3.9979e+17 | 3.6614e+17 | 3.932e+17 | 3.6259e+17 | 3.9209e+17 | 3.7368e+17 | 3.9476e+17 | 4.0628e+17 | 4.1404e+17 | 3.2676e+17 | 3.5057e+17 | 4.4618e+17 | 3.3966e+17 | 3.4806e+17 | 4.3756e+17 | 3.7487e+17 | 3.474e+17 | 3.7295e+17 | 4.2222e+17 | 3.8273e+17 | 3.347e+17 | 3.9357e+17 | 3.9947e+17 | 3.8361e+17 | 4.2079e+17 | 3.8347e+17 | 3.7275e+17 | 4.2051e+17 | 4.2391e+17 | 3.9203e+17 | 3.7797e+17 | 2.9311e+17 | 3.7879e+17 | 3.5566e+17 | 3.5465e+17 | 3.3834e+17 | 3.731e+17 | 3.7843e+17 | 3.4938e+17 | 3.5942e+17 | 3.4327e+17 | 3.8963e+17 | 3.7891e+17 | 3.6611e+17 | 3.8304e+17 | 3.9126e+17 | 3.6413e+17 | 3.1589e+17 | 4.4154e+17 | 3.9952e+17 | 3.7724e+17 | 3.9753e+17 | 3.551e+17 | 3.2161e+17 | 3.5129e+17 | 3.8525e+17 | 3.4259e+17 | 4.0217e+17 | 3.4707e+17 | 3.6803e+17 | 4.0147e+17 | 3.3362e+17 | 3.0628e+17 | 3.8262e+17 | 4.0217e+17 | 4.1955e+17 | 2.739e+17 | 3.2067e+17 | 4.1953e+17 | 3.6888e+17 | 3.0054e+17 | 3.7069e+17 | 4.0419e+17 | 3.6327e+17 | 3.3719e+17 | 3.7828e+17 | 3.8052e+17 | 3.9514e+17 | 3.5084e+17 | 2.4746e+17 | 3.5547e+17 | 3.0266e+17 | 3.7374e+17 | 4.1525e+17 | 3.7458e+17 | 4.0422e+17 | 3.4048e+17 | 3.8201e+17 | 4.1683e+17 | 3.9531e+17 | 3.9286e+17 | 3.3395e+17 | 4.6846e+17 | 3.7871e+17 | 4.0615e+17 | 3.9185e+17 | 4.2475e+17 | 3.8805e+17 | 4.29e+17 | 4.3034e+17 | 3.4651e+17 | 3.9853e+17 | 3.903e+17 | 3.4458e+17 | 3.8518e+17 | 3.7722e+17 | 3.1067e+17 | 3.819e+17 | 3.9347e+17 | 3.4815e+17 | 3.5945e+17 | 3.6159e+17 | 3.2856e+17 | 3.2279e+17 | 4.2374e+17 | 4.2829e+17 | 3.6784e+17 | 3.7021e+17 | 3.6404e+17 | 4.0459e+17 | 3.3733e+17 | 3.697e+17 | 3.742e+17 | 3.8605e+17 | 3.6111e+17 | 3.719e+17 | 3.5925e+17 | 3.6206e+17 | 4.0401e+17 | 3.5045e+17 | 3.7794e+17 | 3.8299e+17 | 3.856e+17 | 3.6366e+17 | 3.6174e+17 | 3.6838e+17 | 4.0097e+17 | 4.2742e+17 | 3.7953e+17 | 4.1312e+17 | 3.6517e+17 | 3.3319e+17 | 4.0201e+17 | 4.0012e+17 | 4.2852e+17 | 3.5222e+17 | 3.4144e+17 | 3.6434e+17 | 4.0327e+17 | 3.6727e+17 | 3.1715e+17 | 3.0242e+17 | 4.3798e+17 | 3.6456e+17 | 3.6632e+17 | 3.7916e+17 | 3.2782e+17 | 3.5922e+17 | 4.0894e+17 | 3.8662e+17 | 3.2985e+17 | 4.1252e+17 | 4.4772e+17 | 3.6646e+17 | 3.4014e+17 | 3.9928e+17 | 3.5204e+17 | 3.3958e+17 | 4.2969e+17 | 4.1248e+17 | 4.1411e+17 | 4.2213e+17 | 3.5175e+17 | 3.6448e+17 | 3.5497e+17 | 3.9581e+17 | 4.1658e+17 | 3.4561e+17 | 3.6747e+17 | 4.0698e+17 | 4.1683e+17 | 4.0446e+17 | 3.4919e+17 | 4.0425e+17 | 3.5745e+17 | 3.9761e+17 | 3.7694e+17 | 4.354e+17 | 3.6343e+17 | 3.4345e+17 | 4.2913e+17 | 3.5656e+17 | 3.2853e+17 | 3.7533e+17 | 3.3181e+17 | 3.7323e+17 | 3.447e+17 | 3.5458e+17 | 3.2559e+17 | 3.4425e+17 | 4.116e+17 | 4.0708e+17 | 3.4891e+17 | 3.4746e+17 | 3.6718e+17 | 3.8062e+17 | 4.1877e+17 | 3.7906e+17 | 3.8407e+17 | 3.6595e+17 | 3.647e+17 | 3.0102e+17 | 4.3521e+17 | 3.7674e+17 | 3.6767e+17 | 3.847e+17 | 3.3842e+17 | 3.8699e+17 | 3.5249e+17 | 3.4616e+17 | 3.6642e+17 | 4.0691e+17 | 3.75e+17 | 4.122e+17 | 3.0673e+17 | 3.5606e+17 | 3.9132e+17 | 3.5482e+17 | 3.9228e+17 | 3.3483e+17 | 3.9767e+17 | 3.8939e+17 | 3.8622e+17 | 3.863e+17 | 3.8538e+17 | 3.7577e+17 | 3.7429e+17 | 3.6005e+17 | 4.03e+17 | 2.8342e+17 | 3.3218e+17 | 3.6044e+17 | 3.7093e+17 | 3.556e+17 | 3.7685e+17 | 4.0203e+17 | 3.9687e+17 | 3.2659e+17 | 3.7022e+17 | 3.1765e+17 | 4.4241e+17 | 3.5089e+17 | 3.7405e+17 | 3.4429e+17 | 3.9567e+17 | 4.3502e+17 | 3.4151e+17 | 2.9096e+17 | 3.707e+17 | 3.5705e+17 | 3.8713e+17 | 3.3522e+17 | 3.2626e+17 | 4.1197e+17 | 3.7787e+17 | 3.724e+17 | 4.3303e+17 | 4.0045e+17 | 3.4264e+17 | 3.2917e+17 | 3.5511e+17 | 3.7639e+17 | 3.6678e+17 | 3.9231e+17 | 4.4439e+17 | 3.5134e+17 | 4.0465e+17 | 4.1753e+17 | 3.4344e+17 | 4.3051e+17 | 3.4826e+17 | 3.9673e+17 | 4.1562e+17 | 3.8052e+17 | 3.3702e+17 | 3.4022e+17 | 3.5796e+17 | 3.8625e+17 | 3.3315e+17 | 4.0022e+17 | 4.3431e+17 | 3.4573e+17 | 3.749e+17 | 3.0491e+17 | 4.2278e+17 | 3.459e+17 | 4.2914e+17 | 3.4629e+17 | 3.2004e+17 | 3.9363e+17 | 3.5202e+17 | 3.5825e+17 | 3.2009e+17 | 4.273e+17 | 3.807e+17 | 3.8586e+17 | 3.2756e+17 | 3.327e+17 | 3.7414e+17 | 3.3803e+17 | 3.855e+17 | 3.6275e+17 | 3.4266e+17 | 3.6157e+17 | 3.6655e+17 | 3.9294e+17 | 3.8724e+17 | 3.317e+17 | 4.2719e+17 | 4.0854e+17 | 4.1849e+17 | 3.9105e+17 | 3.7171e+17 | 3.7718e+17 | 3.5881e+17 | 4.0881e+17 | 4.1384e+17 | 3.1179e+17 | 3.6714e+17 | 3.6054e+17 | 4.4441e+17 | 4.4297e+17 | 3.648e+17 | 4.2197e+17 | 4.2874e+17 | 3.8522e+17 | 4.2541e+17 | 3.8035e+17 | 3.6227e+17 | 3.7889e+17 | 3.7729e+17 | 3.8467e+17 | 3.7235e+17 | 3.6135e+17 | 3.5416e+17 | 3.8423e+17 | 3.2644e+17 | 4.1838e+17 | 3.4697e+17 | 3.6559e+17 | 3.9671e+17 | 3.6528e+17 | 4.0577e+17 | 4.0814e+17 | 3.9131e+17 | 3.3968e+17 | 3.7709e+17 | 3.1588e+17 | 3.5858e+17 | 3.3994e+17 | 3.7475e+17 | 3.367e+17 | 4.1336e+17 | 3.8455e+17 | 3.3445e+17 | 4.4076e+17 | 3.286e+17 | 4.0268e+17 | 3.4116e+17 | 3.8455e+17 | 3.1233e+17 | 4.3437e+17 | 4.2387e+17 | 3.678e+17 | 3.7647e+17 | 3.1965e+17 | 3.4995e+17 | 4.1256e+17 | 4.3523e+17 | 4.6409e+17 | 3.7909e+17 | 3.5569e+17 | 3.8846e+17 | 3.3505e+17 | 2.9575e+17 | 3.9505e+17 | 4.3507e+17 | 3.2978e+17 | 3.9087e+17 | 3.7613e+17 | 3.7263e+17 | 4.3916e+17 | 3.5623e+17 | 3.6159e+17 | 4.066e+17 | 3.696e+17 | 3.4162e+17 | 3.4074e+17 | 3.7524e+17 | 3.7056e+17 | 3.8449e+17 | 3.7978e+17 | 3.7431e+17 | 4.0731e+17 | 4.1328e+17 | 3.0333e+17 | 3.0329e+17 | 3.159e+17 | 4.2524e+17 | 4.0473e+17 | 3.8708e+17 | 4.4067e+17 | 4.0923e+17 | 3.1486e+17 | 4.0103e+17 | 4.0968e+17 | 4.4876e+17 | 4.1105e+17 | 3.7379e+17 | 4.1649e+17 | 4.2705e+17 | 4.4271e+17 | 3.1299e+17 | 3.6674e+17 | 3.4928e+17 | 4.2056e+17 | 4.0213e+17 | 3.9008e+17 | 4.6044e+17 | 3.5439e+17 | 2.9516e+17 | 3.5649e+17 | 3.3726e+17 | 3.9788e+17 | 3.8616e+17 | 3.367e+17 | 4.4129e+17 | 3.2212e+17 | 3.9051e+17 | 3.8843e+17 | 4.1235e+17 | 3.0195e+17 | 3.678e+17 | 3.5212e+17 | 3.8105e+17 | 3.903e+17 | 3.3191e+17 | 3.7839e+17 | 3.6168e+17 | 3.9342e+17 | 3.9787e+17 | 3.3797e+17 | 3.5205e+17 | 3.6428e+17 | 3.8183e+17 | 4.2749e+17 | 3.6007e+17 | 3.7852e+17 | 3.6581e+17 | 3.6736e+17 | 3.7344e+17 | 3.7592e+17 | 4.1053e+17 | 4.3282e+17 | 4.0857e+17 | 3.6527e+17 | 4.0594e+17 | 2.7636e+17 | 4.2675e+17 | 3.6315e+17 | 3.8283e+17 | 3.462e+17 | 3.5266e+17 | 3.6347e+17 | 4.0639e+17 | 3.2999e+17 | 3.7354e+17 | 3.8657e+17 | 3.938e+17 | 4.0554e+17 | 3.6281e+17 | 4.2938e+17 | 3.5002e+17 | 3.4202e+17 | 3.548e+17 | 3.2671e+17 | 4.0971e+17 | 3.4582e+17 | 3.4856e+17 | 3.4272e+17 | 3.9466e+17 | 3.0348e+17 | 4.1778e+17 | 3.6996e+17 | 4.3639e+17 | 4.3959e+17 | 4.0415e+17 | 3.4962e+17 | 3.4081e+17 | 4.2762e+17 | 4.043e+17 | 4.0811e+17 | 4.3726e+17 | 3.7837e+17 | 4.205e+17 | 4.0944e+17 | 3.4882e+17 | 3.6306e+17 | 3.4045e+17 | 4.0813e+17 | 4.0674e+17 | 4.0839e+17 | 3.7046e+17 | 3.8086e+17 | 3.7907e+17 | 3.1105e+17 | 4.1931e+17 | 4.0612e+17 | 3.2401e+17 | 3.864e+17 | 4.1709e+17 | 3.7336e+17 | 3.7679e+17 | 3.3896e+17 | 3.586e+17 | 3.6193e+17 | 3.4071e+17 | 3.1306e+17 | 3.7205e+17 | 3.6494e+17 | 3.3052e+17 | 3.9663e+17 | 3.6828e+17 | 4.2226e+17 | 3.7711e+17 | 3.7729e+17 | 3.522e+17 | 3.0709e+17 | 3.5508e+17 | 3.7593e+17 | 3.989e+17 | 3.7177e+17 | 3.3681e+17 | 3.5803e+17 | 2.8888e+17 | 3.7777e+17 | 3.345e+17 | 4.108e+17 | 3.9247e+17 | 4.3001e+17 | 3.7607e+17 | 4.1739e+17 | 3.785e+17 | 4.5948e+17 | 3.2813e+17 | 3.7231e+17 | 3.7089e+17 | 2.766e+17 | 3.6875e+17 | 4.0622e+17 | 4.0817e+17 | 3.3139e+17 | 4.2208e+17 | 4.2587e+17 | 3.3356e+17 | 3.6987e+17 | 3.4555e+17 | 3.5803e+17 | 3.8646e+17 | 3.2209e+17 | 4.3125e+17 | 3.7916e+17 | 3.2948e+17 | 3.4494e+17 | 3.4109e+17 | 3.6633e+17 | 3.5075e+17 | 4.0604e+17 | 3.7065e+17 | 2.9446e+17 | 3.3438e+17 | 2.9652e+17 | 3.9542e+17 | 3.3505e+17 | 3.3856e+17 | 3.1576e+17 | 3.6611e+17 | 4.1359e+17 | 4.0118e+17 | 3.9415e+17 | 3.6777e+17 | 3.9849e+17 | 3.3198e+17 | 3.6561e+17 | 4.0174e+17 | 3.5207e+17 | 3.312e+17 | 4.0705e+17 | 3.8523e+17 | 3.7387e+17 | 3.9296e+17 | 3.7749e+17 | 3.8442e+17 | 3.7393e+17 | 3.7789e+17 | 4.0112e+17 | 3.217e+17 | 3.8624e+17 | 3.9723e+17 | 4.2793e+17 | 4.0154e+17 | 3.587e+17 | 4.1602e+17 | 3.4652e+17 | 3.248e+17 | 4.0031e+17 | 3.547e+17 | 4.1174e+17 | 3.0774e+17 | 3.8211e+17 | 3.3796e+17 | 4.0221e+17 | 3.9804e+17 | 3.8323e+17 | 3.5441e+17 | 3.9383e+17 | 3.2156e+17 | 3.761e+17 | 4.1012e+17 | 4.0052e+17 | 3.5784e+17 | 4.0854e+17 | 2.9666e+17 | 3.5188e+17 | 3.5253e+17 | 3.4694e+17 | 3.4804e+17 | 3.5242e+17 | 3.8786e+17 | 3.6949e+17 | 3.8333e+17 | 4.2023e+17 | 3.7793e+17 | 4.0744e+17 | 3.3217e+17 | 3.8895e+17 | 4.3721e+17 | 3.4421e+17 | 3.9007e+17 | 3.9358e+17 | 3.7419e+17 | 4.1334e+17 | 3.5145e+17 | 3.2404e+17 | 3.3441e+17 | 4.2102e+17 | 3.3011e+17 | 3.5049e+17 | 4.0369e+17 | 3.9908e+17 | 4.3669e+17 | 3.37e+17 | 4.0658e+17 | 3.7722e+17 | 3.8461e+17 | 3.8396e+17 | 3.5701e+17 | 3.4933e+17 | 3.3166e+17 | 4.2175e+17 | 3.3685e+17 | 3.3569e+17 | 4.8414e+17 | 4.5043e+17 | 4.5974e+17 | 3.809e+17 | 3.8823e+17 | 3.9404e+17 | 3.6275e+17 | 4.0952e+17 | 4.0156e+17 | 3.3745e+17 | 3.4039e+17 | 3.4432e+17 | 3.7627e+17 | 3.5647e+17 | 3.9079e+17 | 3.5316e+17 | 4.3633e+17 | 4.1993e+17 | 3.9202e+17 | 4.7979e+17 | 4.5445e+17 | 4.0155e+17 | 3.9399e+17 | 3.882e+17 | 3.8572e+17 | 3.3939e+17 | 4.2807e+17 | 3.3821e+17 | 3.3843e+17 | 4.383e+17 | 4.0795e+17 | 3.985e+17 | 3.3665e+17 | 3.699e+17 | 4.258e+17 | 4.2257e+17 | 4.1511e+17 | 3.7444e+17 | 4.1858e+17 | 3.0465e+17 | 3.7829e+17 | 3.9462e+17 | 3.6992e+17 | 3.1089e+17 | 4.1467e+17 | 3.3096e+17 | 4.1021e+17 | 4.7732e+17 | 4.2113e+17 | 3.5545e+17 | 4.1128e+17 | 4.2728e+17 | 4.2179e+17 | 3.5685e+17 | 3.6619e+17 | 4.215e+17 | 3.6162e+17 | 3.7177e+17 | 3.4885e+17 | 4.0792e+17 | 3.5905e+17 | 3.3631e+17 | 3.7455e+17 | 3.6126e+17 | 3.879e+17 | 3.3704e+17 | 3.6593e+17 | 4.7813e+17 | 3.7001e+17 | 4.2372e+17 | 3.2711e+17 | 4.6744e+17 | 3.501e+17 | 3.6514e+17 | 3.727e+17 | 4.2306e+17 | 3.6738e+17 | 3.5652e+17 | 3.0195e+17 | 3.2562e+17 | 3.3986e+17 | 4.2451e+17 | 3.2641e+17 | 3.4289e+17 | 4.3282e+17 | 3.5699e+17 | 3.723e+17 | 3.2579e+17 | 4.2155e+17 | 3.3877e+17 | 3.9357e+17 | 3.2842e+17 | 3.9407e+17 | 4.6641e+17 | 3.8889e+17 | 3.9129e+17 | 3.5603e+17 | 3.2532e+17 | 3.7742e+17 | 3.9619e+17 | 4.1172e+17 | 3.3763e+17 | 3.9647e+17 | 3.2965e+17 | 3.7911e+17 | 3.8192e+17 | 4.124e+17 | 3.6654e+17 | 3.949e+17 | 4.2412e+17 | 3.6394e+17 | 4.3873e+17 | 3.8948e+17 | 3.946e+17 | 3.2371e+17 | 3.9147e+17 | 3.129e+17 | 3.5596e+17 | 3.2355e+17 | 4.0018e+17 | 4.0876e+17 | 3.4171e+17 | 3.7275e+17 | 3.9968e+17 | 3.2924e+17 | 4.0957e+17 | 3.6821e+17 | 3.4849e+17 | 3.9842e+17 | 4.1278e+17 | 3.4989e+17 | 3.4655e+17 | 4.1619e+17 | 3.6315e+17 | 3.9164e+17 | 3.3989e+17 | 4.4196e+17 | 4.4475e+17 | 3.1163e+17 | 3.542e+17 | 3.6609e+17 | 3.427e+17 | 3.0226e+17 | 3.5292e+17 | 2.7054e+17 | 3.2777e+17 | 4.2192e+17 | 3.1145e+17 | 4.0764e+17 | 4.6198e+17 | 3.4394e+17 | 3.8725e+17 | 4.4252e+17 | 3.7926e+17 | 3.4915e+17 | 3.7704e+17 | 3.8056e+17 | 3.686e+17 | 3.817e+17 | 3.9509e+17 | 4.5663e+17 | 3.5984e+17 | 3.7744e+17 | 4.3835e+17 | 3.5238e+17 | 3.5385e+17 | 3.6052e+17 | 3.6562e+17 | 3.6531e+17 | 3.1048e+17 | 3.7082e+17 | 3.691e+17 | 4.4561e+17 | 3.709e+17 | 4.2628e+17 | 4.1229e+17 | 3.6679e+17 | 3.7245e+17 | 3.8275e+17 | 4.56e+17 | 3.5287e+17 | 3.6014e+17 | 3.8522e+17 | 3.9629e+17 | 3.783e+17 | 3.4486e+17 | 3.6197e+17 | 3.7589e+17 | 3.4601e+17 | 3.0273e+17 | 3.3418e+17 | 3.9176e+17 | 3.9678e+17 | 4.2722e+17 | 3.748e+17 | 3.2135e+17 | 4.3228e+17 | 3.5627e+17 | 3.4051e+17 | 3.5386e+17 | 4.0387e+17 | 3.803e+17 | 3.0542e+17 | 3.504e+17 | 4.1286e+17 | 4.164e+17 | 3.6428e+17 | 3.5855e+17 | 4.5014e+17 | 3.4686e+17 | 3.7473e+17 | 3.675e+17 | 3.517e+17 | 3.0351e+17 | 3.3556e+17 | 3.3886e+17 | 3.327e+17 | 3.7897e+17 | 3.5648e+17 | 2.8456e+17 | 3.8645e+17 | 4.9002e+17 | 2.9433e+17 | 3.7043e+17 | 4.2174e+17 | 4.0444e+17 | 3.9538e+17 | 3.7441e+17 | 4.0315e+17 | 3.9451e+17 | 3.4148e+17 | 3.5291e+17 | 4.1836e+17 | 3.7803e+17 | 4.4422e+17 | 3.7343e+17 | 3.5378e+17 | 3.1685e+17 | 3.6841e+17 | 3.6121e+17 | 2.9155e+17 | 3.9226e+17 | 4.4786e+17 | 3.3915e+17 | 3.3793e+17 | 4.1198e+17 | 2.838e+17 | 3.6831e+17 | 4.4888e+17 | 4.2194e+17 | 4.0272e+17 | 4.4754e+17 | 3.7942e+17 | 3.7383e+17 | 3.4017e+17 | 3.3272e+17 | 3.7183e+17 | 3.4875e+17 | 3.9396e+17 | 3.7722e+17 | 3.5512e+17 | 3.7747e+17 | 4.0987e+17 | 3.8403e+17 | 3.7221e+17 | 3.1246e+17 | 3.9797e+17 | 4.164e+17 | 3.497e+17 | 4.1228e+17 | 3.2723e+17 | 3.4996e+17 | 3.5591e+17 | 3.8074e+17 | 3.6983e+17 | 3.6588e+17 | 3.2493e+17 | 3.6353e+17 | 4.4114e+17 | 3.1715e+17 | 4.0262e+17 | 3.1281e+17 | 4.2975e+17 | 3.6968e+17 | 3.3392e+17 | 3.5372e+17 | 3.682e+17 | 3.9729e+17 | 4.2784e+17 | 3.9671e+17 | 3.7937e+17 | 3.6554e+17 | 4.2008e+17 | 4.0968e+17 | 3.9399e+17 | 3.9273e+17 | 3.2794e+17 | 4.1329e+17 | 3.6893e+17 | 3.6397e+17 | 3.0115e+17 | 3.5767e+17 | 3.7111e+17 | 3.5987e+17 | 3.4865e+17 | 3.5085e+17 | 3.7203e+17 | 3.359e+17 | 3.8832e+17 | 3.5843e+17 | 3.5904e+17 | 3.7814e+17 | 3.3507e+17 | 3.4409e+17 | 4.585e+17 | 3.2262e+17 | 4.3379e+17 | 3.9772e+17 | 3.9325e+17 | 3.2198e+17 | 3.7481e+17 | 4.2646e+17 | 3.1875e+17 | 3.9548e+17 | 4.1405e+17 | 4.0307e+17 | 3.4004e+17 | 4.2028e+17 | 3.4311e+17 | 4.2231e+17 | 3.7901e+17 | 4.0187e+17 | 3.7136e+17 | 3.3082e+17 | 3.3868e+17 | 4.0769e+17 | 4.1037e+17 | 3.3924e+17 | 3.4417e+17 | 4.5477e+17 | 3.0041e+17 | 3.5473e+17 | 3.8126e+17 | 3.8504e+17 | 3.9883e+17 | 3.5736e+17 | 3.1046e+17 | 3.4557e+17 | 3.4502e+17 | 4.4753e+17 | 3.8772e+17 | 4.3909e+17 | 2.7124e+17 | 3.4243e+17 | 3.5368e+17 | 4.4577e+17 | 3.7578e+17 | 3.795e+17 | 3.9263e+17 | 3.2782e+17 | 3.4645e+17 | 4.1477e+17 | 3.3137e+17 | 3.5718e+17 | 3.2542e+17 | 4.1198e+17 | 3.4903e+17 | 3.5123e+17 | 3.3149e+17 | 3.6341e+17 | 3.7525e+17 | 3.2481e+17 | 3.7469e+17 | 3.9476e+17 | 3.5736e+17 | 4.6997e+17 | 3.6582e+17 | 3.2502e+17 | 3.3516e+17 | 3.4917e+17 | 3.0314e+17 | 3.842e+17 | 3.7938e+17 | 4.3378e+17 | 3.9227e+17 | 4.296e+17 | 3.552e+17 | 4.2899e+17 | 3.9218e+17 | 4.0742e+17 | 3.8134e+17 | 3.4614e+17 | 3.6306e+17 | 3.4384e+17 | 3.9044e+17 | 4.3126e+17 | 3.9379e+17 | 3.5302e+17 | 3.9004e+17 | 3.8391e+17 | 4.0368e+17 | 4.015e+17 | 3.5096e+17 | 3.6156e+17 | 3.808e+17 | 3.3498e+17 | 3.5274e+17 | 3.6984e+17 | 3.6944e+17 | 3.8811e+17 | 3.5923e+17 | 4.1289e+17 | 3.3416e+17 | 3.2377e+17 | 3.5971e+17 | 3.7995e+17 | 3.8154e+17 | 4.3957e+17 | 3.2687e+17 | 3.6911e+17 | 4.013e+17 | 3.9228e+17 | 3.4458e+17 | 3.8618e+17 | 4.2063e+17 | 3.5063e+17 | 3.457e+17 | 3.807e+17 | 3.4156e+17 | 3.1153e+17 | 3.7729e+17 | 3.9596e+17 | 3.9052e+17 | 2.7909e+17 | 4.0914e+17 | 3.8333e+17 | 3.3266e+17 | 3.2976e+17 | 3.3118e+17 | 3.9584e+17 | 3.5975e+17 | 4.312e+17 | 3.9208e+17 | 4.2728e+17 | 4.2535e+17 | 4.0596e+17 | 4.0527e+17 | 4.3999e+17 | 4.1392e+17 | 3.6462e+17 | 4.139e+17 | 3.8917e+17 | 3.4925e+17 | 4.079e+17 | 3.5671e+17 | 3.5511e+17 | 4.0274e+17 | 4.1688e+17 | 4.0605e+17 | 3.6775e+17 | 3.8152e+17 | 3.9917e+17 | 3.5264e+17 | 4.3846e+17 | 3.6497e+17 | 4.1727e+17 | 3.6269e+17 | 3.8262e+17 | 3.6247e+17 | 3.5227e+17 | 3.6025e+17 | 3.6204e+17 | 3.4961e+17 | 4.5281e+17 | 3.9014e+17 | 3.3423e+17 | 3.4822e+17 | 3.6749e+17 | 4.0134e+17 | 3.8459e+17 | 3.6789e+17 | 3.7672e+17 | 4.1271e+17 | 3.7626e+17 | 4.0106e+17 | 4.6912e+17 | 4.1172e+17 | 4.0066e+17 | 4.4841e+17 | 3.7942e+17 | 3.3081e+17 | 3.7576e+17 | 3.4605e+17 | 4.3952e+17 | 3.1607e+17 | 3.4966e+17 | 3.9737e+17 | 4.1003e+17 | 4.1036e+17 | 3.6185e+17 | 3.5776e+17 | 3.1727e+17 | 3.8496e+17 | 3.6987e+17 | 4.1589e+17 | 4.1368e+17 | 3.9615e+17 | 3.685e+17 | 3.0121e+17 | 3.2257e+17 | 4.4265e+17 | 3.5555e+17 | 4.2293e+17 | 3.7549e+17 | 3.7043e+17 | 3.1467e+17 | 4.1013e+17 | 3.9367e+17 | 3.5423e+17 | 3.3921e+17 | 3.0937e+17 | 3.0965e+17 | 3.8115e+17 | 4.2444e+17 | 3.7357e+17 | 3.8516e+17 | 3.633e+17 | 3.3553e+17 | 3.5318e+17 | 3.6676e+17 | 3.2701e+17 | 4.0431e+17 | 3.1729e+17 | 3.7549e+17 | 3.404e+17 | 4.5627e+17 | 3.7091e+17 | 3.5458e+17 | 3.752e+17 | 3.4403e+17 | 4.1438e+17 | 4.054e+17 | 4.0096e+17 | 3.0157e+17 | 3.272e+17 | 3.8092e+17 | 3.9365e+17 | 3.3906e+17 | 3.7603e+17 | 3.7571e+17 | 2.8653e+17 | 4.1966e+17 | 3.967e+17 | 3.4127e+17 | 3.218e+17 | 3.4429e+17 | 3.1833e+17 | 4.518e+17 | 2.9625e+17 | 4.177e+17 | 3.6165e+17 | 4.2798e+17 | 3.9688e+17 | 3.4912e+17 | 3.8899e+17 | 3.7622e+17 | 3.689e+17 | 4.1458e+17 | 3.2286e+17 | 3.8881e+17 | 4.1123e+17 | 3.7626e+17 | 4.1148e+17 | 3.694e+17 | 3.4595e+17 | 3.6864e+17 | 3.9826e+17 | 3.7613e+17 | 3.4441e+17 | 4.0947e+17 | 3.686e+17 | 4.0912e+17 | 3.8002e+17 | 3.4783e+17 | 3.6092e+17 | 3.2978e+17 | 3.3535e+17 | 3.4514e+17 | 2.9964e+17 | 3.4892e+17 | 3.69e+17 | 3.9473e+17 | 3.932e+17 | 3.4881e+17 | 3.5956e+17 | 3.9329e+17 | 3.5771e+17 | 3.8509e+17 | 3.4024e+17 | 3.6183e+17 | 4.1012e+17 | 3.846e+17 | 3.3808e+17 | 4.1643e+17 | 2.9583e+17 | 3.3544e+17 | 2.6001e+17 | 3.8907e+17 | 3.6511e+17 | 3.7518e+17 | 3.757e+17 | 2.9035e+17 | 4.0175e+17 | 3.1972e+17 | 4.0444e+17 | 3.6849e+17 | 4.1492e+17 | 3.7706e+17 | 3.2595e+17 | 3.8091e+17 | 4.1405e+17 | 4.041e+17 | 3.4722e+17 | 3.7312e+17 | 3.7055e+17 | 3.5155e+17 | 3.6416e+17 | 3.6862e+17 | 3.752e+17 | 3.4796e+17 | 3.7105e+17 | 4.0503e+17 | 3.9369e+17 | 3.3319e+17 | 2.9863e+17 | 4.0454e+17 | 3.2454e+17 | 4.0587e+17 | 4.0509e+17 | 3.5623e+17 | 3.8872e+17 | 3.4932e+17 | 3.2539e+17 | 3.6683e+17 | 4.1153e+17 | 4.1883e+17 | 4.3501e+17 | 4.3874e+17 | 4.005e+17 | 3.0633e+17 | 3.3889e+17 | 3.8158e+17 | 3.6668e+17 | 3.4815e+17 | 3.6676e+17 | 4.5531e+17 | 4.6338e+17 | 3.4562e+17 | 3.3304e+17 | 3.232e+17 | 3.718e+17 | 3.9762e+17 | 3.1901e+17 | 3.5503e+17 | 3.829e+17 | 3.6839e+17 | 3.3172e+17 | 4.5863e+17 | 3.861e+17 | 4.6472e+17 | 4.1156e+17 | 3.8209e+17 | 3.9598e+17 | 4.2469e+17 | 4.0565e+17 | 3.7381e+17 | 4.3441e+17 | 4.0893e+17 | 3.7183e+17 | 3.6898e+17 | 4.1063e+17 | 3.1265e+17 | 3.8896e+17 | 3.973e+17 | 3.0815e+17 | 3.483e+17 | 3.8277e+17 | 3.6709e+17 | 3.7298e+17 | 4.224e+17 | 3.4197e+17 | 2.8256e+17 | 3.4792e+17 | 4.0397e+17 | 3.9276e+17 | 3.7077e+17 | 3.4476e+17 | 3.2105e+17 | 4.0271e+17 | 3.9652e+17 | 3.7335e+17 | 3.2075e+17 | 3.7753e+17 | 3.2363e+17 | 3.4119e+17 | 3.7975e+17 | 4.3053e+17 | 3.0458e+17 | 4.008e+17 | 2.9051e+17 | 3.7234e+17 | 4.2779e+17 | 3.9086e+17 | 3.9058e+17 | 3.2898e+17 | 4.2844e+17 | 3.7446e+17 | 3.1829e+17 | 3.7031e+17 | 4.4183e+17 | 4.0429e+17 | 3.9166e+17 | 3.8358e+17 | 4.0346e+17 | 3.8729e+17 | 3.9409e+17 | 3.8366e+17 | 3.9404e+17 | 4.1758e+17 | 3.9395e+17 | 3.8365e+17 | 3.9102e+17 | 3.9253e+17 | 3.7687e+17 | 3.6022e+17 | 4.4995e+17 | 3.7459e+17 | 3.7112e+17 | 3.9175e+17 | 3.5594e+17 | 3.0435e+17 | 3.5637e+17 | 4.2942e+17 | 3.526e+17 | 2.7126e+17 | 3.8046e+17 | 3.1177e+17 | 3.1388e+17 | 3.3607e+17 | 3.3931e+17 | 3.6464e+17 | 4.0199e+17 | 3.5914e+17 | 3.961e+17 | 3.5765e+17 | 4.1458e+17 | 4.0918e+17 | 3.3166e+17 | 4.0739e+17 | 3.5405e+17 | 4.0409e+17 | 4.0776e+17 | 4.1014e+17 | 4.0726e+17 | 3.6569e+17 | 3.623e+17 | 3.7216e+17 | 3.2677e+17 | 3.5287e+17 | 3.3889e+17 | 2.8954e+17 | 3.4568e+17 | 4.0511e+17 | 2.9743e+17 | 4.306e+17 | 4.2103e+17 | 4.0122e+17 | 3.3632e+17 | 3.5019e+17 | 4.2961e+17 | 4.1304e+17 | 3.6898e+17 | 3.0917e+17 | 3.7273e+17 | 4.0518e+17 | 3.8377e+17 | 3.1304e+17 | 3.6843e+17 | 3.9396e+17 | 3.7243e+17 | 3.6023e+17 | 4.0367e+17 | 4.3443e+17 | 3.8025e+17 | 3.6491e+17 | 4.2613e+17 | 4.0178e+17 | 3.394e+17 | 3.3279e+17 | 3.9328e+17 | 4.7166e+17 | 3.5498e+17 | 4.1711e+17 | 3.4464e+17 | 3.6835e+17 | 3.289e+17 | 3.3383e+17 | 4.5284e+17 | 3.8529e+17 | 3.6707e+17 | 3.8779e+17 | 3.3803e+17 | 4.5113e+17 | 3.3222e+17 | 3.7227e+17 | 3.8083e+17 | 3.2702e+17 | 3.3272e+17 | 4.1291e+17 | 3.8989e+17 | 3.9571e+17 | 3.6696e+17 | 4.2301e+17 | 3.7482e+17 | 3.6907e+17 | 3.7855e+17 | 3.9309e+17 | 3.4399e+17 | 3.5844e+17 | 4.9168e+17 | 3.0222e+17 | 3.3192e+17 | 3.9562e+17 | 3.9486e+17 | 3.0501e+17 | 3.5524e+17 | 3.2503e+17 | 4.4813e+17 | 3.766e+17 | 3.7719e+17 | 3.7238e+17 | 3.183e+17 | 3.8812e+17 | 4.4869e+17 | 3.2346e+17 | 3.4169e+17 | 4.018e+17 | 3.3437e+17 | 3.1151e+17 | 3.5106e+17 | 4.4667e+17 | 3.3404e+17 | 4.0656e+17 | 4.0546e+17 | 3.8729e+17 | 3.4834e+17 | 4.2996e+17 | 3.3952e+17 | 3.8902e+17 | 3.3779e+17 | 3.081e+17 | 3.1841e+17 | 2.9964e+17 | 3.4768e+17 | 5.072e+17 | 4.3306e+17 | 3.8614e+17 | 3.7517e+17 | 3.4507e+17 | 3.9518e+17 | 3.715e+17 | 3.9608e+17 | 4.1275e+17 | 3.8064e+17 | 4.2014e+17 | 4.489e+17 | 3.3969e+17 | 4.257e+17 | 3.4664e+17 | 2.9826e+17 | 4.1807e+17 | 3.4617e+17 | 3.4837e+17 | 3.9961e+17 | 4.0557e+17 | 3.6946e+17 | 4.2466e+17 | 4.37e+17 | 3.4817e+17 | 4.0482e+17 | 3.6275e+17 | 3.0867e+17 | 3.7119e+17 | 3.8516e+17 | 4.3355e+17 | 3.2776e+17 | 3.7491e+17 | 3.4397e+17 | 3.7616e+17 | 3.5477e+17 | 3.4486e+17 | 2.8092e+17 | 3.7355e+17 | 3.9936e+17 | 3.5774e+17 | 4.3142e+17 | 3.6999e+17 | 4.0477e+17 | 3.2386e+17 | 3.7203e+17 | 3.699e+17 | 3.5165e+17 | 3.5822e+17 | 3.7044e+17 | 3.4886e+17 | 3.5948e+17 | 3.4949e+17 | 3.5353e+17 | 3.4837e+17 | 3.5767e+17 | 4.0258e+17 | 3.4572e+17 | 3.8255e+17 | 3.7913e+17 | 3.8558e+17 | 3.4236e+17 | 3.291e+17 | 4.2735e+17 | 3.5643e+17 | 3.496e+17 | 3.9282e+17 | 3.3254e+17 | 4.0599e+17 | 3.3554e+17 | 3.5533e+17 | 3.7221e+17 | 4.1002e+17 | 4.3718e+17 | 2.8512e+17 | 3.3894e+17 | 3.8604e+17 | 3.1074e+17 | 4.3321e+17 | 3.4515e+17 | 4.3968e+17 | 3.3915e+17 | 3.636e+17 | 3.3473e+17 | 3.6652e+17 | 4.4142e+17 | 4.0202e+17 | 2.8946e+17 | 4.0935e+17 | 3.8837e+17 | 3.7969e+17 | 3.236e+17 | 3.5206e+17 | 4.2176e+17 | 3.3602e+17 | 4.4326e+17 | 3.9856e+17 | 4.0634e+17 | 3.8616e+17 | 3.3738e+17 | 3.7185e+17 | 4.0918e+17 | 3.3845e+17 | 3.5419e+17 | 3.6691e+17 | 4.1054e+17 | 4.1556e+17 | 4.036e+17 | 4.3191e+17 | 4.1132e+17 | 4.5326e+17 | 3.2704e+17 | 3.4634e+17 | 3.8157e+17 | 3.8674e+17 | 3.2816e+17 | 4.0787e+17 | 4.3433e+17 | 3.6385e+17 | 3.6728e+17 | 3.4133e+17 | 3.4289e+17 | 3.6334e+17 | 4.5053e+17 | 2.9483e+17 | 3.6117e+17 | 4.3915e+17 | 3.2542e+17 | 3.4765e+17 | 3.9581e+17 | 3.61e+17 | 3.8167e+17 | 3.7024e+17 | 3.4409e+17 | 4.1218e+17 | 4.0306e+17 | 3.4674e+17 | 3.2774e+17 | 3.1755e+17 | 4.0589e+17 | 4.5285e+17 | 3.7459e+17 | 3.9068e+17 | 3.2951e+17 | 3.8952e+17 | 3.6128e+17 | 3.7417e+17 | 2.8992e+17 | 3.5546e+17 | 3.7229e+17 | 3.833e+17 | 4.2037e+17 | 4.0368e+17 | 4.0072e+17 | 3.7165e+17 | 3.9885e+17 | 3.5342e+17 | 4.2043e+17 | 3.1395e+17 | 3.5331e+17 | 3.2889e+17 | 2.9809e+17 | 4.3015e+17 | 3.7779e+17 | 3.8377e+17 | 4.326e+17 | 3.984e+17 | 3.8334e+17 | 3.8121e+17 | 3.6514e+17 | 3.9895e+17 | 3.7522e+17 | 4.5037e+17 | 3.3757e+17 | 3.7565e+17 | 3.8119e+17 | 3.4879e+17 | 3.9801e+17 | 3.4262e+17 | 3.7436e+17 | 2.9277e+17 | 3.249e+17 | 3.6696e+17 | 3.9028e+17 | 3.4111e+17 | 3.094e+17 | 3.014e+17 | 4.066e+17 | 3.4629e+17 | 3.9015e+17 | 3.3504e+17 | 3.7963e+17 | 3.7617e+17 | 3.5274e+17 | 3.3203e+17 | 3.6503e+17 | 3.6419e+17 | 3.9544e+17 | 3.9909e+17 | 4.0898e+17 | 3.9033e+17 | 3.6229e+17 | 3.3493e+17 | 3.3257e+17 | 4.0386e+17 | 3.3489e+17 | 4.5936e+17 | 3.7382e+17 | 3.6774e+17 | 3.6943e+17 | 3.2469e+17 | 3.9227e+17 | 3.7411e+17 | 3.5218e+17 | 4.3324e+17 | 4.13e+17 | 4.1318e+17 | 3.2449e+17 | 3.9858e+17 | 3.9566e+17 | 3.9089e+17 | 4.1061e+17 | 3.2513e+17 | 3.4239e+17 | 3.7875e+17 | 4.5062e+17 | 3.2302e+17 | 2.9795e+17 | 3.5735e+17 | 3.4343e+17 | 3.9316e+17 | 3.6541e+17 | 4.0046e+17 | 4.1264e+17 | 4.4063e+17 | 3.3931e+17 | 3.8033e+17 | 4.0588e+17 | 4.0207e+17 | 3.1461e+17 | 3.5044e+17 | 4.0828e+17 | 3.616e+17 | 4.2646e+17 | 2.9038e+17 | 4.096e+17 | 3.8518e+17 | 4.0181e+17 | 3.428e+17 | 3.877e+17 | 4.5766e+17 | 4.0087e+17 | 3.7425e+17 | 3.6641e+17 | 3.9546e+17 | 4.3382e+17 | 3.7114e+17 | 4.8815e+17 | 3.4275e+17 | 3.9482e+17 | 4.4098e+17 | 4.7919e+17 | 3.4119e+17 | 3.7852e+17 | 2.9596e+17 | 4.1118e+17 | 3.9839e+17 | 3.5674e+17 | 3.115e+17 | 4.115e+17 | 3.9881e+17 | 3.9215e+17 | 3.3744e+17 | 4.5394e+17 | 3.5838e+17 | 3.9861e+17 | 3.5891e+17 | 4.5125e+17 | 3.9668e+17 | 3.787e+17 | 2.4735e+17 | 3.4643e+17 | 3.7401e+17 | 3.55e+17 | 3.3048e+17 | 4.2575e+17 | 4.2676e+17 | 3.7717e+17 | 3.9582e+17 | 3.7931e+17 | 3.7338e+17 | 3.3147e+17 | 4.1698e+17 | 4.0309e+17 | 3.7032e+17 | 3.7283e+17 | 3.7304e+17 | 2.9701e+17 | 3.6349e+17 | 3.6407e+17 | 4.213e+17 | 3.8877e+17 | 4.2539e+17 | 4.0233e+17 | 3.8769e+17 | 4.0073e+17 | 3.9751e+17 | 3.4393e+17 | 3.7211e+17 | 3.5913e+17 | 4.3688e+17 | 3.5003e+17 | 3.0519e+17 | 3.4887e+17 | 3.7225e+17 | 4.0931e+17 | 3.7623e+17 | 3.7626e+17 | 3.9475e+17 | 3.7825e+17 | 3.5006e+17 | 3.7879e+17 | 4.0683e+17 | 4.3004e+17 | 3.784e+17 | 3.9084e+17 | 4.415e+17 | 4.2208e+17 | 3.8236e+17 | 3.6527e+17 | 3.2717e+17 | 4.2685e+17 | 4.422e+17 | 3.0627e+17 | 3.6312e+17 | 3.2838e+17 | 4.1648e+17 | 3.687e+17 | 3.8597e+17 | 3.0748e+17 | 3.5688e+17 | 4.127e+17 | 3.3142e+17 | 3.7991e+17 | 3.6877e+17 | 4.3982e+17 | 3.7375e+17 | 4.0891e+17 | 4.3378e+17 | 3.8991e+17 | 3.0459e+17 | 3.5935e+17 | 3.7766e+17 | 3.3039e+17 | 3.7898e+17 | 3.8142e+17 | 3.271e+17 | 3.4102e+17 | 3.5765e+17 | 3.692e+17 | 3.4739e+17 | 3.2426e+17 | 3.5394e+17 | 3.8492e+17 | 3.5843e+17 | 3.6708e+17 | 4.0363e+17 | 4.2919e+17 | 4.524e+17 | 4.3339e+17 | 3.4484e+17 | 3.1795e+17 | 4.1683e+17 | 3.7233e+17 | 3.1425e+17 | 3.9804e+17 | 4.1333e+17 | 4.1764e+17 | 3.9354e+17 | 4.002e+17 | 4.0441e+17 | 3.844e+17 | 3.7262e+17 | 3.0157e+17 | 3.2755e+17 | 3.7162e+17 | 4.7743e+17 | 3.9814e+17 | 3.0262e+17 | 4.0497e+17 | 4.0654e+17 | 3.4653e+17 | 3.7437e+17 | 3.8785e+17 | 3.7252e+17 | 3.4086e+17 | 3.9017e+17 | 3.4424e+17 | 4.5875e+17 | 4.3344e+17 | 2.8303e+17 | 3.5561e+17 | 4.064e+17 | 3.4784e+17 | 3.6449e+17 | 4.1109e+17 | 4.489e+17 | 3.3925e+17 | 3.3865e+17 | 4.1065e+17 | 4.2762e+17 | 4.0275e+17 | 3.6033e+17 | 3.4013e+17 | 3.9063e+17 | 4.0596e+17 | 4.143e+17 | 2.995e+17 | 3.9101e+17 | 3.7709e+17 | 4.1472e+17 | 3.3208e+17 | 3.6389e+17 | 4.3175e+17 | 3.6214e+17 | 3.9276e+17 | 3.8998e+17 | 3.7581e+17 | 4.8267e+17 | 3.9822e+17 | 3.4724e+17 | 3.634e+17 | 3.6758e+17 | 3.9706e+17 | 3.5676e+17 | 3.5041e+17 | 3.5847e+17 | 3.2686e+17 | 3.6307e+17 | 3.3935e+17 | 4.0945e+17 | 4.1662e+17 | 3.764e+17 | 4.0048e+17 | 3.4008e+17 | 3.7023e+17 | 4.0442e+17 | 3.6439e+17 | 3.9692e+17 | 3.9465e+17 | 3.7782e+17 | 3.8213e+17 | 3.9192e+17 | 4.0018e+17 | 3.368e+17 | 3.7402e+17 | 4.1195e+17 | 3.473e+17 | 2.8299e+17 | 3.8798e+17 | 4.4131e+17 | 3.8518e+17 | 4.1165e+17 | 4.0471e+17 | 3.8038e+17 | 3.4616e+17 | 4.6694e+17 | 2.97e+17 | 4.0852e+17 | 3.9236e+17 | 4.0322e+17 | 3.3917e+17 | 3.9858e+17 | 4.0302e+17 | 3.4906e+17 | 3.3303e+17 | 3.841e+17 | 3.6498e+17 | 3.9073e+17 | 3.4964e+17 | 3.322e+17 | 3.1795e+17 | 4.0982e+17 | 4.1574e+17 | 3.3197e+17 | 3.4067e+17 | 3.8126e+17 | 4.1197e+17 | 3.6691e+17 | 2.8406e+17 | 4.2718e+17 | 4.003e+17 | 3.6225e+17 | 3.6123e+17 | 3.5824e+17 | 2.9819e+17 | 3.5234e+17 | 4.2478e+17 | 3.6806e+17 | 4.3298e+17 | 2.9281e+17 | 3.6146e+17 | 3.4929e+17 | 3.946e+17 | 3.8081e+17 | 4.2224e+17 | 3.3903e+17 | 3.6877e+17 | 3.6657e+17 | 3.0426e+17 | 4.4907e+17 | 3.9682e+17 | 4.0698e+17 | 2.9964e+17 | 3.9443e+17 | 3.2453e+17 | 4.0127e+17
Dose constant | K | constant | 410 | 410 |  | These values are not used by this model |  | 410 | 410 | 410 | 410 | 410 | 410 | 410 | 410 | 410 | 410 | 410 | 410 | 410 | 410 | 410 | 410 | 410 | 410 | 410 | 410 | 410 | 410 | 410 | 410 | 410 | 410 | 410 | 410 | 410 | 410 | 410 | 410 | 410 | 410 | 410 | 410 | 410 | 410 | 410 | 410 | 410 | 410 | 410 | 410 | 410 | 410 | 410 | 410 | 410 | 410 | 410 | 410 | 410 | 410 | 410 | 410 | 410 | 410 | 410 | 410 | 410 | 410 | 410 | 410 | 410 | 410 | 410 | 410 | 410 | 410 | 410 | 410 | 410 | 410 | 410 | 410 | 410 | 410 | 410 | 410 | 410 | 410 | 410 | 410 | 410 | 410 | 410 | 410 | 410 | 410 | 410 | 410 | 410 | 410 | 410 | 410 | 410 | 410 | 410 | 410 | 410 | 410 | 410 | 410 | 410 | 410 | 410 | 410 | 410 | 410 | 410 | 410 | 410 | 410 | 410 | 410 | 410 | 410 | 410 | 410 | 410 | 410 | 410 | 410 | 410 | 410 | 410 | 410 | 410 | 410 | 410 | 410 | 410 | 410 | 410 | 410 | 410 | 410 | 410 | 410 | 410 | 410 | 410 | 410 | 410 | 410 | 410 | 410 | 410 | 410 | 410 | 410 | 410 | 410 | 410 | 410 | 410 | 410 | 410 | 410 | 410 | 410 | 410 | 410 | 410 | 410 | 410 | 410 | 410 | 410 | 410 | 410 | 410 | 410 | 410 | 410 | 410 | 410 | 410 | 410 | 410 | 410 | 410 | 410 | 410 | 410 | 410 | 410 | 410 | 410 | 410 | 410 | 410 | 410 | 410 | 410 | 410 | 410 | 410 | 410 | 410 | 410 | 410 | 410 | 410 | 410 | 410 | 410 | 410 | 410 | 410 | 410 | 410 | 410 | 410 | 410 | 410 | 410 | 410 | 410 | 410 | 410 | 410 | 410 | 410 | 410 | 410 | 410 | 410 | 410 | 410 | 410 | 410 | 410 | 410 | 410 | 410 | 410 | 410 | 410 | 410 | 410 | 410 | 410 | 410 | 410 | 410 | 410 | 410 | 410 | 410 | 410 | 410 | 410 | 410 | 410 | 410 | 410 | 410 | 410 | 410 | 410 | 410 | 410 | 410 | 410 | 410 | 410 | 410 | 410 | 410 | 410 | 410 | 410 | 410 | 410 | 410 | 410 | 410 | 410 | 410 | 410 | 410 | 410 | 410 | 410 | 410 | 410 | 410 | 410 | 410 | 410 | 410 | 410 | 410 | 410 | 410 | 410 | 410 | 410 | 410 | 410 | 410 | 410 | 410 | 410 | 410 | 410 | 410 | 410 | 410 | 410 | 410 | 410 | 410 | 410 | 410 | 410 | 410 | 410 | 410 | 410 | 410 | 410 | 410 | 410 | 410 | 410 | 410 | 410 | 410 | 410 | 410 | 410 | 410 | 410 | 410 | 410 | 410 | 410 | 410 | 410 | 410 | 410 | 410 | 410 | 410 | 410 | 410 | 410 | 410 | 410 | 410 | 410 | 410 | 410 | 410 | 410 | 410 | 410 | 410 | 410 | 410 | 410 | 410 | 410 | 410 | 410 | 410 | 410 | 410 | 410 | 410 | 410 | 410 | 410 | 410 | 410 | 410 | 410 | 410 | 410 | 410 | 410 | 410 | 410 | 410 | 410 | 410 | 410 | 410 | 410 | 410 | 410 | 410 | 410 | 410 | 410 | 410 | 410 | 410 | 410 | 410 | 410 | 410 | 410 | 410 | 410 | 410 | 410 | 410 | 410 | 410 | 410 | 410 | 410 | 410 | 410 | 410 | 410 | 410 | 410 | 410 | 410 | 410 | 410 | 410 | 410 | 410 | 410 | 410 | 410 | 410 | 410 | 410 | 410 | 410 | 410 | 410 | 410 | 410 | 410 | 410 | 410 | 410 | 410 | 410 | 410 | 410 | 410 | 410 | 410 | 410 | 410 | 410 | 410 | 410 | 410 | 410 | 410 | 410 | 410 | 410 | 410 | 410 | 410 | 410 | 410 | 410 | 410 | 410 | 410 | 410 | 410 | 410 | 410 | 410 | 410 | 410 | 410 | 410 | 410 | 410 | 410 | 410 | 410 | 410 | 410 | 410 | 410 | 410 | 410 | 410 | 410 | 410 | 410 | 410 | 410 | 410 | 410 | 410 | 410 | 410 | 410 | 410 | 410 | 410 | 410 | 410 | 410 | 410 | 410 | 410 | 410 | 410 | 410 | 410 | 410 | 410 | 410 | 410 | 410 | 410 | 410 | 410 | 410 | 410 | 410 | 410 | 410 | 410 | 410 | 410 | 410 | 410 | 410 | 410 | 410 | 410 | 410 | 410 | 410 | 410 | 410 | 410 | 410 | 410 | 410 | 410 | 410 | 410 | 410 | 410 | 410 | 410 | 410 | 410 | 410 | 410 | 410 | 410 | 410 | 410 | 410 | 410 | 410 | 410 | 410 | 410 | 410 | 410 | 410 | 410 | 410 | 410 | 410 | 410 | 410 | 410 | 410 | 410 | 410 | 410 | 410 | 410 | 410 | 410 | 410 | 410 | 410 | 410 | 410 | 410 | 410 | 410 | 410 | 410 | 410 | 410 | 410 | 410 | 410 | 410 | 410 | 410 | 410 | 410 | 410 | 410 | 410 | 410 | 410 | 410 | 410 | 410 | 410 | 410 | 410 | 410 | 410 | 410 | 410 | 410 | 410 | 410 | 410 | 410 | 410 | 410 | 410 | 410 | 410 | 410 | 410 | 410 | 410 | 410 | 410 | 410 | 410 | 410 | 410 | 410 | 410 | 410 | 410 | 410 | 410 | 410 | 410 | 410 | 410 | 410 | 410 | 410 | 410 | 410 | 410 | 410 | 410 | 410 | 410 | 410 | 410 | 410 | 410 | 410 | 410 | 410 | 410 | 410 | 410 | 410 | 410 | 410 | 410 | 410 | 410 | 410 | 410 | 410 | 410 | 410 | 410 | 410 | 410 | 410 | 410 | 410 | 410 | 410 | 410 | 410 | 410 | 410 | 410 | 410 | 410 | 410 | 410 | 410 | 410 | 410 | 410 | 410 | 410 | 410 | 410 | 410 | 410 | 410 | 410 | 410 | 410 | 410 | 410 | 410 | 410 | 410 | 410 | 410 | 410 | 410 | 410 | 410 | 410 | 410 | 410 | 410 | 410 | 410 | 410 | 410 | 410 | 410 | 410 | 410 | 410 | 410 | 410 | 410 | 410 | 410 | 410 | 410 | 410 | 410 | 410 | 410 | 410 | 410 | 410 | 410 | 410 | 410 | 410 | 410 | 410 | 410 | 410 | 410 | 410 | 410 | 410 | 410 | 410 | 410 | 410 | 410 | 410 | 410 | 410 | 410 | 410 | 410 | 410 | 410 | 410 | 410 | 410 | 410 | 410 | 410 | 410 | 410 | 410 | 410 | 410 | 410 | 410 | 410 | 410 | 410 | 410 | 410 | 410 | 410 | 410 | 410 | 410 | 410 | 410 | 410 | 410 | 410 | 410 | 410 | 410 | 410 | 410 | 410 | 410 | 410 | 410 | 410 | 410 | 410 | 410 | 410 | 410 | 410 | 410 | 410 | 410 | 410 | 410 | 410 | 410 | 410 | 410 | 410 | 410 | 410 | 410 | 410 | 410 | 410 | 410 | 410 | 410 | 410 | 410 | 410 | 410 | 410 | 410 | 410 | 410 | 410 | 410 | 410 | 410 | 410 | 410 | 410 | 410 | 410 | 410 | 410 | 410 | 410 | 410 | 410 | 410 | 410 | 410 | 410 | 410 | 410 | 410 | 410 | 410 | 410 | 410 | 410 | 410 | 410 | 410 | 410 | 410 | 410 | 410 | 410 | 410 | 410 | 410 | 410 | 410 | 410 | 410 | 410 | 410 | 410 | 410 | 410 | 410 | 410 | 410 | 410 | 410 | 410 | 410 | 410 | 410 | 410 | 410 | 410 | 410 | 410 | 410 | 410 | 410 | 410 | 410 | 410 | 410 | 410 | 410 | 410 | 410 | 410 | 410 | 410 | 410 | 410 | 410 | 410 | 410 | 410 | 410 | 410 | 410 | 410 | 410 | 410 | 410 | 410 | 410 | 410 | 410 | 410 | 410 | 410 | 410 | 410 | 410 | 410 | 410 | 410 | 410 | 410 | 410 | 410 | 410 | 410 | 410 | 410 | 410 | 410 | 410 | 410 | 410 | 410 | 410 | 410 | 410 | 410 | 410 | 410 | 410 | 410 | 410 | 410 | 410 | 410 | 410 | 410 | 410 | 410 | 410 | 410 | 410 | 410 | 410 | 410 | 410 | 410 | 410 | 410 | 410 | 410 | 410 | 410 | 410 | 410 | 410 | 410 | 410 | 410 | 410 | 410 | 410 | 410 | 410 | 410 | 410 | 410 | 410 | 410 | 410 | 410 | 410 | 410 | 410 | 410 | 410 | 410 | 410 | 410 | 410 | 410 | 410 | 410 | 410 | 410 | 410 | 410 | 410 | 410 | 410 | 410 | 410 | 410 | 410 | 410 | 410 | 410 | 410 | 410 | 410 | 410 | 410 | 410 | 410 | 410 | 410 | 410 | 410 | 410 | 410 | 410 | 410 | 410 | 410 | 410 | 410 | 410 | 410 | 410 | 410 | 410 | 410 | 410 | 410 | 410 | 410 | 410 | 410 | 410 | 410 | 410 | 410 | 410 | 410 | 410 | 410 | 410 | 410 | 410 | 410 | 410 | 410 | 410 | 410 | 410 | 410 | 410 | 410 | 410 | 410 | 410 | 410 | 410 | 410 | 410 | 410 | 410 | 410 | 410 | 410 | 410 | 410 | 410 | 410 | 410 | 410 | 410 | 410 | 410 | 410 | 410 | 410 | 410 | 410 | 410 | 410 | 410 | 410 | 410 | 410 | 410 | 410 | 410 | 410 | 410 | 410 | 410 | 410 | 410 | 410 | 410 | 410 | 410 | 410 | 410 | 410 | 410 | 410 | 410 | 410 | 410 | 410 | 410 | 410 | 410 | 410 | 410 | 410 | 410 | 410 | 410 | 410 | 410 | 410 | 410 | 410 | 410 | 410 | 410 | 410 | 410 | 410 | 410 | 410 | 410 | 410 | 410 | 410 | 410 | 410 | 410 | 410 | 410 | 410 | 410 | 410 | 410 | 410 | 410 | 410 | 410 | 410 | 410 | 410 | 410 | 410 | 410 | 410 | 410 | 410 | 410 | 410 | 410 | 410 | 410 | 410 | 410 | 410 | 410 | 410 | 410 | 410 | 410 | 410 | 410 | 410 | 410 | 410 | 410 | 410 | 410 | 410 | 410 | 410 | 410 | 410 | 410 | 410 | 410 | 410 | 410 | 410 | 410 | 410 | 410 | 410 | 410 | 410 | 410 | 410 | 410 | 410 | 410 | 410 | 410 | 410 | 410 | 410 | 410 | 410 | 410 | 410 | 410 | 410 | 410 | 410 | 410 | 410 | 410 | 410 | 410 | 410 | 410 | 410 | 410 | 410 | 410 | 410 | 410 | 410 | 410 | 410 | 410 | 410 | 410 | 410 | 410 | 410 | 410 | 410 | 410 | 410 | 410 | 410 | 410 | 410 | 410 | 410 | 410 | 410 | 410 | 410 | 410 | 410 | 410 | 410 | 410 | 410 | 410 | 410 | 410 | 410 | 410 | 410 | 410 | 410 | 410 | 410 | 410 | 410 | 410 | 410 | 410 | 410 | 410 | 410 | 410 | 410 | 410 | 410 | 410 | 410 | 410 | 410 | 410 | 410 | 410 | 410 | 410 | 410 | 410 | 410 | 410 | 410 | 410 | 410 | 410 | 410 | 410 | 410 | 410 | 410 | 410 | 410 | 410 | 410 | 410 | 410 | 410 | 410 | 410 | 410 | 410 | 410 | 410 | 410 | 410 | 410 | 410 | 410 | 410 | 410 | 410 | 410 | 410 | 410 | 410 | 410 | 410 | 410 | 410 | 410 | 410 | 410 | 410 | 410 | 410 | 410 | 410 | 410 | 410 | 410 | 410 | 410 | 410 | 410 | 410 | 410 | 410 | 410 | 410 | 410 | 410 | 410 | 410 | 410 | 410 | 410 | 410 | 410 | 410 | 410 | 410 | 410 | 410 | 410 | 410 | 410 | 410 | 410 | 410 | 410 | 410 | 410 | 410 | 410 | 410 | 410 | 410 | 410 | 410 | 410 | 410 | 410 | 410 | 410 | 410 | 410 | 410 | 410 | 410 | 410 | 410 | 410 | 410 | 410 | 410 | 410 | 410 | 410 | 410 | 410 | 410 | 410 | 410 | 410 | 410 | 410 | 410 | 410 | 410 | 410 | 410 | 410 | 410 | 410 | 410 | 410 | 410 | 410 | 410 | 410 | 410 | 410 | 410 | 410 | 410 | 410 | 410 | 410 | 410 | 410 | 410 | 410 | 410 | 410 | 410 | 410 | 410 | 410 | 410 | 410 | 410 | 410 | 410 | 410 | 410 | 410 | 410 | 410 | 410 | 410 | 410 | 410 | 410 | 410 | 410 | 410 | 410 | 410 | 410 | 410 | 410 | 410 | 410 | 410 | 410 | 410 | 410 | 410 | 410 | 410 | 410 | 410 | 410 | 410 | 410 | 410 | 410 | 410 | 410 | 410 | 410 | 410 | 410 | 410 | 410 | 410 | 410 | 410 | 410 | 410 | 410 | 410 | 410 | 410 | 410 | 410 | 410 | 410 | 410 | 410 | 410 | 410 | 410 | 410 | 410 | 410 | 410 | 410 | 410 | 410 | 410 | 410 | 410 | 410 | 410 | 410 | 410 | 410 | 410 | 410 | 410 | 410 | 410 | 410 | 410 | 410 | 410 | 410 | 410 | 410 | 410 | 410 | 410 | 410 | 410 | 410 | 410 | 410 | 410 | 410 | 410 | 410 | 410 | 410 | 410 | 410 | 410 | 410 | 410 | 410 | 410 | 410 | 410 | 410 | 410 | 410 | 410 | 410 | 410 | 410 | 410 | 410 | 410 | 410 | 410 | 410 | 410 | 410 | 410 | 410 | 410 | 410 | 410 | 410 | 410 | 410 | 410 | 410 | 410 | 410 | 410 | 410 | 410 | 410 | 410 | 410 | 410 | 410 | 410 | 410 | 410 | 410 | 410 | 410 | 410 | 410 | 410 | 410 | 410 | 410 | 410 | 410 | 410 | 410 | 410 | 410 | 410 | 410 | 410 | 410 | 410 | 410 | 410 | 410 | 410 | 410 | 410 | 410 | 410 | 410 | 410 | 410 | 410 | 410 | 410 | 410 | 410 | 410 | 410 | 410 | 410 | 410 | 410 | 410 | 410 | 410 | 410 | 410 | 410 | 410 | 410 | 410 | 410 | 410 | 410 | 410 | 410 | 410 | 410 | 410 | 410 | 410 | 410 | 410 | 410 | 410 | 410 | 410 | 410 | 410 | 410 | 410 | 410 | 410 | 410 | 410 | 410 | 410 | 410 | 410 | 410 | 410 | 410 | 410 | 410 | 410 | 410 | 410 | 410 | 410 | 410 | 410 | 410 | 410 | 410 | 410 | 410 | 410 | 410 | 410 | 410 | 410 | 410 | 410 | 410 | 410 | 410 | 410 | 410 | 410 | 410 | 410 | 410 | 410 | 410 | 410 | 410 | 410 | 410 | 410 | 410 | 410 | 410 | 410 | 410 | 410 | 410 | 410 | 410 | 410 | 410 | 410 | 410 | 410 | 410 | 410 | 410 | 410 | 410 | 410 | 410 | 410 | 410 | 410 | 410 | 410 | 410 | 410 | 410 | 410 | 410 | 410 | 410 | 410 | 410 | 410 | 410 | 410 | 410 | 410 | 410 | 410 | 410 | 410 | 410 | 410 | 410 | 410 | 410 | 410 | 410 | 410 | 410 | 410 | 410 | 410 | 410 | 410 | 410 | 410 | 410 | 410 | 410 | 410 | 410 | 410 | 410 | 410 | 410 | 410 | 410 | 410 | 410 | 410 | 410 | 410 | 410 | 410 | 410 | 410 | 410 | 410 | 410 | 410 | 410 | 410 | 410 | 410 | 410 | 410 | 410 | 410 | 410 | 410 | 410 | 410 | 410 | 410 | 410 | 410 | 410 | 410 | 410 | 410 | 410 | 410 | 410 | 410 | 410 | 410 | 410 | 410 | 410 | 410 | 410 | 410 | 410 | 410 | 410 | 410 | 410 | 410 | 410 | 410 | 410 | 410 | 410 | 410 | 410 | 410 | 410 | 410 | 410 | 410 | 410 | 410 | 410 | 410 | 410 | 410 | 410 | 410 | 410 | 410 | 410 | 410 | 410 | 410 | 410 | 410 | 410 | 410 | 410 | 410 | 410 | 410 | 410 | 410 | 410 | 410 | 410 | 410 | 410 | 410 | 410 | 410 | 410 | 410 | 410 | 410 | 410 | 410 | 410 | 410 | 410 | 410 | 410 | 410 | 410 | 410 | 410 | 410 | 410 | 410 | 410 | 410 | 410 | 410 | 410 | 410 | 410 | 410 | 410 | 410 | 410 | 410 | 410 | 410 | 410 | 410 | 410 | 410 | 410 | 410 | 410 | 410 | 410 | 410 | 410 | 410 | 410 | 410 | 410 | 410 | 410 | 410 | 410 | 410 | 410 | 410 | 410 | 410 | 410 | 410 | 410 | 410 | 410 | 410 | 410 | 410 | 410 | 410 | 410 | 410 | 410 | 410 | 410 | 410 | 410 | 410 | 410 | 410 | 410 | 410 | 410 | 410 | 410 | 410 | 410 | 410 | 410 | 410 | 410 | 410 | 410 | 410 | 410 | 410 | 410 | 410 | 410 | 410 | 410 | 410 | 410 | 410 | 410 | 410 | 410 | 410 | 410 | 410 | 410 | 410 | 410 | 410 | 410 | 410 | 410 | 410 | 410 | 410 | 410 | 410 | 410 | 410 | 410 | 410 | 410 | 410 | 410 | 410 | 410 | 410 | 410 | 410 | 410 | 410 | 410 | 410 | 410 | 410 | 410 | 410 | 410 | 410 | 410 | 410 | 410 | 410 | 410 | 410 | 410 | 410 | 410 | 410 | 410 | 410 | 410 | 410 | 410 | 410 | 410 | 410 | 410 | 410 | 410 | 410 | 410 | 410 | 410 | 410 | 410 | 410 | 410 | 410 | 410 | 410 | 410 | 410 | 410 | 410 | 410 | 410 | 410 | 410 | 410 | 410 | 410 | 410 | 410 | 410 | 410 | 410 | 410 | 410 | 410 | 410 | 410 | 410 | 410 | 410 | 410 | 410 | 410 | 410 | 410 | 410 | 410 | 410 | 410 | 410 | 410 | 410 | 410 | 410 | 410 | 410 | 410 | 410 | 410 | 410 | 410 | 410 | 410 | 410 | 410 | 410 | 410 | 410 | 410 | 410 | 410 | 410 | 410 | 410 | 410 | 410 | 410 | 410 | 410 | 410 | 410 | 410 | 410 | 410 | 410 | 410 | 410 | 410 | 410 | 410 | 410 | 410 | 410 | 410 | 410 | 410 | 410 | 410 | 410 | 410 | 410 | 410 | 410 | 410 | 410 | 410 | 410 | 410 | 410 | 410 | 410 | 410 | 410 | 410 | 410 | 410 | 410 | 410 | 410 | 410 | 410 | 410 | 410 | 410 | 410 | 410 | 410 | 410 | 410 | 410 | 410 | 410 | 410 | 410 | 410 | 410 | 410 | 410 | 410 | 410 | 410 | 410 | 410 | 410 | 410 | 410 | 410 | 410 | 410 | 410 | 410 | 410 | 410 | 410 | 410 | 410 | 410 | 410 | 410 | 410 | 410 | 410 | 410 | 410 | 410 | 410 | 410 | 410 | 410 | 410 | 410 | 410 | 410 | 410 | 410 | 410 | 410 | 410 | 410 | 410 | 410 | 410 | 410 | 410 | 410 | 410 | 410 | 410 | 410 | 410 | 410 | 410 | 410 | 410 | 410 | 410 | 410 | 410 | 410 | 410 | 410 | 410 | 410 | 410 | 410 | 410 | 410 | 410 | 410 | 410 | 410 | 410 | 410 | 410 | 410 | 410 | 410 | 410 | 410 | 410 | 410 | 410 | 410 | 410 | 410 | 410 | 410 | 410 | 410 | 410 | 410 | 410 | 410 | 410 | 410 | 410 | 410 | 410 | 410 | 410 | 410 | 410 | 410 | 410 | 410 | 410 | 410 | 410 | 410 | 410 | 410 | 410 | 410 | 410 | 410 | 410 | 410 | 410 | 410 | 410 | 410 | 410 | 410 | 410 | 410 | 410 | 410 | 410 | 410 | 410 | 410 | 410 | 410 | 410 | 410 | 410 | 410 | 410 | 410 | 410 | 410 | 410 | 410 | 410 | 410 | 410 | 410 | 410 | 410 | 410 | 410 | 410 | 410 | 410 | 410 | 410 | 410 | 410 | 410 | 410 | 410 | 410 | 410 | 410 | 410 | 410 | 410 | 410 | 410 | 410 | 410 | 410 | 410 | 410 | 410 | 410 | 410 | 410 | 410 | 410 | 410 | 410 | 410 | 410 | 410 | 410 | 410 | 410 | 410 | 410 | 410 | 410 | 410 | 410 | 410 | 410 | 410 | 410 | 410 | 410 | 410 | 410 | 410 | 410 | 410 | 410 | 410 | 410 | 410 | 410 | 410 | 410 | 410 | 410 | 410 | 410 | 410 | 410 | 410 | 410 | 410 | 410 | 410 | 410 | 410 | 410 | 410 | 410 | 410 | 410 | 410 | 410 | 410 | 410 | 410 | 410 | 410 | 410 | 410 | 410 | 410 | 410 | 410 | 410 | 410 | 410 | 410 | 410 | 410 | 410 | 410 | 410 | 410 | 410 | 410 | 410 | 410 | 410 | 410 | 410 | 410 | 410 | 410 | 410 | 410 | 410 | 410 | 410 | 410 | 410 | 410 | 410 | 410 | 410 | 410 | 410 | 410 | 410 | 410 | 410 | 410 | 410 | 410 | 410 | 410 | 410 | 410 | 410 | 410 | 410 | 410 | 410 | 410 | 410 | 410 | 410 | 410 | 410 | 410 | 410 | 410 | 410 | 410 | 410 | 410 | 410 | 410 | 410 | 410 | 410 | 410 | 410 | 410 | 410 | 410 | 410 | 410 | 410 | 410 | 410 | 410 | 410 | 410 | 410 | 410 | 410 | 410 | 410 | 410 | 410 | 410 | 410 | 410 | 410 | 410 | 410 | 410 | 410 | 410 | 410 | 410 | 410 | 410 | 410 | 410 | 410 | 410 | 410 | 410 | 410 | 410 | 410 | 410 | 410 | 410 | 410 | 410 | 410 | 410 | 410 | 410 | 410 | 410 | 410 | 410 | 410 | 410 | 410 | 410 | 410 | 410 | 410 | 410 | 410 | 410 | 410 | 410 | 410 | 410 | 410 | 410 | 410 | 410 | 410 | 410 | 410 | 410 | 410 | 410 | 410 | 410 | 410 | 410 | 410 | 410 | 410 | 410 | 410 | 410 | 410 | 410 | 410 | 410 | 410 | 410 | 410 | 410 | 410 | 410 | 410 | 410 | 410 | 410 | 410 | 410 | 410 | 410 | 410 | 410 | 410 | 410 | 410 | 410 | 410 | 410 | 410 | 410 | 410 | 410 | 410 | 410 | 410 | 410 | 410 | 410 | 410 | 410 | 410 | 410 | 410 | 410 | 410 | 410 | 410 | 410 | 410 | 410 | 410 | 410 | 410 | 410 | 410 | 410 | 410 | 410 | 410 | 410 | 410 | 410 | 410 | 410 | 410 | 410 | 410 | 410 | 410 | 410 | 410 | 410 | 410 | 410 | 410 | 410 | 410 | 410 | 410 | 410 | 410 | 410 | 410 | 410 | 410 | 410 | 410 | 410 | 410 | 410 | 410 | 410 | 410 | 410 | 410 | 410 | 410 | 410 | 410 | 410 | 410 | 410 | 410 | 410 | 410 | 410 | 410 | 410 | 410 | 410 | 410 | 410 | 410 | 410 | 410 | 410 | 410 | 410 | 410 | 410 | 410 | 410 | 410 | 410 | 410 | 410 | 410 | 410 | 410 | 410 | 410 | 410 | 410 | 410 | 410 | 410 | 410 | 410 | 410 | 410 | 410 | 410 | 410 | 410 | 410 | 410 | 410 | 410 | 410 | 410 | 410 | 410 | 410 | 410 | 410 | 410 | 410 | 410 | 410 | 410 | 410 | 410 | 410 | 410 | 410 | 410 | 410 | 410 | 410 | 410 | 410 | 410 | 410 | 410 | 410 | 410 | 410 | 410 | 410 | 410 | 410 | 410 | 410 | 410 | 410 | 410 | 410 | 410 | 410 | 410 | 410 | 410 | 410 | 410 | 410 | 410 | 410 | 410 | 410 | 410 | 410 | 410 | 410 | 410 | 410 | 410 | 410 | 410 | 410 | 410 | 410 | 410 | 410 | 410 | 410 | 410 | 410 | 410 | 410 | 410 | 410 | 410 | 410 | 410 | 410 | 410 | 410 | 410 | 410 | 410 | 410 | 410 | 410 | 410 | 410 | 410 | 410 | 410 | 410 | 410 | 410 | 410 | 410 | 410 | 410 | 410 | 410 | 410 | 410 | 410 | 410 | 410 | 410 | 410 | 410 | 410 | 410 | 410 | 410 | 410 | 410 | 410 | 410 | 410 | 410 | 410 | 410 | 410 | 410 | 410 | 410 | 410 | 410 | 410 | 410 | 410 | 410 | 410 | 410 | 410 | 410 | 410 | 410 | 410 | 410 | 410 | 410 | 410 | 410 | 410 | 410 | 410 | 410 | 410 | 410 | 410 | 410 | 410 | 410 | 410 | 410 | 410 | 410 | 410 | 410 | 410 | 410 | 410 | 410 | 410 | 410 | 410 | 410 | 410 | 410 | 410 | 410 | 410 | 410 | 410 | 410 | 410 | 410 | 410 | 410 | 410 | 410 | 410 | 410 | 410 | 410 | 410 | 410 | 410 | 410 | 410 | 410 | 410 | 410 | 410 | 410 | 410 | 410 | 410 | 410 | 410 | 410 | 410 | 410 | 410 | 410 | 410 | 410 | 410 | 410 | 410 | 410 | 410 | 410 | 410 | 410 | 410 | 410 | 410 | 410 | 410 | 410 | 410 | 410 | 410 | 410 | 410 | 410 | 410 | 410 | 410 | 410 | 410 | 410 | 410 | 410 | 410 | 410 | 410 | 410 | 410 | 410 | 410 | 410 | 410 | 410 | 410 | 410 | 410 | 410 | 410 | 410 | 410 | 410 | 410 | 410 | 410 | 410 | 410 | 410 | 410 | 410 | 410 | 410 | 410 | 410 | 410 | 410 | 410 | 410 | 410 | 410 | 410 | 410 | 410 | 410 | 410 | 410 | 410 | 410 | 410 | 410 | 410 | 410 | 410 | 410 | 410 | 410 | 410 | 410 | 410 | 410 | 410 | 410 | 410 | 410 | 410 | 410 | 410 | 410 | 410 | 410 | 410 | 410 | 410 | 410 | 410 | 410 | 410 | 410 | 410 | 410 | 410 | 410 | 410 | 410 | 410 | 410 | 410 | 410 | 410 | 410 | 410 | 410 | 410 | 410 | 410 | 410 | 410 | 410 | 410 | 410 | 410 | 410 | 410 | 410 | 410 | 410 | 410 | 410 | 410 | 410 | 410 | 410 | 410 | 410 | 410 | 410 | 410 | 410 | 410 | 410 | 410 | 410 | 410 | 410 | 410 | 410 | 410 | 410 | 410 | 410 | 410 | 410 | 410 | 410 | 410 | 410 | 410 | 410 | 410 | 410 | 410 | 410 | 410 | 410 | 410 | 410 | 410 | 410 | 410 | 410 | 410 | 410 | 410 | 410 | 410 | 410 | 410 | 410 | 410 | 410 | 410 | 410 | 410 | 410 | 410 | 410 | 410 | 410 | 410 | 410 | 410 | 410 | 410 | 410 | 410 | 410 | 410 | 410 | 410 | 410 | 410 | 410 | 410 | 410 | 410 | 410 | 410 | 410 | 410 | 410 | 410 | 410 | 410 | 410 | 410 | 410 | 410 | 410 | 410 | 410 | 410 | 410 | 410 | 410 | 410 | 410 | 410 | 410 | 410 | 410 | 410 | 410 | 410 | 410 | 410 | 410 | 410 | 410 | 410 | 410 | 410 | 410 | 410 | 410 | 410 | 410 | 410 | 410 | 410 | 410 | 410 | 410 | 410 | 410 | 410 | 410 | 410 | 410 | 410 | 410 | 410 | 410 | 410 | 410 | 410 | 410 | 410 | 410 | 410 | 410 | 410 | 410 | 410 | 410 | 410 | 410 | 410 | 410 | 410 | 410 | 410 | 410 | 410 | 410 | 410 | 410 | 410 | 410 | 410 | 410 | 410 | 410 | 410 | 410 | 410 | 410 | 410 | 410 | 410 | 410 | 410 | 410 | 410 | 410 | 410 | 410 | 410 | 410 | 410 | 410 | 410 | 410 | 410 | 410 | 410 | 410 | 410 | 410 | 410 | 410 | 410 | 410 | 410 | 410 | 410 | 410 | 410 | 410 | 410 | 410 | 410 | 410 | 410 | 410 | 410 | 410 | 410 | 410 | 410 | 410 | 410 | 410 | 410 | 410 | 410 | 410 | 410 | 410 | 410 | 410 | 410 | 410 | 410 | 410 | 410 | 410 | 410 | 410 | 410 | 410 | 410 | 410 | 410 | 410 | 410 | 410 | 410 | 410 | 410 | 410 | 410 | 410 | 410 | 410 | 410 | 410 | 410 | 410 | 410 | 410 | 410 | 410 | 410 | 410 | 410 | 410 | 410 | 410 | 410 | 410 | 410 | 410 | 410 | 410 | 410 | 410 | 410 | 410 | 410 | 410 | 410 | 410 | 410 | 410 | 410 | 410 | 410 | 410 | 410 | 410 | 410 | 410 | 410 | 410 | 410 | 410 | 410 | 410 | 410 | 410 | 410 | 410 | 410 | 410 | 410 | 410 | 410 | 410 | 410 | 410 | 410 | 410 | 410 | 410 | 410 | 410 | 410 | 410 | 410 | 410 | 410 | 410 | 410 | 410 | 410 | 410 | 410 | 410 | 410 | 410 | 410 | 410 | 410 | 410 | 410 | 410 | 410 | 410 | 410 | 410 | 410 | 410 | 410 | 410 | 410 | 410 | 410 | 410 | 410 | 410 | 410 | 410 | 410 | 410 | 410 | 410 | 410 | 410 | 410 | 410 | 410 | 410 | 410 | 410 | 410 | 410 | 410 | 410 | 410 | 410 | 410 | 410 | 410 | 410 | 410 | 410 | 410 | 410 | 410 | 410 | 410 | 410 | 410 | 410 | 410 | 410 | 410 | 410 | 410 | 410 | 410 | 410 | 410 | 410 | 410 | 410 | 410 | 410 | 410 | 410 | 410 | 410 | 410 | 410 | 410 | 410 | 410 | 410 | 410 | 410 | 410 | 410 | 410 | 410 | 410 | 410 | 410 | 410 | 410 | 410 | 410 | 410 | 410 | 410 | 410 | 410 | 410 | 410 | 410 | 410 | 410 | 410 | 410 | 410 | 410 | 410 | 410 | 410 | 410 | 410 | 410 | 410 | 410 | 410 | 410 | 410 | 410 | 410 | 410 | 410 | 410 | 410 | 410 | 410 | 410 | 410 | 410 | 410 | 410 | 410 | 410 | 410 | 410 | 410 | 410 | 410 | 410 | 410 | 410 | 410 | 410 | 410 | 410 | 410 | 410 | 410 | 410 | 410 | 410 | 410 | 410 | 410 | 410 | 410 | 410 | 410 | 410 | 410 | 410 | 410 | 410 | 410 | 410 | 410 | 410 | 410 | 410 | 410 | 410 | 410 | 410 | 410 | 410 | 410 | 410 | 410 | 410 | 410 | 410 | 410 | 410 | 410 | 410 | 410 | 410 | 410 | 410 | 410 | 410 | 410 | 410 | 410 | 410 | 410 | 410 | 410 | 410 | 410 | 410 | 410 | 410 | 410 | 410 | 410 | 410 | 410 | 410 | 410 | 410 | 410 | 410 | 410 | 410 | 410 | 410 | 410 | 410 | 410 | 410 | 410 | 410 | 410 | 410 | 410 | 410 | 410 | 410 | 410 | 410 | 410 | 410 | 410 | 410 | 410 | 410 | 410 | 410 | 410 | 410 | 410 | 410 | 410 | 410 | 410 | 410 | 410 | 410 | 410 | 410 | 410 | 410 | 410 | 410 | 410 | 410 | 410 | 410 | 410 | 410 | 410 | 410 | 410 | 410 | 410 | 410 | 410 | 410 | 410 | 410 | 410 | 410 | 410 | 410 | 410 | 410 | 410 | 410 | 410 | 410 | 410 | 410 | 410 | 410 | 410 | 410 | 410 | 410 | 410 | 410 | 410 | 410 | 410 | 410 | 410 | 410 | 410 | 410 | 410 | 410 | 410 | 410 | 410 | 410 | 410 | 410 | 410 | 410 | 410 | 410 | 410 | 410 | 410 | 410 | 410 | 410 | 410 | 410 | 410 | 410 | 410 | 410 | 410 | 410 | 410 | 410 | 410 | 410 | 410 | 410 | 410 | 410 | 410 | 410 | 410 | 410 | 410 | 410 | 410 | 410 | 410 | 410 | 410 | 410 | 410 | 410 | 410 | 410 | 410 | 410 | 410 | 410 | 410 | 410 | 410 | 410 | 410 | 410 | 410 | 410 | 410 | 410 | 410 | 410 | 410 | 410 | 410 | 410 | 410 | 410 | 410 | 410 | 410 | 410 | 410 | 410 | 410 | 410 | 410 | 410 | 410 | 410 | 410 | 410 | 410 | 410 | 410 | 410 | 410 | 410 | 410 | 410 | 410 | 410 | 410 | 410 | 410 | 410 | 410 | 410 | 410 | 410 | 410 | 410 | 410 | 410 | 410 | 410 | 410 | 410 | 410 | 410 | 410 | 410 | 410 | 410 | 410 | 410 | 410 | 410 | 410 | 410 | 410 | 410 | 410 | 410 | 410 | 410 | 410 | 410 | 410 | 410 | 410 | 410 | 410 | 410 | 410 | 410 | 410 | 410 | 410 | 410 | 410 | 410 | 410 | 410 | 410 | 410 | 410 | 410 | 410 | 410 | 410 | 410 | 410 | 410 | 410 | 410 | 410 | 410 | 410 | 410 | 410 | 410 | 410 | 410 | 410 | 410 | 410 | 410 | 410 | 410 | 410 | 410 | 410 | 410 | 410 | 410 | 410 | 410 | 410 | 410 | 410 | 410 | 410 | 410 | 410 | 410 | 410 | 410 | 410 | 410 | 410 | 410 | 410 | 410 | 410 | 410 | 410 | 410 | 410 | 410 | 410 | 410 | 410 | 410 | 410 | 410 | 410 | 410 | 410 | 410 | 410 | 410 | 410 | 410 | 410 | 410 | 410 | 410 | 410 | 410 | 410 | 410 | 410 | 410 | 410 | 410 | 410 | 410 | 410 | 410 | 410 | 410 | 410 | 410 | 410 | 410 | 410 | 410 | 410 | 410 | 410 | 410 | 410 | 410 | 410 | 410 | 410 | 410 | 410 | 410 | 410 | 410 | 410 | 410 | 410 | 410 | 410 | 410 | 410 | 410 | 410 | 410 | 410 | 410 | 410 | 410 | 410 | 410 | 410 | 410 | 410 | 410 | 410 | 410 | 410 | 410 | 410 | 410 | 410 | 410 | 410 | 410 | 410 | 410 | 410 | 410 | 410 | 410 | 410 | 410 | 410 | 410 | 410 | 410 | 410 | 410 | 410 | 410 | 410 | 410 | 410 | 410 | 410 | 410 | 410 | 410 | 410 | 410 | 410 | 410 | 410 | 410 | 410 | 410 | 410 | 410 | 410 | 410 | 410 | 410 | 410 | 410 | 410 | 410 | 410 | 410 | 410 | 410 | 410 | 410 | 410 | 410 | 410 | 410 | 410 | 410 | 410 | 410 | 410 | 410 | 410 | 410 | 410 | 410 | 410 | 410 | 410 | 410 | 410 | 410 | 410 | 410 | 410 | 410 | 410 | 410 | 410 | 410 | 410 | 410 | 410 | 410 | 410 | 410 | 410 | 410 | 410 | 410 | 410 | 410 | 410 | 410 | 410 | 410 | 410 | 410 | 410 | 410 | 410 | 410 | 410 | 410 | 410 | 410 | 410 | 410 | 410 | 410 | 410 | 410 | 410 | 410 | 410 | 410 | 410 | 410 | 410 | 410 | 410 | 410 | 410 | 410 | 410 | 410 | 410 | 410 | 410 | 410 | 410 | 410 | 410 | 410 | 410 | 410 | 410 | 410 | 410 | 410 | 410 | 410 | 410 | 410 | 410 | 410 | 410 | 410 | 410 | 410 | 410 | 410 | 410 | 410 | 410 | 410 | 410 | 410 | 410 | 410 | 410 | 410 | 410 | 410 | 410 | 410 | 410 | 410 | 410 | 410 | 410 | 410 | 410 | 410 | 410 | 410 | 410 | 410 | 410 | 410 | 410 | 410 | 410 | 410 | 410 | 410 | 410 | 410 | 410 | 410 | 410 | 410 | 410 | 410 | 410 | 410 | 410 | 410 | 410 | 410 | 410 | 410 | 410 | 410 | 410 | 410 | 410 | 410 | 410 | 410 | 410 | 410 | 410 | 410 | 410 | 410 | 410 | 410 | 410 | 410 | 410 | 410 | 410 | 410 | 410 | 410 | 410 | 410 | 410 | 410 | 410 | 410 | 410 | 410 | 410 | 410 | 410 | 410 | 410 | 410 | 410 | 410 | 410 | 410 | 410 | 410 | 410 | 410 | 410 | 410 | 410 | 410 | 410 | 410 | 410 | 410 | 410 | 410 | 410 | 410 | 410 | 410 | 410 | 410 | 410 | 410 | 410 | 410 | 410 | 410 | 410 | 410 | 410 | 410 | 410 | 410 | 410 | 410 | 410 | 410 | 410 | 410 | 410 | 410 | 410 | 410 | 410 | 410 | 410 | 410 | 410 | 410 | 410 | 410 | 410 | 410 | 410 | 410 | 410 | 410 | 410 | 410 | 410 | 410 | 410 | 410 | 410 | 410 | 410 | 410 | 410 | 410 | 410 | 410 | 410 | 410 | 410 | 410 | 410 | 410 | 410 | 410 | 410 | 410 | 410 | 410 | 410 | 410 | 410 | 410 | 410 | 410 | 410 | 410 | 410 | 410 | 410 | 410 | 410 | 410 | 410 | 410 | 410 | 410 | 410 | 410 | 410 | 410 | 410 | 410 | 410 | 410 | 410 | 410 | 410 | 410 | 410 | 410 | 410 | 410 | 410 | 410 | 410 | 410 | 410 | 410 | 410 | 410 | 410 | 410 | 410 | 410 | 410 | 410 | 410 | 410 | 410 | 410 | 410 | 410 | 410 | 410 | 410 | 410 | 410 | 410 | 410 | 410 | 410 | 410 | 410 | 410 | 410 | 410 | 410 | 410 | 410 | 410 | 410 | 410 | 410 | 410 | 410 | 410 | 410 | 410 | 410 | 410 | 410 | 410 | 410 | 410 | 410 | 410 | 410 | 410 | 410 | 410 | 410 | 410 | 410 | 410 | 410 | 410 | 410 | 410 | 410 | 410 | 410 | 410 | 410 | 410 | 410 | 410 | 410 | 410 | 410 | 410 | 410 | 410 | 410 | 410 | 410 | 410 | 410 | 410 | 410 | 410 | 410 | 410 | 410 | 410 | 410 | 410 | 410 | 410 | 410 | 410 | 410 | 410 | 410 | 410 | 410 | 410 | 410 | 410 | 410 | 410 | 410 | 410 | 410 | 410 | 410 | 410 | 410 | 410 | 410 | 410 | 410 | 410 | 410 | 410 | 410 | 410 | 410 | 410 | 410 | 410 | 410 | 410 | 410 | 410 | 410 | 410 | 410 | 410 | 410 | 410 | 410 | 410 | 410 | 410 | 410 | 410 | 410 | 410 | 410 | 410 | 410 | 410 | 410 | 410 | 410 | 410 | 410 | 410 | 410 | 410 | 410 | 410 | 410 | 410 | 410 | 410 | 410 | 410 | 410 | 410 | 410 | 410 | 410 | 410 | 410 | 410 | 410 | 410 | 410 | 410 | 410 | 410 | 410 | 410 | 410 | 410 | 410 | 410 | 410 | 410 | 410 | 410 | 410 | 410 | 410 | 410 | 410 | 410 | 410 | 410 | 410 | 410 | 410 | 410 | 410 | 410 | 410 | 410 | 410 | 410 | 410 | 410 | 410 | 410 | 410 | 410 | 410 | 410 | 410 | 410 | 410 | 410 | 410 | 410 | 410 | 410 | 410 | 410 | 410 | 410 | 410 | 410 | 410 | 410 | 410 | 410 | 410 | 410 | 410 | 410 | 410 | 410 | 410 | 410 | 410 | 410 | 410 | 410 | 410 | 410 | 410 | 410 | 410 | 410 | 410 | 410 | 410 | 410 | 410 | 410 | 410 | 410 | 410 | 410 | 410 | 410 | 410 | 410 | 410 | 410 | 410 | 410 | 410 | 410 | 410 | 410 | 410 | 410 | 410 | 410 | 410 | 410 | 410 | 410 | 410 | 410 | 410 | 410 | 410 | 410 | 410 | 410 | 410 | 410 | 410 | 410 | 410 | 410 | 410 | 410 | 410 | 410 | 410 | 410 | 410 | 410 | 410 | 410 | 410 | 410 | 410 | 410 | 410 | 410 | 410 | 410 | 410 | 410 | 410 | 410 | 410 | 410 | 410 | 410 | 410 | 410 | 410 | 410 | 410 | 410 | 410 | 410 | 410 | 410 | 410 | 410 | 410 | 410 | 410 | 410 | 410 | 410 | 410 | 410 | 410 | 410 | 410 | 410 | 410 | 410 | 410 | 410 | 410 | 410 | 410 | 410 | 410 | 410 | 410 | 410 | 410 | 410 | 410 | 410 | 410 | 410 | 410 | 410 | 410 | 410 | 410 | 410 | 410 | 410 | 410 | 410 | 410 | 410 | 410 | 410 | 410 | 410 | 410 | 410 | 410 | 410 | 410 | 410 | 410 | 410 | 410 | 410 | 410 | 410 | 410 | 410 | 410 | 410 | 410 | 410 | 410 | 410 | 410 | 410 | 410 | 410 | 410 | 410 | 410 | 410 | 410 | 410 | 410 | 410 | 410 | 410 | 410 | 410 | 410 | 410 | 410 | 410 | 410 | 410 | 410 | 410 | 410 | 410 | 410 | 410 | 410 | 410 | 410 | 410 | 410 | 410 | 410 | 410 | 410 | 410 | 410 | 410 | 410 | 410 | 410 | 410 | 410 | 410 | 410 | 410 | 410 | 410 | 410 | 410 | 410 | 410 | 410 | 410 | 410 | 410 | 410 | 410 | 410 | 410 | 410 | 410 | 410 | 410 | 410 | 410 | 410 | 410 | 410 | 410 | 410 | 410 | 410 | 410 | 410 | 410 | 410 | 410 | 410 | 410 | 410 | 410 | 410 | 410 | 410 | 410 | 410 | 410 | 410 | 410 | 410 | 410 | 410 | 410 | 410 | 410 | 410 | 410 | 410 | 410 | 410 | 410 | 410 | 410 | 410 | 410 | 410 | 410 | 410 | 410 | 410 | 410 | 410 | 410 | 410 | 410 | 410 | 410 | 410 | 410 | 410 | 410 | 410 | 410 | 410 | 410 | 410 | 410 | 410 | 410 | 410 | 410 | 410 | 410 | 410 | 410 | 410 | 410 | 410 | 410 | 410 | 410 | 410 | 410 | 410 | 410 | 410 | 410 | 410 | 410 | 410 | 410 | 410 | 410 | 410 | 410 | 410 | 410 | 410 | 410 | 410 | 410 | 410 | 410 | 410 | 410 | 410 | 410 | 410 | 410 | 410 | 410 | 410 | 410 | 410 | 410 | 410 | 410 | 410 | 410 | 410 | 410 | 410 | 410 | 410 | 410 | 410 | 410 | 410 | 410 | 410 | 410 | 410 | 410 | 410 | 410 | 410 | 410 | 410 | 410 | 410 | 410 | 410 | 410 | 410 | 410 | 410 | 410 | 410 | 410 | 410 | 410 | 410 | 410 | 410 | 410 | 410 | 410 | 410 | 410 | 410 | 410 | 410 | 410 | 410 | 410 | 410 | 410 | 410 | 410 | 410 | 410 | 410 | 410 | 410 | 410 | 410 | 410 | 410 | 410 | 410 | 410 | 410 | 410 | 410 | 410 | 410 | 410 | 410 | 410 | 410 | 410 | 410 | 410 | 410 | 410 | 410 | 410 | 410 | 410 | 410 | 410 | 410 | 410 | 410 | 410 | 410 | 410 | 410 | 410 | 410 | 410 | 410 | 410 | 410 | 410 | 410 | 410 | 410 | 410 | 410 | 410 | 410 | 410 | 410 | 410 | 410 | 410 | 410 | 410 | 410 | 410 | 410 | 410 | 410 | 410 | 410 | 410 | 410 | 410 | 410 | 410 | 410 | 410 | 410 | 410 | 410 | 410 | 410 | 410 | 410 | 410 | 410 | 410 | 410 | 410 | 410 | 410 | 410 | 410 | 410 | 410 | 410 | 410 | 410 | 410 | 410 | 410 | 410 | 410 | 410 | 410 | 410 | 410 | 410 | 410 | 410 | 410 | 410 | 410 | 410 | 410 | 410 | 410 | 410 | 410 | 410 | 410 | 410 | 410 | 410 | 410 | 410 | 410 | 410 | 410 | 410 | 410 | 410 | 410 | 410 | 410 | 410 | 410 | 410 | 410 | 410 | 410 | 410 | 410 | 410 | 410 | 410 | 410 | 410 | 410 | 410 | 410 | 410 | 410 | 410 | 410 | 410 | 410 | 410 | 410 | 410 | 410 | 410 | 410 | 410 | 410 | 410 | 410 | 410 | 410 | 410 | 410 | 410 | 410 | 410 | 410 | 410 | 410 | 410 | 410 | 410 | 410 | 410 | 410 | 410 | 410 | 410 | 410 | 410 | 410 | 410 | 410 | 410 | 410 | 410 | 410 | 410 | 410 | 410 | 410 | 410 | 410 | 410 | 410 | 410 | 410 | 410 | 410 | 410 | 410 | 410 | 410 | 410 | 410 | 410 | 410 | 410 | 410 | 410 | 410 | 410 | 410 | 410 | 410 | 410 | 410 | 410 | 410 | 410 | 410 | 410 | 410 | 410 | 410 | 410 | 410 | 410 | 410 | 410 | 410 | 410 | 410 | 410 | 410 | 410 | 410 | 410 | 410 | 410 | 410 | 410 | 410 | 410 | 410 | 410 | 410 | 410 | 410 | 410 | 410 | 410 | 410 | 410 | 410 | 410 | 410 | 410 | 410 | 410 | 410 | 410 | 410 | 410 | 410 | 410 | 410 | 410 | 410 | 410 | 410 | 410 | 410 | 410 | 410 | 410 | 410 | 410 | 410 | 410 | 410 | 410 | 410 | 410 | 410 | 410 | 410 | 410 | 410 | 410 | 410 | 410 | 410 | 410 | 410 | 410 | 410 | 410 | 410 | 410 | 410 | 410 | 410 | 410 | 410 | 410 | 410 | 410 | 410 | 410 | 410 | 410 | 410 | 410 | 410 | 410 | 410 | 410 | 410 | 410 | 410 | 410 | 410 | 410 | 410 | 410 | 410 | 410 | 410 | 410 | 410 | 410 | 410 | 410 | 410 | 410 | 410 | 410 | 410 | 410 | 410 | 410 | 410 | 410 | 410 | 410 | 410 | 410 | 410 | 410 | 410 | 410 | 410 | 410 | 410 | 410 | 410 | 410 | 410 | 410 | 410 | 410 | 410 | 410 | 410 | 410 | 410 | 410 | 410 | 410 | 410 | 410 | 410 | 410 | 410 | 410 | 410 | 410 | 410 | 410 | 410 | 410 | 410 | 410 | 410 | 410 | 410 | 410 | 410 | 410 | 410 | 410 | 410 | 410 | 410 | 410 | 410 | 410 | 410 | 410 | 410 | 410 | 410 | 410 | 410 | 410 | 410 | 410 | 410 | 410 | 410 | 410 | 410 | 410 | 410 | 410 | 410 | 410 | 410 | 410 | 410 | 410 | 410 | 410 | 410 | 410 | 410 | 410 | 410 | 410 | 410 | 410 | 410 | 410 | 410 | 410 | 410 | 410 | 410 | 410 | 410 | 410 | 410 | 410 | 410 | 410 | 410 | 410 | 410 | 410 | 410 | 410 | 410 | 410 | 410 | 410 | 410 | 410 | 410 | 410 | 410 | 410 | 410 | 410 | 410 | 410 | 410 | 410 | 410 | 410 | 410 | 410 | 410 | 410 | 410 | 410 | 410 | 410 | 410 | 410 | 410 | 410 | 410 | 410 | 410 | 410 | 410 | 410 | 410 | 410 | 410 | 410 | 410 | 410 | 410 | 410 | 410 | 410 | 410 | 410 | 410 | 410 | 410 | 410 | 410 | 410 | 410 | 410 | 410 | 410 | 410 | 410 | 410 | 410 | 410 | 410 | 410 | 410 | 410 | 410 | 410 | 410 | 410 | 410 | 410 | 410 | 410 | 410 | 410 | 410 | 410 | 410 | 410 | 410 | 410 | 410 | 410 | 410 | 410 | 410 | 410 | 410 | 410 | 410 | 410 | 410 | 410 | 410 | 410 | 410 | 410 | 410 | 410 | 410 | 410 | 410 | 410 | 410 | 410 | 410 | 410 | 410 | 410 | 410 | 410 | 410 | 410 | 410 | 410 | 410 | 410 | 410 | 410 | 410 | 410 | 410 | 410 | 410 | 410 | 410 | 410 | 410 | 410 | 410 | 410 | 410 | 410 | 410 | 410 | 410 | 410 | 410 | 410 | 410 | 410 | 410 | 410 | 410 | 410 | 410 | 410 | 410 | 410 | 410 | 410 | 410 | 410 | 410 | 410 | 410 | 410 | 410 | 410 | 410 | 410 | 410 | 410 | 410 | 410 | 410 | 410 | 410 | 410 | 410 | 410 | 410 | 410 | 410 | 410 | 410 | 410 | 410 | 410 | 410 | 410 | 410 | 410 | 410 | 410 | 410 | 410 | 410 | 410 | 410 | 410 | 410 | 410 | 410 | 410 | 410 | 410 | 410 | 410 | 410 | 410 | 410 | 410 | 410 | 410 | 410 | 410 | 410 | 410 | 410 | 410 | 410 | 410 | 410 | 410 | 410 | 410 | 410 | 410 | 410 | 410 | 410 | 410 | 410 | 410 | 410 | 410 | 410 | 410 | 410 | 410 | 410 | 410 | 410 | 410 | 410 | 410 | 410 | 410 | 410 | 410 | 410 | 410 | 410 | 410 | 410 | 410 | 410 | 410 | 410 | 410 | 410 | 410 | 410 | 410 | 410 | 410 | 410 | 410 | 410 | 410 | 410 | 410 | 410 | 410 | 410 | 410 | 410 | 410 | 410 | 410 | 410 | 410 | 410 | 410 | 410 | 410 | 410 | 410 | 410 | 410 | 410 | 410 | 410 | 410 | 410 | 410 | 410 | 410 | 410 | 410 | 410 | 410 | 410 | 410 | 410 | 410 | 410 | 410 | 410 | 410 | 410 | 410 | 410 | 410 | 410 | 410 | 410 | 410 | 410 | 410 | 410 | 410 | 410 | 410 | 410 | 410 | 410 | 410 | 410 | 410 | 410 | 410 | 410 | 410 | 410 | 410 | 410 | 410 | 410 | 410 | 410 | 410 | 410 | 410 | 410 | 410 | 410 | 410 | 410 | 410 | 410 | 410 | 410 | 410 | 410 | 410 | 410 | 410 | 410 | 410 | 410 | 410 | 410 | 410 | 410 | 410 | 410 | 410 | 410 | 410 | 410 | 410 | 410 | 410 | 410 | 410 | 410 | 410 | 410 | 410 | 410 | 410 | 410 | 410 | 410 | 410 | 410 | 410 | 410 | 410 | 410 | 410 | 410 | 410 | 410 | 410 | 410 | 410 | 410 | 410 | 410 | 410 | 410 | 410 | 410 | 410 | 410 | 410 | 410 | 410 | 410 | 410 | 410 | 410 | 410 | 410 | 410 | 410 | 410 | 410 | 410 | 410 | 410 | 410 | 410 | 410 | 410 | 410 | 410 | 410 | 410 | 410 | 410 | 410 | 410 | 410 | 410 | 410 | 410 | 410 | 410 | 410 | 410 | 410 | 410 | 410 | 410 | 410 | 410 | 410 | 410 | 410 | 410 | 410 | 410 | 410 | 410 | 410 | 410 | 410 | 410 | 410 | 410 | 410 | 410 | 410 | 410 | 410 | 410 | 410 | 410 | 410 | 410 | 410 | 410 | 410 | 410 | 410 | 410 | 410 | 410 | 410 | 410 | 410 | 410 | 410 | 410 | 410 | 410 | 410 | 410 | 410 | 410 | 410 | 410 | 410 | 410 | 410 | 410 | 410 | 410 | 410 | 410 | 410 | 410 | 410 | 410 | 410 | 410 | 410 | 410 | 410 | 410 | 410 | 410 | 410 | 410 | 410 | 410 | 410 | 410 | 410 | 410 | 410 | 410 | 410 | 410 | 410 | 410 | 410 | 410 | 410 | 410 | 410 | 410 | 410 | 410 | 410 | 410 | 410 | 410 | 410 | 410 | 410 | 410 | 410 | 410 | 410 | 410 | 410 | 410 | 410 | 410 | 410 | 410 | 410 | 410 | 410 | 410 | 410 | 410 | 410 | 410 | 410 | 410 | 410 | 410 | 410 | 410 | 410 | 410 | 410 | 410 | 410 | 410 | 410 | 410 | 410 | 410 | 410 | 410 | 410 | 410 | 410 | 410 | 410 | 410 | 410 | 410 | 410 | 410 | 410 | 410 | 410 | 410 | 410 | 410 | 410 | 410 | 410 | 410 | 410 | 410 | 410 | 410 | 410 | 410 | 410 | 410 | 410 | 410 | 410 | 410 | 410 | 410 | 410 | 410 | 410 | 410 | 410 | 410 | 410 | 410 | 410 | 410 | 410 | 410 | 410 | 410 | 410 | 410 | 410 | 410 | 410 | 410 | 410 | 410 | 410 | 410 | 410 | 410 | 410 | 410 | 410 | 410 | 410 | 410 | 410 | 410 | 410 | 410 | 410 | 410 | 410 | 410 | 410 | 410 | 410 | 410 | 410 | 410 | 410 | 410 | 410 | 410 | 410 | 410 | 410 | 410 | 410 | 410 | 410 | 410 | 410 | 410 | 410 | 410 | 410 | 410 | 410 | 410 | 410 | 410 | 410 | 410 | 410 | 410 | 410 | 410 | 410 | 410 | 410 | 410 | 410 | 410 | 410 | 410 | 410 | 410 | 410 | 410 | 410 | 410 | 410 | 410 | 410 | 410 | 410 | 410 | 410 | 410 | 410 | 410 | 410 | 410 | 410 | 410 | 410 | 410 | 410 | 410 | 410 | 410 | 410 | 410 | 410 | 410 | 410 | 410 | 410 | 410 | 410 | 410 | 410 | 410 | 410 | 410 | 410 | 410 | 410 | 410 | 410 | 410 | 410 | 410 | 410 | 410 | 410 | 410 | 410 | 410 | 410 | 410 | 410 | 410 | 410 | 410 | 410 | 410 | 410 | 410 | 410 | 410 | 410 | 410 | 410 | 410 | 410 | 410 | 410 | 410 | 410 | 410 | 410 | 410 | 410 | 410 | 410 | 410 | 410 | 410 | 410 | 410 | 410 | 410 | 410 | 410 | 410 | 410 | 410 | 410 | 410 | 410 | 410 | 410 | 410 | 410 | 410 | 410 | 410 | 410 | 410 | 410 | 410 | 410 | 410 | 410 | 410 | 410 | 410 | 410 | 410 | 410 | 410 | 410 | 410 | 410 | 410 | 410 | 410 | 410 | 410 | 410 | 410 | 410 | 410 | 410 | 410 | 410 | 410 | 410 | 410 | 410 | 410 | 410 | 410 | 410 | 410 | 410 | 410 | 410 | 410 | 410 | 410 | 410 | 410 | 410 | 410 | 410 | 410 | 410 | 410 | 410 | 410 | 410 | 410 | 410 | 410 | 410 | 410 | 410 | 410 | 410 | 410 | 410 | 410 | 410 | 410 | 410 | 410 | 410 | 410 | 410 | 410 | 410 | 410 | 410 | 410 | 410 | 410 | 410 | 410 | 410 | 410 | 410 | 410 | 410 | 410 | 410 | 410 | 410 | 410 | 410 | 410 | 410 | 410 | 410 | 410 | 410 | 410 | 410 | 410 | 410 | 410 | 410 | 410 | 410 | 410 | 410 | 410 | 410 | 410 | 410 | 410 | 410 | 410 | 410 | 410 | 410 | 410 | 410 | 410 | 410 | 410 | 410 | 410 | 410 | 410 | 410 | 410 | 410 | 410 | 410 | 410 | 410 | 410 | 410 | 410 | 410 | 410 | 410 | 410 | 410 | 410 | 410 | 410 | 410 | 410 | 410 | 410 | 410 | 410 | 410 | 410 | 410 | 410 | 410 | 410 | 410 | 410 | 410 | 410 | 410 | 410 | 410 | 410 | 410 | 410 | 410 | 410 | 410 | 410 | 410 | 410 | 410 | 410 | 410 | 410 | 410 | 410 | 410 | 410 | 410 | 410 | 410 | 410 | 410 | 410 | 410 | 410 | 410 | 410 | 410 | 410 | 410 | 410 | 410 | 410 | 410 | 410 | 410 | 410 | 410 | 410 | 410 | 410 | 410 | 410 | 410 | 410 | 410 | 410 | 410 | 410 | 410 | 410 | 410 | 410 | 410 | 410 | 410 | 410 | 410 | 410 | 410 | 410 | 410 | 410 | 410 | 410 | 410 | 410 | 410 | 410 | 410 | 410 | 410 | 410 | 410 | 410 | 410 | 410 | 410 | 410 | 410 | 410 | 410 | 410 | 410 | 410 | 410 | 410 | 410 | 410 | 410 | 410 | 410 | 410 | 410 | 410 | 410 | 410 | 410 | 410 | 410 | 410 | 410 | 410 | 410 | 410 | 410 | 410 | 410 | 410 | 410 | 410 | 410 | 410 | 410 | 410 | 410 | 410 | 410 | 410 | 410 | 410 | 410 | 410 | 410 | 410 | 410 | 410 | 410 | 410 | 410 | 410 | 410 | 410 | 410 | 410 | 410 | 410 | 410 | 410 | 410 | 410 | 410 | 410 | 410 | 410 | 410 | 410 | 410 | 410 | 410 | 410 | 410 | 410 | 410 | 410 | 410 | 410 | 410 | 410 | 410 | 410 | 410 | 410 | 410 | 410 | 410 | 410 | 410 | 410 | 410 | 410 | 410 | 410 | 410 | 410 | 410 | 410 | 410 | 410 | 410 | 410 | 410 | 410 | 410 | 410 | 410 | 410 | 410 | 410 | 410 | 410 | 410 | 410 | 410 | 410 | 410 | 410 | 410 | 410 | 410 | 410 | 410 | 410 | 410 | 410 | 410 | 410 | 410 | 410 | 410 | 410 | 410 | 410 | 410 | 410 | 410 | 410 | 410 | 410 | 410 | 410 | 410 | 410 | 410 | 410 | 410 | 410 | 410 | 410 | 410 | 410 | 410 | 410 | 410 | 410 | 410 | 410 | 410 | 410 | 410 | 410 | 410 | 410 | 410 | 410 | 410 | 410 | 410 | 410 | 410 | 410 | 410 | 410 | 410 | 410 | 410 | 410 | 410 | 410 | 410 | 410 | 410 | 410 | 410 | 410 | 410 | 410 | 410 | 410 | 410 | 410 | 410 | 410 | 410 | 410 | 410 | 410 | 410 | 410 | 410 | 410 | 410 | 410 | 410 | 410 | 410 | 410 | 410 | 410 | 410 | 410 | 410 | 410 | 410 | 410 | 410 | 410 | 410 | 410 | 410 | 410 | 410 | 410 | 410 | 410 | 410 | 410 | 410 | 410 | 410 | 410 | 410 | 410 | 410 | 410 | 410 | 410 | 410 | 410 | 410 | 410 | 410 | 410 | 410 | 410 | 410 | 410 | 410 | 410 | 410 | 410 | 410 | 410 | 410 | 410 | 410 | 410 | 410 | 410 | 410 | 410 | 410 | 410 | 410 | 410 | 410 | 410 | 410 | 410 | 410 | 410 | 410 | 410 | 410 | 410 | 410 | 410 | 410 | 410 | 410 | 410 | 410 | 410 | 410 | 410 | 410 | 410 | 410 | 410 | 410 | 410 | 410 | 410 | 410 | 410 | 410 | 410 | 410 | 410 | 410 | 410 | 410 | 410 | 410 | 410 | 410 | 410 | 410 | 410 | 410 | 410 | 410 | 410 | 410 | 410 | 410 | 410 | 410 | 410 | 410 | 410 | 410 | 410 | 410 | 410 | 410 | 410 | 410 | 410 | 410 | 410 | 410 | 410 | 410 | 410 | 410 | 410 | 410 | 410 | 410 | 410 | 410 | 410 | 410 | 410 | 410 | 410 | 410 | 410 | 410 | 410 | 410 | 410 | 410 | 410 | 410 | 410 | 410 | 410 | 410 | 410 | 410 | 410 | 410 | 410 | 410 | 410 | 410 | 410 | 410 | 410 | 410 | 410 | 410 | 410 | 410 | 410 | 410 | 410 | 410 | 410 | 410 | 410 | 410 | 410 | 410 | 410 | 410 | 410 | 410 | 410 | 410 | 410 | 410 | 410 | 410 | 410 | 410 | 410 | 410 | 410 | 410 | 410 | 410 | 410 | 410 | 410 | 410 | 410 | 410 | 410 | 410 | 410 | 410 | 410 | 410 | 410 | 410 | 410 | 410 | 410 | 410 | 410 | 410 | 410 | 410 | 410 | 410 | 410 | 410 | 410 | 410 | 410 | 410 | 410 | 410 | 410 | 410 | 410 | 410 | 410 | 410 | 410 | 410 | 410 | 410 | 410 | 410 | 410 | 410 | 410 | 410 | 410 | 410 | 410 | 410 | 410 | 410 | 410 | 410 | 410 | 410 | 410 | 410 | 410 | 410 | 410 | 410 | 410 | 410 | 410 | 410 | 410 | 410 | 410 | 410 | 410 | 410 | 410 | 410 | 410 | 410 | 410 | 410 | 410 | 410 | 410 | 410 | 410 | 410 | 410 | 410 | 410 | 410 | 410 | 410 | 410 | 410 | 410 | 410 | 410 | 410 | 410 | 410 | 410 | 410 | 410 | 410 | 410 | 410 | 410 | 410 | 410 | 410 | 410 | 410 | 410 | 410 | 410 | 410 | 410 | 410 | 410 | 410 | 410 | 410 | 410 | 410 | 410 | 410 | 410 | 410 | 410 | 410 | 410 | 410 | 410 | 410 | 410 | 410 | 410 | 410 | 410 | 410 | 410 | 410 | 410 | 410 | 410 | 410 | 410 | 410 | 410 | 410 | 410 | 410 | 410 | 410 | 410 | 410 | 410 | 410 | 410 | 410 | 410 | 410 | 410 | 410 | 410 | 410 | 410 | 410 | 410 | 410 | 410 | 410 | 410 | 410 | 410 | 410 | 410 | 410 | 410 | 410 | 410 | 410 | 410 | 410 | 410 | 410 | 410 | 410 | 410 | 410 | 410 | 410 | 410 | 410 | 410 | 410 | 410 | 410 | 410 | 410 | 410 | 410 | 410 | 410 | 410 | 410 | 410 | 410 | 410 | 410 | 410 | 410 | 410 | 410 | 410 | 410 | 410 | 410 | 410 | 410 | 410 | 410 | 410 | 410 | 410 | 410 | 410 | 410 | 410 | 410 | 410 | 410 | 410 | 410 | 410 | 410 | 410 | 410 | 410 | 410 | 410 | 410 | 410 | 410 | 410 | 410 | 410 | 410 | 410 | 410 | 410 | 410 | 410 | 410 | 410 | 410 | 410 | 410 | 410 | 410 | 410 | 410 | 410 | 410 | 410 | 410 | 410 | 410 | 410 | 410 | 410 | 410 | 410 | 410 | 410 | 410 | 410 | 410 | 410 | 410 | 410 | 410 | 410 | 410 | 410 | 410 | 410 | 410 | 410 | 410 | 410 | 410 | 410 | 410 | 410 | 410 | 410 | 410 | 410 | 410 | 410 | 410 | 410 | 410 | 410 | 410 | 410 | 410 | 410 | 410 | 410 | 410 | 410 | 410 | 410 | 410 | 410 | 410 | 410 | 410 | 410 | 410 | 410 | 410 | 410 | 410 | 410 | 410 | 410 | 410 | 410 | 410 | 410 | 410 | 410 | 410 | 410 | 410 | 410 | 410 | 410 | 410 | 410 | 410 | 410 | 410 | 410 | 410 | 410 | 410 | 410 | 410 | 410 | 410 | 410 | 410 | 410 | 410 | 410 | 410 | 410 | 410 | 410 | 410 | 410 | 410 | 410 | 410 | 410 | 410 | 410 | 410 | 410 | 410 | 410 | 410 | 410 | 410 | 410 | 410 | 410 | 410 | 410 | 410 | 410 | 410 | 410 | 410 | 410 | 410 | 410 | 410 | 410 | 410 | 410 | 410 | 410 | 410 | 410 | 410 | 410 | 410 | 410 | 410 | 410 | 410 | 410 | 410 | 410 | 410 | 410 | 410 | 410 | 410 | 410 | 410 | 410 | 410 | 410 | 410 | 410 | 410 | 410 | 410 | 410 | 410 | 410 | 410 | 410 | 410 | 410 | 410 | 410 | 410 | 410 | 410 | 410 | 410 | 410 | 410 | 410 | 410 | 410 | 410 | 410 | 410 | 410 | 410 | 410 | 410 | 410 | 410 | 410 | 410 | 410 | 410 | 410 | 410 | 410 | 410 | 410 | 410 | 410 | 410 | 410 | 410 | 410 | 410 | 410 | 410 | 410 | 410 | 410 | 410 | 410 | 410 | 410 | 410 | 410 | 410 | 410 | 410 | 410 | 410 | 410 | 410 | 410 | 410 | 410 | 410 | 410 | 410 | 410 | 410 | 410 | 410 | 410 | 410 | 410 | 410 | 410 | 410 | 410 | 410 | 410 | 410 | 410 | 410 | 410 | 410 | 410 | 410 | 410 | 410 | 410 | 410 | 410 | 410 | 410 | 410 | 410 | 410 | 410 | 410 | 410 | 410 | 410 | 410 | 410 | 410 | 410 | 410 | 410 | 410 | 410 | 410 | 410 | 410 | 410 | 410 | 410 | 410 | 410 | 410 | 410 | 410 | 410 | 410 | 410 | 410 | 410 | 410 | 410 | 410 | 410 | 410 | 410 | 410 | 410 | 410 | 410 | 410 | 410 | 410 | 410 | 410 | 410 | 410 | 410 | 410 | 410 | 410 | 410 | 410 | 410 | 410 | 410 | 410 | 410 | 410 | 410 | 410 | 410 | 410 | 410 | 410 | 410 | 410 | 410 | 410 | 410 | 410 | 410 | 410 | 410 | 410 | 410 | 410 | 410 | 410 | 410 | 410 | 410 | 410 | 410 | 410 | 410 | 410 | 410 | 410 | 410 | 410 | 410 | 410 | 410 | 410 | 410 | 410 | 410 | 410 | 410 | 410 | 410 | 410 | 410 | 410 | 410 | 410 | 410 | 410 | 410 | 410 | 410 | 410 | 410 | 410 | 410 | 410 | 410 | 410 | 410 | 410 | 410 | 410 | 410 | 410 | 410 | 410 | 410 | 410 | 410 | 410 | 410 | 410 | 410 | 410 | 410 | 410 | 410 | 410 | 410 | 410 | 410 | 410 | 410 | 410 | 410 | 410 | 410 | 410 | 410 | 410 | 410 | 410 | 410 | 410 | 410 | 410 | 410 | 410 | 410 | 410 | 410 | 410 | 410 | 410 | 410 | 410 | 410 | 410 | 410 | 410 | 410 | 410 | 410 | 410 | 410 | 410 | 410 | 410 | 410 | 410 | 410 | 410 | 410 | 410 | 410 | 410 | 410 | 410 | 410 | 410 | 410 | 410 | 410 | 410 | 410 | 410 | 410 | 410 | 410 | 410 | 410 | 410 | 410 | 410 | 410 | 410 | 410 | 410 | 410 | 410 | 410 | 410 | 410 | 410 | 410 | 410 | 410 | 410 | 410 | 410 | 410 | 410 | 410 | 410 | 410 | 410 | 410 | 410 | 410 | 410 | 410 | 410 | 410 | 410 | 410 | 410 | 410 | 410 | 410 | 410 | 410 | 410 | 410 | 410 | 410 | 410 | 410 | 410 | 410 | 410 | 410 | 410 | 410 | 410 | 410 | 410 | 410 | 410 | 410 | 410 | 410 | 410 | 410 | 410 | 410 | 410 | 410 | 410 | 410 | 410 | 410 | 410 | 410 | 410 | 410 | 410 | 410 | 410 | 410 | 410 | 410 | 410 | 410 | 410 | 410 | 410 | 410 | 410 | 410 | 410 | 410 | 410 | 410 | 410 | 410 | 410 | 410 | 410 | 410 | 410 | 410 | 410 | 410 | 410 | 410 | 410 | 410 | 410 | 410 | 410 | 410 | 410 | 410 | 410 | 410 | 410 | 410 | 410 | 410 | 410 | 410 | 410 | 410 | 410 | 410 | 410 | 410 | 410 | 410 | 410 | 410 | 410 | 410 | 410 | 410 | 410 | 410 | 410 | 410 | 410 | 410 | 410 | 410 | 410 | 410 | 410 | 410 | 410 | 410 | 410 | 410 | 410 | 410 | 410 | 410 | 410 | 410 | 410 | 410 | 410 | 410 | 410 | 410 | 410 | 410 | 410 | 410 | 410 | 410 | 410 | 410 | 410 | 410 | 410 | 410 | 410 | 410 | 410 | 410 | 410 | 410 | 410 | 410 | 410 | 410 | 410 | 410 | 410 | 410 | 410 | 410 | 410 | 410 | 410 | 410 | 410 | 410 | 410 | 410 | 410 | 410 | 410 | 410 | 410 | 410 | 410 | 410 | 410 | 410 | 410 | 410 | 410 | 410 | 410 | 410 | 410 | 410 | 410 | 410 | 410 | 410 | 410 | 410 | 410 | 410 | 410 | 410 | 410 | 410 | 410 | 410 | 410 | 410 | 410 | 410 | 410 | 410 | 410 | 410 | 410 | 410 | 410 | 410 | 410 | 410 | 410 | 410 | 410 | 410 | 410 | 410 | 410 | 410 | 410 | 410 | 410 | 410 | 410 | 410 | 410 | 410 | 410 | 410 | 410 | 410 | 410 | 410 | 410 | 410 | 410 | 410 | 410 | 410 | 410 | 410 | 410 | 410 | 410 | 410 | 410 | 410 | 410 | 410 | 410 | 410 | 410 | 410 | 410 | 410 | 410 | 410 | 410 | 410 | 410 | 410 | 410 | 410 | 410 | 410 | 410 | 410 | 410 | 410 | 410 | 410 | 410 | 410 | 410 | 410 | 410 | 410 | 410 | 410 | 410 | 410 | 410 | 410 | 410 | 410 | 410 | 410 | 410 | 410 | 410 | 410 | 410 | 410 | 410 | 410 | 410 | 410 | 410 | 410 | 410 | 410 | 410 | 410 | 410 | 410 | 410 | 410 | 410 | 410 | 410 | 410 | 410 | 410 | 410 | 410 | 410 | 410 | 410 | 410 | 410 | 410 | 410 | 410 | 410 | 410 | 410 | 410 | 410 | 410 | 410 | 410 | 410 | 410 | 410 | 410 | 410 | 410 | 410 | 410 | 410 | 410 | 410 | 410 | 410 | 410 | 410 | 410 | 410 | 410 | 410 | 410 | 410 | 410 | 410 | 410 | 410 | 410 | 410 | 410 | 410 | 410 | 410 | 410 | 410 | 410 | 410 | 410 | 410 | 410 | 410 | 410 | 410 | 410 | 410 | 410 | 410 | 410 | 410 | 410 | 410 | 410 | 410 | 410 | 410 | 410 | 410 | 410 | 410 | 410 | 410 | 410 | 410 | 410 | 410 | 410 | 410 | 410 | 410 | 410 | 410 | 410 | 410 | 410 | 410 | 410 | 410 | 410 | 410 | 410 | 410 | 410 | 410 | 410 | 410 | 410 | 410 | 410 | 410 | 410 | 410 | 410 | 410 | 410 | 410 | 410 | 410 | 410 | 410 | 410 | 410 | 410 | 410 | 410 | 410 | 410 | 410 | 410 | 410 | 410 | 410 | 410 | 410 | 410 | 410 | 410 | 410 | 410 | 410 | 410 | 410 | 410 | 410 | 410 | 410 | 410 | 410 | 410 | 410 | 410 | 410 | 410 | 410 | 410 | 410 | 410 | 410 | 410 | 410 | 410 | 410 | 410 | 410 | 410 | 410 | 410 | 410 | 410 | 410 | 410 | 410 | 410 | 410 | 410 | 410 | 410 | 410 | 410 | 410 | 410 | 410 | 410 | 410 | 410 | 410 | 410 | 410 | 410 | 410 | 410 | 410 | 410 | 410 | 410 | 410 | 410 | 410 | 410 | 410 | 410 | 410 | 410 | 410 | 410 | 410 | 410 | 410 | 410 | 410 | 410 | 410 | 410 | 410 | 410 | 410 | 410 | 410 | 410 | 410 | 410 | 410 | 410 | 410 | 410 | 410 | 410 | 410 | 410 | 410 | 410 | 410 | 410 | 410 | 410 | 410 | 410 | 410 | 410 | 410 | 410 | 410 | 410 | 410 | 410 | 410 | 410 | 410 | 410 | 410 | 410 | 410 | 410 | 410 | 410 | 410 | 410 | 410 | 410 | 410 | 410 | 410 | 410 | 410 | 410 | 410 | 410 | 410 | 410 | 410 | 410 | 410 | 410 | 410 | 410 | 410 | 410 | 410 | 410 | 410 | 410 | 410 | 410 | 410 | 410 | 410 | 410 | 410 | 410 | 410 | 410 | 410 | 410 | 410 | 410 | 410 | 410 | 410 | 410 | 410 | 410 | 410 | 410 | 410 | 410 | 410 | 410 | 410 | 410 | 410 | 410 | 410 | 410 | 410 | 410 | 410 | 410 | 410 | 410 | 410 | 410 | 410 | 410 | 410 | 410 | 410 | 410 | 410 | 410 | 410 | 410 | 410 | 410 | 410 | 410 | 410 | 410 | 410 | 410 | 410 | 410 | 410 | 410 | 410 | 410 | 410 | 410 | 410 | 410 | 410 | 410 | 410 | 410 | 410 | 410 | 410 | 410 | 410 | 410 | 410 | 410 | 410 | 410 | 410 | 410 | 410 | 410 | 410 | 410 | 410 | 410 | 410 | 410 | 410 | 410 | 410 | 410 | 410 | 410 | 410 | 410 | 410 | 410 | 410 | 410 | 410 | 410 | 410 | 410 | 410 | 410 | 410 | 410 | 410 | 410 | 410 | 410 | 410 | 410 | 410 | 410 | 410 | 410 | 410 | 410 | 410 | 410 | 410 | 410 | 410 | 410 | 410 | 410 | 410 | 410 | 410 | 410 | 410 | 410 | 410 | 410 | 410 | 410 | 410 | 410 | 410 | 410 | 410 | 410 | 410 | 410 | 410 | 410 | 410 | 410 | 410 | 410 | 410 | 410 | 410 | 410 | 410 | 410 | 410 | 410 | 410 | 410 | 410 | 410 | 410 | 410 | 410 | 410 | 410 | 410 | 410 | 410 | 410 | 410 | 410 | 410 | 410 | 410 | 410 | 410 | 410 | 410 | 410 | 410 | 410 | 410 | 410 | 410 | 410 | 410 | 410 | 410 | 410 | 410 | 410 | 410 | 410 | 410 | 410 | 410 | 410 | 410 | 410 | 410 | 410 | 410 | 410 | 410 | 410 | 410 | 410 | 410 | 410 | 410 | 410 | 410 | 410 | 410 | 410 | 410 | 410 | 410 | 410 | 410 | 410 | 410 | 410 | 410 | 410 | 410 | 410 | 410 | 410 | 410 | 410 | 410 | 410 | 410 | 410 | 410 | 410 | 410 | 410 | 410 | 410 | 410 | 410 | 410 | 410 | 410 | 410 | 410 | 410 | 410 | 410 | 410 | 410 | 410 | 410 | 410 | 410 | 410 | 410 | 410 | 410 | 410 | 410 | 410 | 410 | 410 | 410 | 410 | 410 | 410 | 410 | 410 | 410 | 410 | 410 | 410 | 410 | 410 | 410 | 410 | 410 | 410 | 410 | 410 | 410 | 410 | 410 | 410 | 410 | 410 | 410 | 410 | 410 | 410 | 410 | 410 | 410 | 410 | 410 | 410 | 410 | 410 | 410 | 410 | 410 | 410 | 410 | 410 | 410 | 410 | 410 | 410 | 410 | 410 | 410 | 410 | 410 | 410 | 410 | 410 | 410 | 410 | 410 | 410 | 410 | 410 | 410 | 410 | 410 | 410 | 410 | 410 | 410 | 410 | 410 | 410 | 410 | 410 | 410 | 410 | 410 | 410 | 410 | 410 | 410 | 410 | 410 | 410 | 410 | 410 | 410 | 410 | 410 | 410 | 410 | 410 | 410 | 410 | 410 | 410 | 410 | 410 | 410 | 410 | 410 | 410 | 410 | 410 | 410 | 410 | 410 | 410 | 410 | 410 | 410 | 410 | 410 | 410 | 410 | 410 | 410 | 410 | 410 | 410 | 410 | 410 | 410 | 410 | 410 | 410 | 410 | 410 | 410 | 410 | 410 | 410 | 410 | 410 | 410 | 410 | 410 | 410 | 410 | 410 | 410 | 410 | 410 | 410 | 410 | 410 | 410 | 410 | 410 | 410 | 410 | 410 | 410 | 410 | 410 | 410 | 410 | 410 | 410 | 410 | 410 | 410 | 410 | 410 | 410 | 410 | 410 | 410 | 410 | 410 | 410 | 410 | 410 | 410 | 410 | 410 | 410 | 410 | 410 | 410 | 410 | 410 | 410 | 410 | 410 | 410 | 410 | 410 | 410 | 410 | 410 | 410 | 410 | 410 | 410 | 410 | 410 | 410 | 410 | 410 | 410 | 410 | 410 | 410 | 410 | 410 | 410 | 410 | 410 | 410 | 410 | 410 | 410 | 410 | 410 | 410 | 410 | 410 | 410 | 410 | 410 | 410 | 410 | 410 | 410 | 410 | 410 | 410 | 410 | 410 | 410 | 410 | 410 | 410 | 410 | 410 | 410 | 410 | 410 | 410 | 410 | 410 | 410 | 410 | 410 | 410 | 410 | 410 | 410 | 410 | 410 | 410 | 410 | 410 | 410 | 410 | 410 | 410 | 410 | 410 | 410 | 410 | 410 | 410 | 410 | 410 | 410 | 410 | 410 | 410 | 410 | 410 | 410 | 410 | 410 | 410 | 410 | 410 | 410 | 410 | 410 | 410 | 410 | 410 | 410 | 410 | 410 | 410 | 410 | 410 | 410 | 410 | 410 | 410 | 410 | 410 | 410 | 410 | 410 | 410 | 410 | 410 | 410 | 410 | 410 | 410 | 410 | 410 | 410 | 410 | 410 | 410 | 410 | 410 | 410 | 410 | 410 | 410 | 410 | 410 | 410 | 410 | 410 | 410 | 410 | 410 | 410 | 410 | 410 | 410 | 410 | 410 | 410 | 410 | 410 | 410 | 410 | 410 | 410 | 410 | 410 | 410 | 410 | 410 | 410 | 410 | 410 | 410 | 410 | 410 | 410 | 410 | 410 | 410 | 410 | 410 | 410 | 410 | 410 | 410 | 410 | 410 | 410 | 410 | 410 | 410 | 410 | 410 | 410 | 410 | 410 | 410 | 410 | 410 | 410 | 410 | 410 | 410 | 410 | 410 | 410 | 410 | 410 | 410 | 410 | 410 | 410 | 410 | 410 | 410 | 410 | 410 | 410 | 410 | 410 | 410 | 410 | 410 | 410 | 410 | 410 | 410 | 410 | 410 | 410 | 410 | 410 | 410 | 410 | 410 | 410 | 410 | 410 | 410 | 410 | 410 | 410 | 410 | 410 | 410 | 410 | 410 | 410 | 410 | 410 | 410 | 410 | 410 | 410 | 410 | 410 | 410 | 410 | 410 | 410 | 410 | 410 | 410 | 410 | 410 | 410 | 410 | 410 | 410 | 410 | 410 | 410 | 410 | 410 | 410 | 410 | 410 | 410 | 410 | 410 | 410 | 410 | 410 | 410 | 410 | 410 | 410 | 410 | 410 | 410 | 410 | 410 | 410 | 410 | 410 | 410 | 410 | 410 | 410 | 410 | 410 | 410 | 410 | 410 | 410 | 410 | 410 | 410 | 410 | 410 | 410 | 410 | 410 | 410 | 410 | 410 | 410 | 410 | 410 | 410 | 410 | 410 | 410 | 410 | 410 | 410 | 410 | 410 | 410 | 410 | 410 | 410 | 410 | 410 | 410 | 410 | 410 | 410 | 410 | 410 | 410 | 410 | 410 | 410 | 410 | 410 | 410 | 410 | 410 | 410 | 410 | 410 | 410 | 410 | 410 | 410 | 410 | 410 | 410 | 410 | 410 | 410 | 410 | 410 | 410 | 410 | 410 | 410 | 410 | 410 | 410 | 410 | 410 | 410 | 410 | 410 | 410 | 410 | 410 | 410 | 410 | 410 | 410 | 410 | 410 | 410 | 410 | 410 | 410 | 410 | 410 | 410 | 410 | 410 | 410 | 410 | 410 | 410 | 410 | 410 | 410 | 410 | 410 | 410 | 410 | 410 | 410 | 410 | 410 | 410 | 410 | 410 | 410 | 410 | 410 | 410 | 410 | 410 | 410 | 410 | 410 | 410 | 410 | 410 | 410 | 410 | 410 | 410 | 410 | 410 | 410 | 410 | 410 | 410 | 410 | 410 | 410 | 410 | 410 | 410 | 410 | 410 | 410 | 410 | 410 | 410 | 410 | 410 | 410 | 410 | 410 | 410 | 410 | 410 | 410 | 410 | 410 | 410 | 410 | 410 | 410 | 410 | 410 | 410 | 410 | 410 | 410 | 410 | 410 | 410 | 410 | 410 | 410 | 410 | 410 | 410 | 410 | 410 | 410 | 410 | 410 | 410 | 410 | 410 | 410 | 410 | 410 | 410 | 410 | 410 | 410 | 410 | 410 | 410 | 410 | 410 | 410 | 410 | 410 | 410 | 410 | 410 | 410 | 410 | 410 | 410 | 410 | 410 | 410 | 410 | 410 | 410 | 410 | 410 | 410 | 410 | 410 | 410 | 410 | 410 | 410 | 410 | 410 | 410 | 410 | 410 | 410 | 410 | 410 | 410 | 410 | 410 | 410 | 410 | 410 | 410 | 410 | 410 | 410 | 410 | 410 | 410 | 410 | 410 | 410 | 410 | 410 | 410 | 410 | 410 | 410 | 410 | 410 | 410 | 410 | 410 | 410 | 410 | 410 | 410 | 410 | 410 | 410 | 410 | 410 | 410 | 410 | 410 | 410 | 410 | 410 | 410 | 410 | 410 | 410 | 410 | 410 | 410 | 410 | 410 | 410 | 410 | 410 | 410 | 410 | 410 | 410 | 410 | 410 | 410 | 410 | 410 | 410 | 410 | 410 | 410 | 410 | 410 | 410 | 410 | 410 | 410 | 410 | 410 | 410 | 410 | 410 | 410 | 410 | 410 | 410 | 410 | 410 | 410 | 410 | 410 | 410 | 410 | 410 | 410 | 410 | 410 | 410 | 410 | 410 | 410 | 410 | 410 | 410 | 410 | 410 | 410 | 410 | 410 | 410 | 410 | 410 | 410 | 410 | 410 | 410 | 410 | 410 | 410 | 410 | 410 | 410 | 410 | 410 | 410 | 410 | 410 | 410 | 410 | 410 | 410 | 410 | 410 | 410 | 410 | 410 | 410 | 410 | 410 | 410 | 410 | 410 | 410 | 410 | 410 | 410 | 410 | 410 | 410 | 410 | 410 | 410 | 410 | 410 | 410 | 410 | 410 | 410 | 410 | 410 | 410 | 410 | 410 | 410 | 410 | 410 | 410 | 410 | 410 | 410 | 410 | 410 | 410 | 410 | 410 | 410 | 410 | 410 | 410 | 410 | 410 | 410 | 410 | 410 | 410 | 410 | 410 | 410 | 410 | 410 | 410 | 410 | 410 | 410 | 410 | 410 | 410 | 410 | 410 | 410 | 410 | 410 | 410 | 410 | 410 | 410 | 410 | 410 | 410 | 410 | 410 | 410 | 410 | 410 | 410 | 410 | 410 | 410 | 410 | 410 | 410 | 410 | 410 | 410 | 410 | 410 | 410 | 410 | 410 | 410 | 410 | 410 | 410 | 410 | 410 | 410 | 410 | 410 | 410 | 410 | 410 | 410 | 410 | 410 | 410 | 410 | 410 | 410 | 410 | 410 | 410 | 410 | 410 | 410 | 410 | 410 | 410 | 410 | 410 | 410 | 410 | 410 | 410 | 410 | 410 | 410 | 410 | 410 | 410 | 410 | 410 | 410 | 410 | 410 | 410 | 410 | 410 | 410 | 410 | 410 | 410 | 410 | 410 | 410 | 410 | 410 | 410 | 410 | 410 | 410 | 410 | 410 | 410 | 410 | 410 | 410 | 410 | 410 | 410 | 410 | 410 | 410 | 410 | 410 | 410 | 410 | 410 | 410 | 410 | 410 | 410 | 410 | 410 | 410 | 410 | 410 | 410 | 410 | 410 | 410 | 410 | 410 | 410 | 410 | 410 | 410 | 410 | 410 | 410 | 410 | 410 | 410 | 410 | 410 | 410 | 410 | 410 | 410 | 410 | 410 | 410 | 410 | 410 | 410 | 410 | 410 | 410 | 410 | 410 | 410 | 410 | 410 | 410 | 410 | 410 | 410 | 410 | 410 | 410 | 410 | 410 | 410 | 410 | 410 | 410 | 410 | 410 | 410 | 410 | 410 | 410 | 410 | 410 | 410 | 410 | 410 | 410 | 410 | 410 | 410 | 410 | 410 | 410 | 410 | 410 | 410 | 410 | 410 | 410 | 410 | 410 | 410 | 410 | 410 | 410 | 410 | 410 | 410 | 410 | 410 | 410 | 410 | 410 | 410 | 410 | 410 | 410 | 410 | 410 | 410 | 410 | 410 | 410 | 410 | 410 | 410 | 410 | 410 | 410 | 410 | 410 | 410 | 410 | 410 | 410 | 410 | 410 | 410 | 410 | 410 | 410 | 410 | 410 | 410 | 410 | 410 | 410 | 410 | 410 | 410 | 410 | 410 | 410 | 410 | 410 | 410 | 410 | 410 | 410 | 410 | 410 | 410 | 410 | 410 | 410 | 410 | 410 | 410 | 410 | 410 | 410 | 410 | 410 | 410 | 410 | 410 | 410 | 410 | 410 | 410 | 410 | 410 | 410 | 410 | 410 | 410 | 410 | 410 | 410 | 410 | 410 | 410 | 410 | 410 | 410 | 410 | 410 | 410 | 410 | 410 | 410 | 410 | 410 | 410 | 410 | 410 | 410 | 410 | 410 | 410 | 410 | 410 | 410 | 410 | 410 | 410 | 410 | 410 | 410 | 410 | 410 | 410 | 410 | 410 | 410 | 410 | 410 | 410 | 410 | 410 | 410 | 410 | 410 | 410 | 410 | 410 | 410 | 410 | 410 | 410 | 410 | 410 | 410 | 410 | 410 | 410 | 410 | 410 | 410 | 410 | 410 | 410 | 410 | 410 | 410 | 410 | 410 | 410 | 410 | 410 | 410 | 410 | 410 | 410 | 410 | 410 | 410 | 410 | 410 | 410 | 410 | 410 | 410 | 410 | 410 | 410 | 410 | 410 | 410 | 410 | 410 | 410 | 410 | 410 | 410 | 410 | 410 | 410 | 410 | 410 | 410 | 410 | 410 | 410 | 410 | 410 | 410 | 410 | 410 | 410 | 410 | 410 | 410 | 410 | 410 | 410 | 410 | 410 | 410 | 410 | 410 | 410 | 410 | 410 | 410 | 410 | 410 | 410 | 410 | 410 | 410 | 410 | 410 | 410 | 410 | 410 | 410 | 410 | 410 | 410 | 410 | 410 | 410 | 410 | 410 | 410 | 410 | 410 | 410 | 410 | 410 | 410 | 410 | 410 | 410 | 410 | 410 | 410 | 410 | 410 | 410 | 410 | 410 | 410 | 410 | 410 | 410 | 410 | 410 | 410 | 410 | 410 | 410 | 410 | 410 | 410 | 410 | 410 | 410 | 410 | 410 | 410 | 410 | 410 | 410 | 410 | 410 | 410 | 410 | 410 | 410 | 410 | 410 | 410 | 410 | 410 | 410 | 410 | 410 | 410 | 410 | 410 | 410 | 410 | 410 | 410 | 410 | 410 | 410 | 410 | 410 | 410 | 410 | 410 | 410 | 410 | 410 | 410 | 410 | 410 | 410 | 410 | 410 | 410 | 410 | 410 | 410 | 410 | 410 | 410 | 410 | 410 | 410 | 410 | 410 | 410 | 410 | 410 | 410 | 410 | 410 | 410 | 410 | 410 | 410 | 410 | 410 | 410 | 410 | 410 | 410 | 410 | 410 | 410 | 410 | 410 | 410 | 410 | 410 | 410 | 410 | 410 | 410 | 410 | 410 | 410 | 410 | 410 | 410 | 410 | 410 | 410 | 410 | 410 | 410 | 410 | 410 | 410 | 410 | 410 | 410 | 410 | 410 | 410 | 410 | 410 | 410 | 410 | 410 | 410 | 410 | 410 | 410 | 410 | 410 | 410 | 410 | 410 | 410 | 410 | 410 | 410 | 410 | 410 | 410 | 410 | 410 | 410 | 410 | 410 | 410 | 410 | 410 | 410 | 410 | 410 | 410 | 410 | 410 | 410 | 410 | 410 | 410 | 410 | 410
Proportion of virions | - | uniform | 0.01 | 0.1 |  | These values are not used by this model | - | 0.093065 | 0.099626 | 0.021495 | 0.017496 | 0.099361 | 0.024082 | 0.090536 | 0.088292 | 0.030153 | 0.077913 | 0.061143 | 0.082369 | 0.07244 | 0.012973 | 0.072139 | 0.063361 | 0.018746 | 0.047051 | 0.082832 | 0.03296 | 0.022696 | 0.036372 | 0.088502 | 0.022236 | 0.016168 | 0.07437 | 0.043599 | 0.059515 | 0.036146 | 0.035778 | 0.058646 | 0.017845 | 0.048842 | 0.076537 | 0.071303 | 0.041691 | 0.054054 | 0.030177 | 0.084198 | 0.058515 | 0.082404 | 0.011349 | 0.064429 | 0.085355 | 0.035514 | 0.016744 | 0.037942 | 0.041886 | 0.030909 | 0.050154 | 0.091097 | 0.03876 | 0.019352 | 0.017283 | 0.016108 | 0.059781 | 0.044971 | 0.0742 | 0.085981 | 0.06658 | 0.037932 | 0.030581 | 0.052881 | 0.057459 | 0.056628 | 0.064825 | 0.054037 | 0.083494 | 0.025017 | 0.031446 | 0.024099 | 0.038936 | 0.020209 | 0.056071 | 0.086831 | 0.091036 | 0.01886 | 0.071151 | 0.043417 | 0.067447 | 0.08893 | 0.058591 | 0.021994 | 0.036127 | 0.070931 | 0.03783 | 0.046277 | 0.097329 | 0.093819 | 0.013963 | 0.039091 | 0.028378 | 0.090347 | 0.051679 | 0.056577 | 0.057611 | 0.065288 | 0.043918 | 0.026238 | 0.061624 | 0.012499 | 0.079383 | 0.080815 | 0.026094 | 0.012503 | 0.01218 | 0.039948 | 0.054338 | 0.097945 | 0.060742 | 0.026543 | 0.0548 | 0.040714 | 0.085752 | 0.092045 | 0.083475 | 0.063243 | 0.061941 | 0.019182 | 0.061856 | 0.091118 | 0.097112 | 0.069859 | 0.077367 | 0.052843 | 0.083522 | 0.051982 | 0.038013 | 0.097639 | 0.071528 | 0.069643 | 0.050074 | 0.086719 | 0.08586 | 0.025228 | 0.040769 | 0.037548 | 0.089632 | 0.044966 | 0.026685 | 0.03243 | 0.060369 | 0.080438 | 0.045843 | 0.023123 | 0.052104 | 0.058499 | 0.010146 | 0.094343 | 0.060262 | 0.02072 | 0.098861 | 0.040619 | 0.099831 | 0.07827 | 0.071746 | 0.080056 | 0.06255 | 0.095819 | 0.074906 | 0.0904 | 0.093752 | 0.029157 | 0.021514 | 0.033554 | 0.022879 | 0.012064 | 0.052777 | 0.03696 | 0.07411 | 0.044 | 0.030012 | 0.091143 | 0.015047 | 0.022231 | 0.067608 | 0.06455 | 0.09761 | 0.084122 | 0.015924 | 0.036192 | 0.034491 | 0.070837 | 0.039749 | 0.053896 | 0.057454 | 0.023466 | 0.088444 | 0.077852 | 0.03278 | 0.095925 | 0.055025 | 0.094537 | 0.034087 | 0.068891 | 0.090167 | 0.050865 | 0.080687 | 0.028396 | 0.05725 | 0.080281 | 0.093777 | 0.095804 | 0.086773 | 0.030478 | 0.04584 | 0.089145 | 0.043092 | 0.055519 | 0.082109 | 0.082767 | 0.037735 | 0.030574 | 0.082165 | 0.068716 | 0.03944 | 0.021683 | 0.07513 | 0.040418 | 0.041149 | 0.057148 | 0.025806 | 0.089265 | 0.061109 | 0.069234 | 0.063253 | 0.064667 | 0.043678 | 0.064045 | 0.096444 | 0.082286 | 0.068223 | 0.09819 | 0.032879 | 0.097461 | 0.040537 | 0.090871 | 0.057701 | 0.01911 | 0.028425 | 0.01101 | 0.096546 | 0.040734 | 0.053189 | 0.035937 | 0.038333 | 0.046548 | 0.078778 | 0.042967 | 0.063339 | 0.077656 | 0.050917 | 0.091087 | 0.038141 | 0.036522 | 0.06817 | 0.058688 | 0.060968 | 0.067315 | 0.075748 | 0.071271 | 0.044165 | 0.05677 | 0.025069 | 0.021724 | 0.075823 | 0.071189 | 0.040057 | 0.072455 | 0.023109 | 0.017024 | 0.070888 | 0.04232 | 0.06722 | 0.052483 | 0.064749 | 0.079619 | 0.043833 | 0.086414 | 0.068718 | 0.084053 | 0.087236 | 0.066103 | 0.089694 | 0.084161 | 0.068679 | 0.058823 | 0.081593 | 0.040546 | 0.081385 | 0.035577 | 0.035809 | 0.030591 | 0.090107 | 0.010014 | 0.026843 | 0.086602 | 0.086541 | 0.09998 | 0.050435 | 0.064618 | 0.026603 | 0.072011 | 0.022432 | 0.066541 | 0.094301 | 0.072472 | 0.091356 | 0.059457 | 0.067811 | 0.062437 | 0.021993 | 0.067312 | 0.047292 | 0.088783 | 0.022971 | 0.028059 | 0.04781 | 0.020958 | 0.065504 | 0.082339 | 0.087452 | 0.051472 | 0.086286 | 0.01591 | 0.083485 | 0.091179 | 0.024542 | 0.033118 | 0.095382 | 0.073958 | 0.051653 | 0.060975 | 0.054676 | 0.070107 | 0.051093 | 0.046553 | 0.01907 | 0.059501 | 0.013852 | 0.035872 | 0.052127 | 0.090363 | 0.032482 | 0.085025 | 0.063205 | 0.059444 | 0.015262 | 0.038907 | 0.083878 | 0.088384 | 0.066379 | 0.084847 | 0.073604 | 0.045857 | 0.022097 | 0.031387 | 0.057781 | 0.090653 | 0.096531 | 0.087792 | 0.046291 | 0.060609 | 0.083193 | 0.010531 | 0.071878 | 0.080656 | 0.036693 | 0.027586 | 0.075162 | 0.01291 | 0.06746 | 0.039139 | 0.023165 | 0.036819 | 0.056607 | 0.096322 | 0.078436 | 0.039875 | 0.095366 | 0.053949 | 0.041176 | 0.067627 | 0.084591 | 0.080159 | 0.058931 | 0.029809 | 0.023643 | 0.01806 | 0.020976 | 0.06134 | 0.050365 | 0.049315 | 0.08653 | 0.040999 | 0.088521 | 0.015818 | 0.016 | 0.042164 | 0.091773 | 0.025046 | 0.041811 | 0.087054 | 0.016815 | 0.060218 | 0.091355 | 0.0425 | 0.055393 | 0.063964 | 0.053546 | 0.055221 | 0.076602 | 0.031432 | 0.026411 | 0.048639 | 0.089064 | 0.07718 | 0.050799 | 0.017587 | 0.020343 | 0.054542 | 0.030042 | 0.047361 | 0.016849 | 0.028369 | 0.086711 | 0.036781 | 0.016163 | 0.072742 | 0.026812 | 0.038164 | 0.097556 | 0.034312 | 0.068891 | 0.058031 | 0.050758 | 0.016897 | 0.012184 | 0.043015 | 0.090202 | 0.012258 | 0.083186 | 0.0326 | 0.031026 | 0.089435 | 0.093692 | 0.062342 | 0.048752 | 0.078486 | 0.016296 | 0.070543 | 0.068728 | 0.060427 | 0.032947 | 0.095377 | 0.032908 | 0.095324 | 0.076442 | 0.085778 | 0.085877 | 0.054655 | 0.025555 | 0.095501 | 0.052329 | 0.079882 | 0.05454 | 0.088231 | 0.051596 | 0.017063 | 0.038311 | 0.041059 | 0.08776 | 0.083667 | 0.020967 | 0.071701 | 0.084009 | 0.085841 | 0.037443 | 0.057209 | 0.065783 | 0.072287 | 0.033349 | 0.099711 | 0.083242 | 0.051254 | 0.071987 | 0.094524 | 0.074556 | 0.092679 | 0.069601 | 0.030312 | 0.017606 | 0.087279 | 0.069151 | 0.027327 | 0.037345 | 0.032288 | 0.037267 | 0.088282 | 0.094524 | 0.036843 | 0.093739 | 0.066342 | 0.017401 | 0.033885 | 0.01563 | 0.020115 | 0.037959 | 0.042611 | 0.038166 | 0.077066 | 0.055076 | 0.094476 | 0.051013 | 0.041556 | 0.076641 | 0.095033 | 0.027615 | 0.031446 | 0.056564 | 0.041003 | 0.062758 | 0.032656 | 0.097848 | 0.039203 | 0.063966 | 0.085978 | 0.081615 | 0.085397 | 0.05848 | 0.027452 | 0.096369 | 0.056214 | 0.040488 | 0.053614 | 0.023693 | 0.019909 | 0.016452 | 0.044627 | 0.091497 | 0.011573 | 0.080851 | 0.092157 | 0.015897 | 0.033876 | 0.030554 | 0.086607 | 0.075404 | 0.050861 | 0.04771 | 0.044215 | 0.07179 | 0.088498 | 0.090404 | 0.065267 | 0.02613 | 0.079849 | 0.060718 | 0.049854 | 0.080408 | 0.024006 | 0.058855 | 0.017955 | 0.052735 | 0.042118 | 0.055885 | 0.029355 | 0.090062 | 0.084663 | 0.042232 | 0.011517 | 0.059312 | 0.034627 | 0.056076 | 0.083071 | 0.018634 | 0.047197 | 0.065722 | 0.084628 | 0.050858 | 0.032076 | 0.066938 | 0.080417 | 0.05751 | 0.010981 | 0.053137 | 0.050863 | 0.015322 | 0.065956 | 0.028149 | 0.065167 | 0.075986 | 0.059603 | 0.073486 | 0.086071 | 0.085124 | 0.058994 | 0.061406 | 0.067736 | 0.075996 | 0.064098 | 0.013525 | 0.079622 | 0.086068 | 0.011713 | 0.067691 | 0.053739 | 0.033497 | 0.07879 | 0.090197 | 0.035242 | 0.039269 | 0.083431 | 0.02617 | 0.039563 | 0.023715 | 0.091293 | 0.0152 | 0.041711 | 0.061112 | 0.072723 | 0.039253 | 0.098225 | 0.022463 | 0.080432 | 0.056827 | 0.086371 | 0.031045 | 0.093466 | 0.013427 | 0.03827 | 0.053124 | 0.045606 | 0.021314 | 0.016766 | 0.046419 | 0.043481 | 0.03709 | 0.095479 | 0.053835 | 0.037025 | 0.02137 | 0.067274 | 0.040658 | 0.084505 | 0.086029 | 0.015805 | 0.096749 | 0.012384 | 0.084349 | 0.014666 | 0.083302 | 0.079701 | 0.043274 | 0.01172 | 0.012332 | 0.025358 | 0.093399 | 0.028529 | 0.093464 | 0.09573 | 0.055008 | 0.035476 | 0.079122 | 0.04139 | 0.094758 | 0.062604 | 0.03811 | 0.029525 | 0.010591 | 0.023797 | 0.043567 | 0.067715 | 0.026363 | 0.065365 | 0.082157 | 0.086229 | 0.064965 | 0.054381 | 0.060324 | 0.019814 | 0.012616 | 0.048384 | 0.082342 | 0.026392 | 0.034768 | 0.075895 | 0.026569 | 0.045656 | 0.04604 | 0.098815 | 0.096905 | 0.092586 | 0.045083 | 0.083676 | 0.076674 | 0.083566 | 0.05891 | 0.03888 | 0.044734 | 0.023839 | 0.042347 | 0.074691 | 0.073985 | 0.070571 | 0.087407 | 0.039077 | 0.063667 | 0.027903 | 0.017562 | 0.01242 | 0.063952 | 0.029699 | 0.015171 | 0.011842 | 0.077502 | 0.017492 | 0.051525 | 0.067807 | 0.049137 | 0.092529 | 0.081508 | 0.050465 | 0.097085 | 0.012321 | 0.086003 | 0.046073 | 0.033441 | 0.07435 | 0.022586 | 0.013701 | 0.032171 | 0.086184 | 0.036096 | 0.070325 | 0.016484 | 0.097294 | 0.012928 | 0.029314 | 0.080012 | 0.071343 | 0.07974 | 0.060013 | 0.094059 | 0.070757 | 0.052709 | 0.012985 | 0.014177 | 0.041879 | 0.069444 | 0.077375 | 0.046991 | 0.083025 | 0.092134 | 0.098748 | 0.042656 | 0.042579 | 0.072923 | 0.013867 | 0.088057 | 0.03746 | 0.060229 | 0.046089 | 0.058683 | 0.084334 | 0.026997 | 0.086151 | 0.061877 | 0.091134 | 0.086145 | 0.040122 | 0.043534 | 0.020623 | 0.089667 | 0.043485 | 0.047795 | 0.03848 | 0.093381 | 0.024673 | 0.095764 | 0.079986 | 0.022813 | 0.093829 | 0.034148 | 0.054185 | 0.091694 | 0.033352 | 0.080408 | 0.050192 | 0.0317 | 0.03583 | 0.080919 | 0.099519 | 0.025997 | 0.013066 | 0.065615 | 0.093542 | 0.071376 | 0.096179 | 0.016121 | 0.050254 | 0.092907 | 0.095452 | 0.099449 | 0.045553 | 0.014889 | 0.014439 | 0.027463 | 0.088487 | 0.096354 | 0.020977 | 0.031881 | 0.053269 | 0.08163 | 0.02096 | 0.049053 | 0.056057 | 0.07992 | 0.041085 | 0.054041 | 0.065289 | 0.08061 | 0.07403 | 0.060167 | 0.057567 | 0.016821 | 0.050708 | 0.019655 | 0.051944 | 0.078287 | 0.058942 | 0.017498 | 0.088054 | 0.082085 | 0.048292 | 0.056264 | 0.061894 | 0.05466 | 0.020843 | 0.08912 | 0.012799 | 0.046115 | 0.044946 | 0.05888 | 0.085465 | 0.012351 | 0.071297 | 0.01554 | 0.082249 | 0.015346 | 0.078544 | 0.073819 | 0.057936 | 0.046228 | 0.067372 | 0.052075 | 0.066956 | 0.065203 | 0.035975 | 0.046167 | 0.029443 | 0.023739 | 0.034361 | 0.098851 | 0.037851 | 0.017215 | 0.018983 | 0.017165 | 0.081243 | 0.090109 | 0.032659 | 0.041227 | 0.04018 | 0.0674 | 0.096865 | 0.060844 | 0.090987 | 0.089445 | 0.061184 | 0.038834 | 0.020991 | 0.014752 | 0.020514 | 0.074774 | 0.047983 | 0.088188 | 0.068277 | 0.032129 | 0.023082 | 0.066413 | 0.027131 | 0.09779 | 0.068624 | 0.037988 | 0.065822 | 0.032272 | 0.090753 | 0.098018 | 0.02891 | 0.092164 | 0.042735 | 0.023894 | 0.025171 | 0.051497 | 0.05058 | 0.095479 | 0.020185 | 0.071395 | 0.040107 | 0.04175 | 0.016014 | 0.034676 | 0.031713 | 0.010738 | 0.057794 | 0.093603 | 0.097636 | 0.093117 | 0.099074 | 0.077575 | 0.07133 | 0.073766 | 0.074807 | 0.013937 | 0.08457 | 0.04972 | 0.055346 | 0.094511 | 0.021438 | 0.03228 | 0.062293 | 0.023083 | 0.038119 | 0.061899 | 0.043752 | 0.053572 | 0.046278 | 0.016633 | 0.03987 | 0.09815 | 0.087672 | 0.048821 | 0.057655 | 0.010582 | 0.047796 | 0.09094 | 0.048232 | 0.05203 | 0.041606 | 0.052517 | 0.081521 | 0.07283 | 0.081624 | 0.010885 | 0.047235 | 0.061563 | 0.045242 | 0.075284 | 0.099482 | 0.083386 | 0.021199 | 0.08934 | 0.069335 | 0.068621 | 0.045709 | 0.056236 | 0.028012 | 0.057784 | 0.070312 | 0.017055 | 0.061921 | 0.081483 | 0.053855 | 0.092121 | 0.087865 | 0.0355 | 0.079557 | 0.033834 | 0.075491 | 0.060799 | 0.060706 | 0.054338 | 0.011232 | 0.030934 | 0.084358 | 0.055013 | 0.055999 | 0.043891 | 0.099175 | 0.014115 | 0.022272 | 0.020312 | 0.022312 | 0.091452 | 0.068094 | 0.093124 | 0.06808 | 0.058151 | 0.041173 | 0.022111 | 0.034413 | 0.041364 | 0.038658 | 0.057049 | 0.091067 | 0.054837 | 0.017635 | 0.042134 | 0.076988 | 0.034285 | 0.089206 | 0.084082 | 0.021264 | 0.091002 | 0.082201 | 0.023155 | 0.081971 | 0.043164 | 0.05257 | 0.027666 | 0.03606 | 0.099759 | 0.096703 | 0.08205 | 0.066111 | 0.079148 | 0.076003 | 0.076272 | 0.09729 | 0.03787 | 0.020603 | 0.024936 | 0.068097 | 0.026626 | 0.074784 | 0.098018 | 0.028275 | 0.099391 | 0.043536 | 0.03415 | 0.048542 | 0.082779 | 0.083801 | 0.072 | 0.038043 | 0.092069 | 0.04144 | 0.097613 | 0.088742 | 0.098458 | 0.01828 | 0.073128 | 0.087225 | 0.093139 | 0.09359 | 0.010535 | 0.017874 | 0.096748 | 0.080664 | 0.083103 | 0.093066 | 0.095204 | 0.034675 | 0.081506 | 0.098067 | 0.016207 | 0.053735 | 0.073258 | 0.016743 | 0.093406 | 0.046484 | 0.055182 | 0.042184 | 0.073413 | 0.069752 | 0.073615 | 0.040072 | 0.09624 | 0.037325 | 0.083057 | 0.025132 | 0.038413 | 0.028654 | 0.063293 | 0.053767 | 0.027801 | 0.059519 | 0.053149 | 0.053752 | 0.061996 | 0.023916 | 0.079049 | 0.052484 | 0.020899 | 0.05742 | 0.045326 | 0.029673 | 0.049198 | 0.095259 | 0.092496 | 0.089102 | 0.08717 | 0.023741 | 0.063275 | 0.014795 | 0.024888 | 0.070508 | 0.071288 | 0.0135 | 0.066826 | 0.012177 | 0.088971 | 0.029562 | 0.027166 | 0.047783 | 0.018496 | 0.059647 | 0.029756 | 0.062263 | 0.065392 | 0.08964 | 0.041575 | 0.069739 | 0.0727 | 0.079113 | 0.089038 | 0.028504 | 0.078651 | 0.029135 | 0.093781 | 0.019998 | 0.043163 | 0.038699 | 0.045287 | 0.094332 | 0.014013 | 0.050698 | 0.027786 | 0.057077 | 0.01342 | 0.054247 | 0.058291 | 0.068164 | 0.064465 | 0.036652 | 0.010753 | 0.0655 | 0.042068 | 0.028823 | 0.034483 | 0.049188 | 0.082822 | 0.041071 | 0.086549 | 0.099871 | 0.0163 | 0.095747 | 0.04866 | 0.063858 | 0.093437 | 0.010287 | 0.023742 | 0.053982 | 0.090452 | 0.077845 | 0.057987 | 0.055932 | 0.091616 | 0.071415 | 0.08826 | 0.067333 | 0.078926 | 0.015939 | 0.065916 | 0.036257 | 0.051036 | 0.057539 | 0.038171 | 0.062216 | 0.087781 | 0.089588 | 0.016069 | 0.010811 | 0.051593 | 0.039987 | 0.057235 | 0.056012 | 0.075899 | 0.037543 | 0.094644 | 0.014954 | 0.081418 | 0.050078 | 0.04869 | 0.09178 | 0.05688 | 0.088491 | 0.011991 | 0.079223 | 0.02103 | 0.069765 | 0.017121 | 0.056372 | 0.045249 | 0.065508 | 0.038286 | 0.078763 | 0.097641 | 0.074371 | 0.075747 | 0.073272 | 0.021491 | 0.013874 | 0.073833 | 0.061484 | 0.031595 | 0.018074 | 0.045908 | 0.086903 | 0.060356 | 0.022138 | 0.02497 | 0.068825 | 0.067202 | 0.02209 | 0.081418 | 0.07784 | 0.01663 | 0.02038 | 0.096379 | 0.060793 | 0.037338 | 0.078964 | 0.051568 | 0.051957 | 0.059095 | 0.050143 | 0.051196 | 0.038542 | 0.028266 | 0.015302 | 0.069848 | 0.04574 | 0.015022 | 0.021238 | 0.089437 | 0.096971 | 0.060338 | 0.07787 | 0.034334 | 0.026575 | 0.029404 | 0.077694 | 0.044428 | 0.073957 | 0.063816 | 0.041194 | 0.051263 | 0.032575 | 0.086858 | 0.093297 | 0.098052 | 0.019593 | 0.052948 | 0.019787 | 0.051444 | 0.091827 | 0.013357 | 0.051569 | 0.05983 | 0.062603 | 0.047236 | 0.089385 | 0.039471 | 0.095395 | 0.032362 | 0.058207 | 0.060616 | 0.029674 | 0.052274 | 0.021411 | 0.062666 | 0.016353 | 0.020301 | 0.097846 | 0.096018 | 0.067427 | 0.091413 | 0.044499 | 0.057439 | 0.047101 | 0.086412 | 0.083749 | 0.085027 | 0.056275 | 0.077674 | 0.020951 | 0.095625 | 0.036003 | 0.06419 | 0.092894 | 0.042929 | 0.01502 | 0.057024 | 0.046949 | 0.086512 | 0.032715 | 0.084772 | 0.020963 | 0.020064 | 0.077994 | 0.088994 | 0.083012 | 0.061142 | 0.068306 | 0.072869 | 0.082556 | 0.016453 | 0.068666 | 0.047907 | 0.010127 | 0.028989 | 0.094831 | 0.077261 | 0.019215 | 0.010465 | 0.083259 | 0.040579 | 0.079677 | 0.098477 | 0.021882 | 0.032548 | 0.09323 | 0.098418 | 0.097022 | 0.096076 | 0.016248 | 0.074201 | 0.078341 | 0.046012 | 0.090823 | 0.035422 | 0.016301 | 0.095946 | 0.048271 | 0.028538 | 0.073202 | 0.066301 | 0.044447 | 0.010848 | 0.052899 | 0.097524 | 0.027111 | 0.022002 | 0.08783 | 0.058295 | 0.09848 | 0.04759 | 0.071513 | 0.097943 | 0.062669 | 0.053618 | 0.061096 | 0.071762 | 0.014002 | 0.064743 | 0.083384 | 0.080816 | 0.011269 | 0.063544 | 0.010819 | 0.093336 | 0.053347 | 0.047022 | 0.068691 | 0.02555 | 0.061222 | 0.081948 | 0.026713 | 0.077533 | 0.039995 | 0.08859 | 0.067458 | 0.023637 | 0.011069 | 0.067198 | 0.085904 | 0.083633 | 0.027676 | 0.021922 | 0.067477 | 0.090518 | 0.071927 | 0.010586 | 0.080376 | 0.095437 | 0.05325 | 0.053023 | 0.088011 | 0.080746 | 0.093932 | 0.093044 | 0.053324 | 0.051513 | 0.05264 | 0.011562 | 0.014819 | 0.080677 | 0.07956 | 0.01337 | 0.081306 | 0.062235 | 0.076044 | 0.057078 | 0.06471 | 0.055383 | 0.045412 | 0.090176 | 0.024201 | 0.095517 | 0.07697 | 0.081808 | 0.055027 | 0.077277 | 0.052178 | 0.028798 | 0.049606 | 0.034472 | 0.044982 | 0.081219 | 0.056271 | 0.016925 | 0.081497 | 0.043548 | 0.091397 | 0.060043 | 0.013003 | 0.096347 | 0.045622 | 0.06621 | 0.083783 | 0.012753 | 0.045966 | 0.07583 | 0.013406 | 0.05849 | 0.06301 | 0.024616 | 0.083401 | 0.067588 | 0.073181 | 0.078717 | 0.081519 | 0.041925 | 0.053869 | 0.083782 | 0.094404 | 0.043113 | 0.083731 | 0.099465 | 0.06997 | 0.035409 | 0.095088 | 0.0862 | 0.089215 | 0.012571 | 0.074141 | 0.024086 | 0.07016 | 0.097383 | 0.076361 | 0.02922 | 0.013653 | 0.070322 | 0.048967 | 0.054428 | 0.095361 | 0.034657 | 0.066515 | 0.049883 | 0.036403 | 0.090783 | 0.018336 | 0.054611 | 0.072799 | 0.033729 | 0.089804 | 0.083196 | 0.075989 | 0.012952 | 0.059103 | 0.058162 | 0.057329 | 0.018546 | 0.085049 | 0.067155 | 0.076624 | 0.072348 | 0.062338 | 0.016412 | 0.075205 | 0.010757 | 0.041988 | 0.073691 | 0.037982 | 0.045092 | 0.055868 | 0.026255 | 0.079794 | 0.059769 | 0.046592 | 0.022644 | 0.034195 | 0.013864 | 0.057481 | 0.06921 | 0.086402 | 0.098429 | 0.031452 | 0.061887 | 0.04619 | 0.090243 | 0.072974 | 0.046279 | 0.023795 | 0.096334 | 0.094877 | 0.089913 | 0.079612 | 0.053259 | 0.092136 | 0.040558 | 0.033269 | 0.028625 | 0.012889 | 0.012881 | 0.039663 | 0.020175 | 0.042074 | 0.077548 | 0.079792 | 0.0709 | 0.013534 | 0.099109 | 0.078613 | 0.057744 | 0.035865 | 0.039437 | 0.064862 | 0.028941 | 0.045756 | 0.04753 | 0.066744 | 0.02215 | 0.052667 | 0.014571 | 0.097688 | 0.01498 | 0.033506 | 0.057094 | 0.055756 | 0.024921 | 0.09876 | 0.012071 | 0.055841 | 0.096195 | 0.015432 | 0.067863 | 0.085164 | 0.025437 | 0.025494 | 0.013292 | 0.065042 | 0.049921 | 0.044184 | 0.076365 | 0.087938 | 0.012159 | 0.07316 | 0.011183 | 0.047706 | 0.058934 | 0.077949 | 0.048207 | 0.039013 | 0.075579 | 0.038575 | 0.048965 | 0.047612 | 0.019137 | 0.045802 | 0.088889 | 0.035951 | 0.068173 | 0.020687 | 0.018775 | 0.078864 | 0.086431 | 0.059628 | 0.069417 | 0.035453 | 0.073115 | 0.013724 | 0.025751 | 0.089939 | 0.015785 | 0.081439 | 0.039914 | 0.065695 | 0.062131 | 0.044439 | 0.044308 | 0.095078 | 0.029372 | 0.050768 | 0.01497 | 0.099084 | 0.039943 | 0.046933 | 0.058428 | 0.013157 | 0.088193 | 0.091104 | 0.054052 | 0.086909 | 0.073894 | 0.091603 | 0.052007 | 0.041738 | 0.039362 | 0.090808 | 0.069489 | 0.069915 | 0.037297 | 0.060701 | 0.018367 | 0.040622 | 0.016256 | 0.077402 | 0.040415 | 0.058906 | 0.0921 | 0.072952 | 0.026619 | 0.021713 | 0.022086 | 0.090417 | 0.031955 | 0.042524 | 0.069088 | 0.073411 | 0.037535 | 0.074095 | 0.059701 | 0.082993 | 0.034899 | 0.039208 | 0.070243 | 0.081577 | 0.049897 | 0.08074 | 0.027805 | 0.068272 | 0.025236 | 0.034593 | 0.075049 | 0.07399 | 0.083509 | 0.080112 | 0.07152 | 0.068499 | 0.054326 | 0.028519 | 0.063995 | 0.043147 | 0.026253 | 0.021321 | 0.09466 | 0.06137 | 0.074746 | 0.092031 | 0.076814 | 0.072048 | 0.088763 | 0.082438 | 0.081634 | 0.068365 | 0.033753 | 0.011219 | 0.049984 | 0.075359 | 0.031723 | 0.080184 | 0.078268 | 0.017352 | 0.011934 | 0.087416 | 0.055016 | 0.095384 | 0.080296 | 0.034418 | 0.076044 | 0.045171 | 0.043967 | 0.019448 | 0.047416 | 0.013779 | 0.068002 | 0.092628 | 0.025608 | 0.022536 | 0.056888 | 0.050022 | 0.018862 | 0.093899 | 0.051566 | 0.076409 | 0.032195 | 0.010739 | 0.068763 | 0.070996 | 0.037069 | 0.059375 | 0.018944 | 0.05767 | 0.028736 | 0.022428 | 0.055367 | 0.020213 | 0.078549 | 0.051697 | 0.056774 | 0.055013 | 0.099532 | 0.079256 | 0.087756 | 0.073673 | 0.01829 | 0.02924 | 0.081857 | 0.032467 | 0.012255 | 0.078853 | 0.051243 | 0.06002 | 0.097532 | 0.096274 | 0.093956 | 0.034408 | 0.045146 | 0.059767 | 0.047952 | 0.061871 | 0.09968 | 0.057482 | 0.015078 | 0.087779 | 0.079614 | 0.069352 | 0.01269 | 0.054408 | 0.091212 | 0.045572 | 0.096366 | 0.051637 | 0.014548 | 0.038105 | 0.055759 | 0.010357 | 0.079459 | 0.054847 | 0.085655 | 0.033825 | 0.081608 | 0.095461 | 0.085942 | 0.077045 | 0.035061 | 0.051953 | 0.022601 | 0.081376 | 0.093351 | 0.055809 | 0.066733 | 0.039551 | 0.029161 | 0.015771 | 0.010442 | 0.029665 | 0.05553 | 0.095907 | 0.096528 | 0.076294 | 0.050596 | 0.090194 | 0.078922 | 0.071224 | 0.035184 | 0.092047 | 0.031525 | 0.039375 | 0.046209 | 0.076335 | 0.024001 | 0.01914 | 0.073153 | 0.058072 | 0.040833 | 0.028458 | 0.064442 | 0.042377 | 0.071428 | 0.046432 | 0.056981 | 0.076478 | 0.080089 | 0.020653 | 0.01413 | 0.04682 | 0.052341 | 0.01533 | 0.098918 | 0.087983 | 0.064316 | 0.093379 | 0.062717 | 0.044335 | 0.057537 | 0.055019 | 0.060265 | 0.038575 | 0.063749 | 0.059604 | 0.016628 | 0.030905 | 0.058843 | 0.067418 | 0.06645 | 0.041325 | 0.083253 | 0.027681 | 0.093459 | 0.053335 | 0.082153 | 0.036115 | 0.030067 | 0.049729 | 0.066818 | 0.078712 | 0.085752 | 0.063298 | 0.069008 | 0.033662 | 0.099425 | 0.092101 | 0.078371 | 0.042882 | 0.086013 | 0.047878 | 0.086848 | 0.033749 | 0.03606 | 0.016757 | 0.086867 | 0.098745 | 0.093067 | 0.042413 | 0.073386 | 0.091536 | 0.017951 | 0.078317 | 0.090366 | 0.071415 | 0.054251 | 0.092535 | 0.045635 | 0.060586 | 0.036713 | 0.047568 | 0.018288 | 0.077288 | 0.047736 | 0.053301 | 0.071978 | 0.080405 | 0.053767 | 0.016248 | 0.058162 | 0.02343 | 0.055602 | 0.023726 | 0.012038 | 0.044432 | 0.077104 | 0.025279 | 0.048298 | 0.067928 | 0.080124 | 0.0949 | 0.091039 | 0.020667 | 0.046808 | 0.075842 | 0.020042 | 0.079042 | 0.038369 | 0.063216 | 0.08513 | 0.023509 | 0.085244 | 0.098347 | 0.07799 | 0.026616 | 0.091783 | 0.047137 | 0.08767 | 0.081697 | 0.032209 | 0.087136 | 0.062341 | 0.041741 | 0.0412 | 0.015007 | 0.031283 | 0.036755 | 0.086472 | 0.01565 | 0.017219 | 0.093179 | 0.028295 | 0.078193 | 0.08877 | 0.044438 | 0.095937 | 0.073818 | 0.071952 | 0.057145 | 0.063199 | 0.071518 | 0.095283 | 0.039373 | 0.047875 | 0.092077 | 0.095939 | 0.050269 | 0.022713 | 0.028625 | 0.039683 | 0.074905 | 0.052622 | 0.019624 | 0.024068 | 0.026176 | 0.06873 | 0.0504 | 0.018398 | 0.09447 | 0.084729 | 0.071483 | 0.033561 | 0.079395 | 0.095425 | 0.059865 | 0.046352 | 0.056217 | 0.061484 | 0.055533 | 0.044064 | 0.053263 | 0.045002 | 0.061783 | 0.081235 | 0.084623 | 0.045805 | 0.08341 | 0.028138 | 0.058937 | 0.099649 | 0.076521 | 0.029538 | 0.012144 | 0.038989 | 0.019504 | 0.058559 | 0.016618 | 0.064077 | 0.018757 | 0.063354 | 0.088221 | 0.016084 | 0.080789 | 0.054956 | 0.081027 | 0.052756 | 0.073091 | 0.031008 | 0.030591 | 0.051287 | 0.045301 | 0.01913 | 0.035296 | 0.079143 | 0.047943 | 0.04011 | 0.062085 | 0.078747 | 0.06937 | 0.040011 | 0.033712 | 0.015165 | 0.02401 | 0.065341 | 0.071989 | 0.082512 | 0.059674 | 0.024644 | 0.064917 | 0.023219 | 0.029401 | 0.023689 | 0.092959 | 0.075575 | 0.09279 | 0.047297 | 0.077294 | 0.048974 | 0.077243 | 0.065999 | 0.063243 | 0.018532 | 0.022688 | 0.034449 | 0.088169 | 0.027359 | 0.050464 | 0.016399 | 0.019445 | 0.054146 | 0.017967 | 0.099299 | 0.029454 | 0.042169 | 0.014829 | 0.044291 | 0.063693 | 0.014989 | 0.097369 | 0.028653 | 0.047611 | 0.062366 | 0.084605 | 0.054335 | 0.018085 | 0.093301 | 0.061716 | 0.083364 | 0.045177 | 0.027952 | 0.084906 | 0.043988 | 0.071107 | 0.033861 | 0.057143 | 0.023349 | 0.068795 | 0.076765 | 0.010309 | 0.059989 | 0.065732 | 0.077083 | 0.057238 | 0.065639 | 0.047582 | 0.022998 | 0.092626 | 0.054143 | 0.081945 | 0.034924 | 0.023534 | 0.031942 | 0.096104 | 0.086291 | 0.051724 | 0.022148 | 0.043889 | 0.051919 | 0.063553 | 0.018331 | 0.06561 | 0.099418 | 0.095037 | 0.071876 | 0.064622 | 0.089931 | 0.024679 | 0.061693 | 0.031045 | 0.011672 | 0.01302 | 0.034031 | 0.029398 | 0.085474 | 0.031476 | 0.087056 | 0.08867 | 0.040297 | 0.093754 | 0.025551 | 0.031695 | 0.011106 | 0.035476 | 0.06798 | 0.068763 | 0.045175 | 0.050665 | 0.083203 | 0.019542 | 0.069632 | 0.087697 | 0.062359 | 0.049164 | 0.066438 | 0.074929 | 0.06403 | 0.065685 | 0.060061 | 0.033676 | 0.044997 | 0.051262 | 0.030273 | 0.087234 | 0.067087 | 0.093235 | 0.051062 | 0.081039 | 0.043564 | 0.059862 | 0.068602 | 0.040656 | 0.078535 | 0.070688 | 0.051902 | 0.057589 | 0.054549 | 0.098887 | 0.034451 | 0.070571 | 0.069631 | 0.056608 | 0.082263 | 0.08433 | 0.053807 | 0.081894 | 0.068583 | 0.049741 | 0.060361 | 0.035358 | 0.050208 | 0.072983 | 0.079287 | 0.089095 | 0.056586 | 0.023394 | 0.068612 | 0.058465 | 0.047692 | 0.082111 | 0.050669 | 0.045962 | 0.043927 | 0.090711 | 0.059202 | 0.058078 | 0.063091 | 0.072909 | 0.049087 | 0.048285 | 0.07079 | 0.072794 | 0.07516 | 0.072503 | 0.016654 | 0.064312 | 0.071202 | 0.083507 | 0.038452 | 0.096443 | 0.075126 | 0.078563 | 0.038968 | 0.08593 | 0.093321 | 0.081229 | 0.095462 | 0.039638 | 0.082481 | 0.062337 | 0.036122 | 0.021727 | 0.074893 | 0.010784 | 0.038323 | 0.087962 | 0.014455 | 0.023575 | 0.042939 | 0.093751 | 0.046583 | 0.086944 | 0.035714 | 0.079339 | 0.090262 | 0.093099 | 0.037367 | 0.061495 | 0.05838 | 0.014589 | 0.033339 | 0.02435 | 0.09364 | 0.089027 | 0.022327 | 0.032265 | 0.087079 | 0.082146 | 0.042589 | 0.087453 | 0.078337 | 0.037492 | 0.073221 | 0.030815 | 0.068158 | 0.024357 | 0.077752 | 0.084273 | 0.032764 | 0.059887 | 0.07312 | 0.061108 | 0.01434 | 0.020036 | 0.096226 | 0.025972 | 0.022004 | 0.015842 | 0.047543 | 0.029755 | 0.057433 | 0.067879 | 0.013309 | 0.036557 | 0.027474 | 0.047705 | 0.014874 | 0.039533 | 0.059158 | 0.055198 | 0.081547 | 0.07246 | 0.04525 | 0.068289 | 0.078073 | 0.018256 | 0.059197 | 0.017321 | 0.062111 | 0.010152 | 0.067264 | 0.010924 | 0.042055 | 0.023095 | 0.041988 | 0.063257 | 0.054366 | 0.087211 | 0.026179 | 0.03468 | 0.030323 | 0.061201 | 0.084562 | 0.067472 | 0.047583 | 0.088994 | 0.085562 | 0.021969 | 0.059127 | 0.036211 | 0.015774 | 0.03205 | 0.077136 | 0.076809 | 0.093727 | 0.010188 | 0.091202 | 0.012528 | 0.067708 | 0.027394 | 0.011311 | 0.05911 | 0.06814 | 0.069436 | 0.03694 | 0.017972 | 0.05584 | 0.030625 | 0.084933 | 0.02114 | 0.014961 | 0.020039 | 0.090062 | 0.085738 | 0.051978 | 0.015183 | 0.052674 | 0.014951 | 0.020072 | 0.026874 | 0.091863 | 0.028156 | 0.078877 | 0.039969 | 0.037668 | 0.038027 | 0.051271 | 0.071837 | 0.076195 | 0.039282 | 0.081087 | 0.064775 | 0.059339 | 0.011639 | 0.069456 | 0.048245 | 0.084602 | 0.037146 | 0.055342 | 0.062739 | 0.054401 | 0.032614 | 0.039038 | 0.098429 | 0.068108 | 0.096712 | 0.072932 | 0.09282 | 0.044578 | 0.090348 | 0.031848 | 0.099751 | 0.097033 | 0.072255 | 0.052499 | 0.011136 | 0.014477 | 0.034046 | 0.061189 | 0.038445 | 0.099667 | 0.097969 | 0.05964 | 0.035017 | 0.02849 | 0.031522 | 0.093106 | 0.038898 | 0.099928 | 0.076739 | 0.060432 | 0.046698 | 0.085601 | 0.05219 | 0.035109 | 0.083599 | 0.084651 | 0.079251 | 0.074013 | 0.079365 | 0.080962 | 0.049526 | 0.036271 | 0.080912 | 0.084967 | 0.037552 | 0.061381 | 0.052792 | 0.011564 | 0.028413 | 0.025718 | 0.017429 | 0.065196 | 0.018501 | 0.061334 | 0.024313 | 0.091424 | 0.076269 | 0.086975 | 0.069716 | 0.014832 | 0.062051 | 0.026606 | 0.045748 | 0.025591 | 0.070982 | 0.029103 | 0.09473 | 0.020071 | 0.089212 | 0.05477 | 0.08365 | 0.031395 | 0.028194 | 0.061689 | 0.055459 | 0.062758 | 0.067214 | 0.066773 | 0.045244 | 0.0856 | 0.046842 | 0.025165 | 0.069641 | 0.051117 | 0.054074 | 0.081287 | 0.065404 | 0.067264 | 0.038382 | 0.038384 | 0.077548 | 0.041657 | 0.095825 | 0.038937 | 0.039239 | 0.067451 | 0.073423 | 0.086002 | 0.098078 | 0.063194 | 0.015821 | 0.05863 | 0.043253 | 0.049151 | 0.094459 | 0.044973 | 0.010907 | 0.089778 | 0.065417 | 0.084209 | 0.042658 | 0.012539 | 0.011688 | 0.02637 | 0.065145 | 0.056958 | 0.066144 | 0.038269 | 0.010081 | 0.029331 | 0.041102 | 0.081334 | 0.096221 | 0.012697 | 0.034878 | 0.028829 | 0.085013 | 0.089506 | 0.068185 | 0.097681 | 0.069915 | 0.086063 | 0.048804 | 0.020123 | 0.08283 | 0.063325 | 0.031284 | 0.033573 | 0.035819 | 0.01014 | 0.042094 | 0.052072 | 0.092596 | 0.056403 | 0.040513 | 0.077675 | 0.014175 | 0.030953 | 0.076572 | 0.057757 | 0.028266 | 0.045411 | 0.019229 | 0.054862 | 0.087277 | 0.079577 | 0.090181 | 0.041564 | 0.061872 | 0.092512 | 0.06599 | 0.049939 | 0.04969 | 0.054393 | 0.055779 | 0.042377 | 0.09815 | 0.020116 | 0.041419 | 0.020638 | 0.02481 | 0.030935 | 0.032652 | 0.032288 | 0.029211 | 0.02319 | 0.078951 | 0.043185 | 0.084966 | 0.058556 | 0.07892 | 0.035045 | 0.095911 | 0.094744 | 0.031726 | 0.090931 | 0.029266 | 0.041081 | 0.04086 | 0.08737 | 0.06738 | 0.035348 | 0.035787 | 0.0289 | 0.011854 | 0.041261 | 0.062141 | 0.095212 | 0.045829 | 0.058792 | 0.014166 | 0.030254 | 0.040503 | 0.045172 | 0.029588 | 0.017033 | 0.087295 | 0.06798 | 0.084394 | 0.021678 | 0.073283 | 0.050614 | 0.040459 | 0.094267 | 0.074757 | 0.013933 | 0.046877 | 0.066238 | 0.093423 | 0.039866 | 0.028888 | 0.033547 | 0.030568 | 0.085093 | 0.046987 | 0.026391 | 0.058158 | 0.018326 | 0.07502 | 0.094358 | 0.096383 | 0.06223 | 0.0194 | 0.078331 | 0.06816 | 0.089867 | 0.074814 | 0.054143 | 0.02429 | 0.051238 | 0.014106 | 0.039543 | 0.078871 | 0.03499 | 0.060157 | 0.015273 | 0.082018 | 0.077816 | 0.085838 | 0.060485 | 0.018203 | 0.027415 | 0.055056 | 0.014778 | 0.020313 | 0.070636 | 0.096585 | 0.066996 | 0.080364 | 0.016529 | 0.062987 | 0.035488 | 0.068108 | 0.069892 | 0.051504 | 0.037445 | 0.063517 | 0.093886 | 0.016065 | 0.087853 | 0.083907 | 0.030476 | 0.025897 | 0.028336 | 0.0552 | 0.055766 | 0.022332 | 0.013319 | 0.022004 | 0.077013 | 0.013699 | 0.061008 | 0.064611 | 0.026853 | 0.072315 | 0.088161 | 0.026975 | 0.050679 | 0.060486 | 0.036579 | 0.024573 | 0.015102 | 0.095554 | 0.097654 | 0.035889 | 0.079576 | 0.05869 | 0.062613 | 0.027976 | 0.058728 | 0.06592 | 0.041539 | 0.066871 | 0.016774 | 0.093616 | 0.056514 | 0.08732 | 0.073721 | 0.05089 | 0.088203 | 0.090867 | 0.087795 | 0.025264 | 0.093038 | 0.08733 | 0.027627 | 0.084264 | 0.069533 | 0.037679 | 0.094473 | 0.081002 | 0.041936 | 0.081474 | 0.033427 | 0.091449 | 0.089332 | 0.053797 | 0.029341 | 0.054609 | 0.012025 | 0.017696 | 0.088758 | 0.060995 | 0.076162 | 0.069409 | 0.078807 | 0.097397 | 0.085262 | 0.075599 | 0.083708 | 0.052113 | 0.05256 | 0.069886 | 0.097144 | 0.01048 | 0.024361 | 0.093296 | 0.089028 | 0.042067 | 0.075616 | 0.091421 | 0.052223 | 0.080922 | 0.084612 | 0.074926 | 0.068505 | 0.03611 | 0.015862 | 0.040624 | 0.01394 | 0.087778 | 0.033815 | 0.077781 | 0.012254 | 0.082695 | 0.048289 | 0.077144 | 0.012891 | 0.021047 | 0.015019 | 0.034526 | 0.037625 | 0.066624 | 0.087313 | 0.011479 | 0.013447 | 0.086015 | 0.053702 | 0.049962 | 0.080782 | 0.057346 | 0.095393 | 0.054247 | 0.058876 | 0.023882 | 0.087715 | 0.053667 | 0.090517 | 0.057415 | 0.030827 | 0.021327 | 0.076882 | 0.031818 | 0.021861 | 0.083989 | 0.067979 | 0.099865 | 0.048998 | 0.036538 | 0.020113 | 0.092763 | 0.037593 | 0.079994 | 0.066997 | 0.092188 | 0.09915 | 0.085263 | 0.050997 | 0.078624 | 0.04546 | 0.042991 | 0.018965 | 0.04269 | 0.087187 | 0.053848 | 0.018514 | 0.068689 | 0.036142 | 0.097942 | 0.033397 | 0.042938 | 0.025495 | 0.063361 | 0.054383 | 0.056771 | 0.070602 | 0.021102 | 0.036741 | 0.039997 | 0.020904 | 0.090333 | 0.057978 | 0.014088 | 0.027757 | 0.045087 | 0.029325 | 0.069882 | 0.073596 | 0.069607 | 0.030919 | 0.043942 | 0.010108 | 0.099088 | 0.078876 | 0.023159 | 0.023856 | 0.073983 | 0.013902 | 0.035137 | 0.051343 | 0.087859 | 0.02205 | 0.051389 | 0.070139 | 0.064847 | 0.037436 | 0.02608 | 0.030453 | 0.027749 | 0.023084 | 0.040324 | 0.080368 | 0.066291 | 0.023429 | 0.082701 | 0.045955 | 0.035107 | 0.019937 | 0.0687 | 0.034128 | 0.033319 | 0.022046 | 0.094756 | 0.023284 | 0.094064 | 0.094441 | 0.07341 | 0.04498 | 0.096876 | 0.09016 | 0.084798 | 0.081981 | 0.045617 | 0.040096 | 0.088116 | 0.025087 | 0.067038 | 0.047624 | 0.08584 | 0.069202 | 0.031928 | 0.026944 | 0.042223 | 0.02218 | 0.032479 | 0.019304 | 0.068353 | 0.09915 | 0.082197 | 0.071205 | 0.017918 | 0.086421 | 0.057847 | 0.076206 | 0.022523 | 0.01083 | 0.058385 | 0.083565 | 0.081063 | 0.020146 | 0.015369 | 0.063862 | 0.089913 | 0.08596 | 0.097917 | 0.088057 | 0.038685 | 0.095585 | 0.02291 | 0.013796 | 0.030167 | 0.013753 | 0.068094 | 0.091267 | 0.079497 | 0.093476 | 0.063578 | 0.026476 | 0.067338 | 0.013774 | 0.081078 | 0.038091 | 0.09562 | 0.033222 | 0.015734 | 0.059996 | 0.027872 | 0.052086 | 0.044141 | 0.061404 | 0.017257 | 0.084465 | 0.071692 | 0.06723 | 0.050721 | 0.079024 | 0.016567 | 0.03273 | 0.014039 | 0.020775 | 0.030342 | 0.064428 | 0.098786 | 0.076004 | 0.015979 | 0.024444 | 0.080191 | 0.024884 | 0.043627 | 0.051941 | 0.094623 | 0.029293 | 0.039363 | 0.041839 | 0.072438 | 0.04244 | 0.099402 | 0.092494 | 0.047097 | 0.025257 | 0.037097 | 0.043595 | 0.048965 | 0.052476 | 0.076275 | 0.079035 | 0.047353 | 0.071012 | 0.058574 | 0.077951 | 0.081792 | 0.097749 | 0.03374 | 0.071277 | 0.063711 | 0.018569 | 0.088129 | 0.08458 | 0.096867 | 0.098815 | 0.068814 | 0.038037 | 0.098645 | 0.071123 | 0.064946 | 0.07012 | 0.053927 | 0.028992 | 0.029784 | 0.056308 | 0.099213 | 0.07961 | 0.053986 | 0.086689 | 0.076686 | 0.080833 | 0.01297 | 0.087289 | 0.032879 | 0.099041 | 0.047958 | 0.075222 | 0.028104 | 0.079091 | 0.091271 | 0.07097 | 0.093541 | 0.06846 | 0.037805 | 0.016939 | 0.038678 | 0.064815 | 0.087671 | 0.08277 | 0.098262 | 0.013134 | 0.010323 | 0.096582 | 0.087261 | 0.039588 | 0.035895 | 0.066109 | 0.025169 | 0.015806 | 0.022753 | 0.070642 | 0.077603 | 0.011108 | 0.087741 | 0.085199 | 0.013043 | 0.038701 | 0.019156 | 0.0259 | 0.080701 | 0.04476 | 0.094456 | 0.085224 | 0.028149 | 0.042209 | 0.064865 | 0.046584 | 0.086389 | 0.076799 | 0.087777 | 0.072897 | 0.052947 | 0.027807 | 0.085898 | 0.01592 | 0.04475 | 0.077396 | 0.015653 | 0.070955 | 0.057983 | 0.05024 | 0.015506 | 0.018822 | 0.027359 | 0.013019 | 0.097649 | 0.067875 | 0.036741 | 0.057823 | 0.079524 | 0.0892 | 0.013656 | 0.09777 | 0.054134 | 0.049481 | 0.028103 | 0.0352 | 0.047065 | 0.057604 | 0.095799 | 0.041103 | 0.085695 | 0.091714 | 0.034702 | 0.054421 | 0.058667 | 0.02764 | 0.063339 | 0.089691 | 0.025762 | 0.0856 | 0.073382 | 0.030832 | 0.030327 | 0.076171 | 0.049796 | 0.048912 | 0.021731 | 0.077899 | 0.061905 | 0.021398 | 0.050333 | 0.080079 | 0.060472 | 0.08157 | 0.083521 | 0.06475 | 0.073057 | 0.073793 | 0.078671 | 0.026018 | 0.083682 | 0.08765 | 0.089164 | 0.041199 | 0.026342 | 0.097643 | 0.063307 | 0.044576 | 0.081582 | 0.05491 | 0.052333 | 0.065553 | 0.044253 | 0.021015 | 0.026005 | 0.090099 | 0.076067 | 0.018073 | 0.033615 | 0.056576 | 0.039687 | 0.095384 | 0.02237 | 0.028557 | 0.050872 | 0.028327 | 0.029995 | 0.096396 | 0.021078 | 0.024622 | 0.046294 | 0.068151 | 0.019886 | 0.078535 | 0.072122 | 0.020116 | 0.02828 | 0.027856 | 0.029977 | 0.072637 | 0.089766 | 0.08334 | 0.079648 | 0.077892 | 0.011197 | 0.081668 | 0.042338 | 0.096559 | 0.031517 | 0.063013 | 0.026232 | 0.092431 | 0.098812 | 0.052652 | 0.023039 | 0.072057 | 0.033624 | 0.022119 | 0.041729 | 0.011366 | 0.084591 | 0.045085 | 0.052519 | 0.012028 | 0.042017 | 0.070113 | 0.013624 | 0.0368 | 0.030884 | 0.075634 | 0.058479 | 0.092851 | 0.087119 | 0.081205 | 0.026152 | 0.09176 | 0.093371 | 0.015854 | 0.09419 | 0.068478 | 0.047604 | 0.067591 | 0.095299 | 0.086942 | 0.091533 | 0.052541 | 0.046565 | 0.049318 | 0.070358 | 0.018945 | 0.036195 | 0.053551 | 0.080401 | 0.054405 | 0.040389 | 0.096608 | 0.034576 | 0.055518 | 0.083755 | 0.05356 | 0.011685 | 0.056866 | 0.052169 | 0.038676 | 0.018034 | 0.011408 | 0.067825 | 0.039759 | 0.067172 | 0.058659 | 0.095356 | 0.020054 | 0.052221 | 0.040207 | 0.036049 | 0.091962 | 0.019762 | 0.071226 | 0.011305 | 0.038636 | 0.071862 | 0.03825 | 0.022213 | 0.051278 | 0.086238 | 0.018922 | 0.084793 | 0.080566 | 0.031971 | 0.095954 | 0.05809 | 0.010881 | 0.057434 | 0.089437 | 0.026642 | 0.042987 | 0.058725 | 0.038154 | 0.041939 | 0.048991 | 0.087992 | 0.032694 | 0.024064 | 0.096893 | 0.06961 | 0.013255 | 0.062641 | 0.037977 | 0.051575 | 0.063669 | 0.016254 | 0.033097 | 0.094688 | 0.095864 | 0.049466 | 0.090689 | 0.01538 | 0.064987 | 0.056761 | 0.011796 | 0.038793 | 0.042001 | 0.012112 | 0.040901 | 0.070677 | 0.019823 | 0.059157 | 0.052546 | 0.093222 | 0.09413 | 0.028773 | 0.028018 | 0.069527 | 0.011668 | 0.025932 | 0.08632 | 0.045714 | 0.024598 | 0.047808 | 0.047134 | 0.017986 | 0.07564 | 0.027529 | 0.040413 | 0.025469 | 0.023786 | 0.069291 | 0.058228 | 0.073438 | 0.055949 | 0.021165 | 0.054824 | 0.078441 | 0.044591 | 0.052278 | 0.020482 | 0.099104 | 0.09368 | 0.055299 | 0.063579 | 0.058127 | 0.026191 | 0.013158 | 0.013429 | 0.030157 | 0.04253 | 0.039372 | 0.066477 | 0.078112 | 0.051173 | 0.08183 | 0.048583 | 0.072957 | 0.075848 | 0.065165 | 0.01977 | 0.035093 | 0.095702 | 0.041438 | 0.065858 | 0.068603 | 0.041495 | 0.098991 | 0.069043 | 0.081364 | 0.013142 | 0.015056 | 0.079944 | 0.054908 | 0.045646 | 0.034134 | 0.03151 | 0.020005 | 0.016845 | 0.070414 | 0.040697 | 0.027715 | 0.094337 | 0.033653 | 0.065538 | 0.035592 | 0.051625 | 0.090108 | 0.013323 | 0.014661 | 0.077153 | 0.04315 | 0.085299 | 0.080749 | 0.076813 | 0.070621 | 0.071026 | 0.012623 | 0.016936 | 0.08193 | 0.039653 | 0.082999 | 0.097431 | 0.075047 | 0.021841 | 0.085917 | 0.063638 | 0.050039 | 0.041344 | 0.089021 | 0.047044 | 0.052269 | 0.011542 | 0.017942 | 0.09591 | 0.045574 | 0.060939 | 0.050282 | 0.049724 | 0.049927 | 0.018267 | 0.089991 | 0.053999 | 0.068626 | 0.08086 | 0.011822 | 0.038732 | 0.070198 | 0.096919 | 0.059465 | 0.067483 | 0.057028 | 0.012606 | 0.070558 | 0.026956 | 0.060096 | 0.097868 | 0.052535 | 0.031294 | 0.015319 | 0.014667 | 0.014282 | 0.068024 | 0.077187 | 0.021048 | 0.031611 | 0.054382 | 0.024574 | 0.022044 | 0.072218 | 0.060003 | 0.059361 | 0.065024 | 0.064424 | 0.083575 | 0.054273 | 0.033008 | 0.069362 | 0.057399 | 0.093773 | 0.078667 | 0.030975 | 0.04496 | 0.059888 | 0.044052 | 0.016589 | 0.099154 | 0.062602 | 0.034677 | 0.046929 | 0.082347 | 0.066815 | 0.050844 | 0.06469 | 0.018584 | 0.020188 | 0.025435 | 0.019154 | 0.078459 | 0.043897 | 0.046111 | 0.040188 | 0.055658 | 0.082015 | 0.073597 | 0.088179 | 0.033368 | 0.051719 | 0.049265 | 0.019526 | 0.051504 | 0.054953 | 0.037706 | 0.069655 | 0.05162 | 0.027422 | 0.095954 | 0.073108 | 0.074843 | 0.034621 | 0.064873 | 0.061827 | 0.075014 | 0.022875 | 0.089186 | 0.05903 | 0.073422 | 0.081049 | 0.089798 | 0.090117 | 0.098111 | 0.077677 | 0.057332 | 0.049791 | 0.037367 | 0.026911 | 0.092984 | 0.044725 | 0.043415 | 0.030558 | 0.077203 | 0.012223 | 0.025319 | 0.017044 | 0.057962 | 0.094311 | 0.018923 | 0.080219 | 0.048363 | 0.052439 | 0.013268 | 0.039815 | 0.087498 | 0.084701 | 0.054871 | 0.058142 | 0.038964 | 0.059574 | 0.095378 | 0.082894 | 0.032039 | 0.056978 | 0.089532 | 0.036122 | 0.071117 | 0.018743 | 0.047066 | 0.087377 | 0.024535 | 0.020525 | 0.068745 | 0.041935 | 0.079502 | 0.083077 | 0.071535 | 0.083596 | 0.050652 | 0.014618 | 0.067603 | 0.033508 | 0.010515 | 0.011397 | 0.040582 | 0.031954 | 0.012715 | 0.01621 | 0.06913 | 0.049365 | 0.026978 | 0.017171 | 0.077134 | 0.015113 | 0.025717 | 0.02597 | 0.032921 | 0.072855 | 0.01106 | 0.092524 | 0.039532 | 0.070472 | 0.071208 | 0.052858 | 0.073996 | 0.022455 | 0.072713 | 0.062905 | 0.044362 | 0.041749 | 0.079415 | 0.015999 | 0.018828 | 0.068446 | 0.040582 | 0.032511 | 0.036354 | 0.084458 | 0.021418 | 0.013052 | 0.082907 | 0.03838 | 0.027724 | 0.082005 | 0.024901 | 0.012312 | 0.01541 | 0.062006 | 0.047746 | 0.011763 | 0.03557 | 0.034436 | 0.038321 | 0.049899 | 0.016824 | 0.020346 | 0.089451 | 0.098581 | 0.034187 | 0.019727 | 0.049137 | 0.031334 | 0.097452 | 0.060522 | 0.028236 | 0.074893 | 0.035647 | 0.082672 | 0.071086 | 0.042092 | 0.087762 | 0.012021 | 0.05821 | 0.095708 | 0.020241 | 0.079502 | 0.078516 | 0.017691 | 0.051453 | 0.095703 | 0.063412 | 0.037282 | 0.037369 | 0.086534 | 0.094608 | 0.03823 | 0.017215 | 0.09409 | 0.036411 | 0.081902 | 0.076948 | 0.081844 | 0.099044 | 0.09519 | 0.09422 | 0.079551 | 0.025343 | 0.056696 | 0.068878 | 0.066484 | 0.02402 | 0.020262 | 0.08762 | 0.066268 | 0.09913 | 0.023197 | 0.076321 | 0.043605 | 0.029657 | 0.052401 | 0.052449 | 0.091149 | 0.086976 | 0.017064 | 0.064224 | 0.050922 | 0.032683 | 0.043127 | 0.010969 | 0.022323 | 0.042711 | 0.03849 | 0.065873 | 0.030985 | 0.096287 | 0.043111 | 0.098923 | 0.088232 | 0.037328 | 0.072157 | 0.014794 | 0.077257 | 0.019235 | 0.01584 | 0.014362 | 0.041269 | 0.019626 | 0.059247 | 0.08291 | 0.031075 | 0.056234 | 0.019661 | 0.089633 | 0.082653 | 0.086061 | 0.026414 | 0.014399 | 0.089021 | 0.023818 | 0.093567 | 0.069403 | 0.054115 | 0.050653 | 0.042237 | 0.086943 | 0.090083 | 0.011765 | 0.049502 | 0.098801 | 0.027084 | 0.046865 | 0.07567 | 0.061727 | 0.033749 | 0.044835 | 0.027893 | 0.057937 | 0.028335 | 0.061561 | 0.095162 | 0.077144 | 0.053148 | 0.059167 | 0.063561 | 0.017763 | 0.069888 | 0.069741 | 0.087277 | 0.038865 | 0.08164 | 0.084764 | 0.062907 | 0.053925 | 0.098949 | 0.029927 | 0.089464 | 0.041942 | 0.034104 | 0.058129 | 0.059406 | 0.049507 | 0.093372 | 0.044829 | 0.096576 | 0.090445 | 0.066481 | 0.081352 | 0.058633 | 0.080337 | 0.056771 | 0.04151 | 0.031032 | 0.086206 | 0.028613 | 0.056813 | 0.092423 | 0.079277 | 0.043133 | 0.073035 | 0.067954 | 0.027332 | 0.074287 | 0.068449 | 0.071897 | 0.056915 | 0.062348 | 0.096944 | 0.033358 | 0.025491 | 0.058553 | 0.09009 | 0.047662 | 0.049881 | 0.026577 | 0.016701 | 0.016587 | 0.013497 | 0.075539 | 0.050428 | 0.092886 | 0.09347 | 0.070758 | 0.036987 | 0.024801 | 0.047279 | 0.063431 | 0.065566 | 0.050808 | 0.022228 | 0.078493 | 0.023511 | 0.029741 | 0.074018 | 0.014631 | 0.015664 | 0.069929 | 0.064282 | 0.037296 | 0.070494 | 0.062646 | 0.047295 | 0.068584 | 0.023448 | 0.024268 | 0.059195 | 0.091505 | 0.086967 | 0.075823 | 0.065043 | 0.064084 | 0.07626 | 0.047872 | 0.02352 | 0.06642 | 0.057724 | 0.029255 | 0.085828 | 0.094828 | 0.039042 | 0.024101 | 0.046445 | 0.035152 | 0.021575 | 0.020551 | 0.031909 | 0.034285 | 0.045919 | 0.096063 | 0.021547 | 0.020289 | 0.012797 | 0.097009 | 0.032526 | 0.095206 | 0.056969 | 0.075881 | 0.084195 | 0.054893 | 0.072686 | 0.064962 | 0.037431 | 0.063362 | 0.039473 | 0.039546 | 0.086824 | 0.020844 | 0.061779 | 0.074451 | 0.08255 | 0.084792 | 0.091299 | 0.071469 | 0.031857 | 0.088276 | 0.057154 | 0.087001 | 0.048037 | 0.072843 | 0.01014 | 0.044365 | 0.068637 | 0.023813 | 0.052327 | 0.080288 | 0.038232 | 0.08469 | 0.025321 | 0.050936 | 0.038284 | 0.094043 | 0.0177 | 0.060103 | 0.048972 | 0.09833 | 0.04643 | 0.071688 | 0.021242 | 0.084383 | 0.021743 | 0.074623 | 0.060422 | 0.029019 | 0.053512 | 0.097874 | 0.06214 | 0.034 | 0.024879 | 0.010089 | 0.098192 | 0.068268 | 0.020871 | 0.080425 | 0.052567 | 0.025571 | 0.073308 | 0.052974 | 0.021056 | 0.039393 | 0.038786 | 0.033337 | 0.097959 | 0.08732 | 0.081358 | 0.049064 | 0.082494 | 0.025373 | 0.014298 | 0.014312 | 0.028689 | 0.017376 | 0.029696 | 0.060659 | 0.056485 | 0.085243 | 0.02695 | 0.062666 | 0.076787 | 0.066029 | 0.076878 | 0.057653 | 0.070706 | 0.015222 | 0.010371 | 0.034985 | 0.062276 | 0.016605 | 0.075959 | 0.085848 | 0.085097 | 0.045244 | 0.061975 | 0.093069 | 0.03894 | 0.078783 | 0.05837 | 0.081935 | 0.07337 | 0.053514 | 0.06953 | 0.078274 | 0.036445 | 0.038226 | 0.064161 | 0.096532 | 0.079865 | 0.093078 | 0.063692 | 0.093257 | 0.028393 | 0.072367 | 0.080104 | 0.083113 | 0.019088 | 0.087947 | 0.043516 | 0.033855 | 0.018558 | 0.058913 | 0.031008 | 0.04256 | 0.09984 | 0.045082 | 0.014958 | 0.08716 | 0.044919 | 0.024692 | 0.017326 | 0.067556 | 0.059445 | 0.086328 | 0.078005 | 0.094153 | 0.060878 | 0.028891 | 0.04008 | 0.057329 | 0.095828 | 0.050915 | 0.052148 | 0.02521 | 0.041932 | 0.030112 | 0.061184 | 0.015459 | 0.078658 | 0.052149 | 0.01773 | 0.037006 | 0.027863 | 0.080444 | 0.052752 | 0.054165 | 0.043073 | 0.028871 | 0.065269 | 0.057602 | 0.02761 | 0.022703 | 0.028892 | 0.014104 | 0.015412 | 0.069985 | 0.059696 | 0.081403 | 0.099094 | 0.061698 | 0.022114 | 0.010519 | 0.080153 | 0.096573 | 0.032247 | 0.09508 | 0.035447 | 0.089223 | 0.057528 | 0.061644 | 0.098569 | 0.02003 | 0.053056 | 0.024927 | 0.038241 | 0.021644 | 0.029096 | 0.079565 | 0.037369 | 0.029677 | 0.096373 | 0.084761 | 0.022047 | 0.073543 | 0.068606 | 0.045623 | 0.022941 | 0.057934 | 0.084072 | 0.095171 | 0.074545 | 0.045282 | 0.027707 | 0.052496 | 0.035762 | 0.029643 | 0.05914 | 0.049137 | 0.039455 | 0.075648 | 0.017526 | 0.048137 | 0.066626 | 0.09417 | 0.050321 | 0.020651 | 0.04836 | 0.030711 | 0.021238 | 0.022424 | 0.053082 | 0.076487 | 0.03724 | 0.072834 | 0.069665 | 0.067184 | 0.030208 | 0.087744 | 0.081511 | 0.061776 | 0.016657 | 0.013122 | 0.038439 | 0.011614 | 0.069507 | 0.017497 | 0.065909 | 0.099671 | 0.061611 | 0.035353 | 0.0135 | 0.061323 | 0.055535 | 0.059907 | 0.093825 | 0.080135 | 0.071544 | 0.095885 | 0.06001 | 0.086067 | 0.076225 | 0.075405 | 0.032096 | 0.057189 | 0.084861 | 0.024163 | 0.010335 | 0.022138 | 0.014211 | 0.038542 | 0.08251 | 0.034845 | 0.042189 | 0.024013 | 0.024871 | 0.041222 | 0.014043 | 0.03119 | 0.075444 | 0.097462 | 0.041726 | 0.033377 | 0.048316 | 0.036258 | 0.058262 | 0.036375 | 0.091146 | 0.059845 | 0.081308 | 0.036882 | 0.05213 | 0.046402 | 0.057952 | 0.062239 | 0.078182 | 0.015403 | 0.090308 | 0.037603 | 0.036699 | 0.021133 | 0.012933 | 0.066241 | 0.087463 | 0.085719 | 0.028088 | 0.082292 | 0.077615 | 0.02568 | 0.098583 | 0.068309 | 0.059627 | 0.067003 | 0.075891 | 0.052336 | 0.024874 | 0.021468 | 0.056164 | 0.090977 | 0.095865 | 0.015676 | 0.017755 | 0.01254 | 0.052844 | 0.044137 | 0.065548 | 0.032666 | 0.054245 | 0.096259 | 0.086597 | 0.037279 | 0.08607 | 0.064355 | 0.084254 | 0.061155 | 0.071256 | 0.059406 | 0.011904 | 0.075759 | 0.063711 | 0.010154 | 0.072476 | 0.070151 | 0.028642 | 0.049995 | 0.078605 | 0.070015 | 0.045591 | 0.098913 | 0.0729 | 0.073706 | 0.041578 | 0.054596 | 0.042092 | 0.028554 | 0.071299 | 0.053386 | 0.030609 | 0.099312 | 0.04963 | 0.026238 | 0.099765 | 0.087431 | 0.014886 | 0.08476 | 0.08191 | 0.056385 | 0.072584 | 0.062152 | 0.018994 | 0.06532 | 0.098601 | 0.0195 | 0.056966 | 0.0675 | 0.070126 | 0.037511 | 0.082978 | 0.048656 | 0.093975 | 0.021261 | 0.014869 | 0.090476 | 0.02244 | 0.060457 | 0.080212 | 0.035085 | 0.04021 | 0.04968 | 0.066707 | 0.051959 | 0.025823 | 0.023443 | 0.090202 | 0.032351 | 0.070512 | 0.057833 | 0.081053 | 0.045317 | 0.034084 | 0.055683 | 0.09976 | 0.047799 | 0.042785 | 0.054273 | 0.040878 | 0.058397 | 0.046638 | 0.035483 | 0.032691 | 0.064456 | 0.096356 | 0.012978 | 0.057718 | 0.065159 | 0.085172 | 0.098229 | 0.053491 | 0.061371 | 0.022739 | 0.018599 | 0.074919 | 0.059353 | 0.019458 | 0.023915 | 0.099712 | 0.078019 | 0.043077 | 0.099542 | 0.052652 | 0.05882 | 0.092363 | 0.019911 | 0.023074 | 0.0577 | 0.029315 | 0.082911 | 0.04665 | 0.054897 | 0.069056 | 0.041311 | 0.025148 | 0.093224 | 0.016091 | 0.058277 | 0.010181 | 0.056306 | 0.013004 | 0.019065 | 0.063272 | 0.081896 | 0.029252 | 0.027671 | 0.095481 | 0.041866 | 0.012858 | 0.019229 | 0.055762 | 0.049231 | 0.03655 | 0.022018 | 0.089304 | 0.047211 | 0.078641 | 0.083785 | 0.012681 | 0.040304 | 0.098996 | 0.066798 | 0.027974 | 0.014084 | 0.065537 | 0.074651 | 0.012354 | 0.045074 | 0.019487 | 0.080054 | 0.093779 | 0.066535 | 0.019183 | 0.020888 | 0.015634 | 0.087039 | 0.087354 | 0.075312 | 0.01411 | 0.070126 | 0.039661 | 0.093276 | 0.01143 | 0.075611 | 0.06149 | 0.023026 | 0.077899 | 0.070358 | 0.043716 | 0.018121 | 0.036419 | 0.042856 | 0.094548 | 0.073336 | 0.027961 | 0.087881 | 0.028193 | 0.08305 | 0.040241 | 0.085107 | 0.074222 | 0.099844 | 0.060814 | 0.070066 | 0.096061 | 0.097975 | 0.026341 | 0.09258 | 0.061387 | 0.032226 | 0.092153 | 0.015208 | 0.078577 | 0.040609 | 0.096421 | 0.070128 | 0.078018 | 0.091336 | 0.016943 | 0.09415 | 0.090233 | 0.030475 | 0.030941 | 0.062539 | 0.042877 | 0.088564 | 0.037312 | 0.010559 | 0.080791 | 0.039325 | 0.019368 | 0.036489 | 0.018072 | 0.089154 | 0.051143 | 0.016701 | 0.030854 | 0.018788 | 0.062602 | 0.023315 | 0.090509 | 0.03601 | 0.020712 | 0.088388 | 0.030601 | 0.040056 | 0.018818 | 0.040631 | 0.07501 | 0.023199 | 0.09742 | 0.069392 | 0.046614 | 0.041668 | 0.062017 | 0.062653 | 0.085931 | 0.024948 | 0.033368 | 0.024176 | 0.061708 | 0.080783 | 0.063528 | 0.022694 | 0.097241 | 0.029948 | 0.06772 | 0.086694 | 0.066838 | 0.036638 | 0.081361 | 0.09155 | 0.032534 | 0.062295 | 0.067773 | 0.032832 | 0.021812 | 0.064833 | 0.058062 | 0.039847 | 0.064782 | 0.09607 | 0.08748 | 0.065976 | 0.049152 | 0.043321 | 0.04486 | 0.073251 | 0.027836 | 0.049408 | 0.042474 | 0.048713 | 0.086271 | 0.060627 | 0.035033 | 0.014892 | 0.078821 | 0.070024 | 0.036294 | 0.098988 | 0.037466 | 0.074052 | 0.059491 | 0.020417 | 0.03012 | 0.030401 | 0.01367 | 0.085691 | 0.096401 | 0.060348 | 0.024716 | 0.066108 | 0.077296 | 0.036645 | 0.019427 | 0.050981 | 0.044925 | 0.033941 | 0.021831 | 0.051727 | 0.04292 | 0.085279 | 0.086107 | 0.020157 | 0.049196 | 0.08151 | 0.066056 | 0.034179 | 0.070962 | 0.083638 | 0.040751 | 0.029818 | 0.0888 | 0.094984 | 0.048153 | 0.029785 | 0.074613 | 0.087863 | 0.099671 | 0.085803 | 0.063551 | 0.034172 | 0.067053 | 0.044851 | 0.073135 | 0.084247 | 0.037866 | 0.086904 | 0.055167 | 0.099907 | 0.086128 | 0.029309 | 0.05377 | 0.054025 | 0.048537 | 0.06756 | 0.08854 | 0.079506 | 0.021457 | 0.070088 | 0.086468 | 0.031603 | 0.049009 | 0.043685 | 0.083869 | 0.086032 | 0.097109 | 0.059801 | 0.058532 | 0.051919 | 0.071083 | 0.071697 | 0.062801 | 0.063933 | 0.081496 | 0.050462 | 0.087653 | 0.05166 | 0.044807 | 0.087991 | 0.046662 | 0.054224 | 0.047423 | 0.01896 | 0.026574 | 0.062654 | 0.07338 | 0.041159 | 0.049102 | 0.093992 | 0.061787 | 0.04341 | 0.057429 | 0.075659 | 0.094844 | 0.083139 | 0.015199 | 0.030747 | 0.081653 | 0.062889 | 0.031659 | 0.063257 | 0.058257 | 0.043713 | 0.087012 | 0.095904 | 0.063246 | 0.06731 | 0.072274 | 0.081847 | 0.06942 | 0.029477 | 0.086935 | 0.098268 | 0.098068 | 0.090138 | 0.031674 | 0.083527 | 0.018364 | 0.056491 | 0.041779 | 0.051695 | 0.021186 | 0.096186 | 0.057142 | 0.030121 | 0.040851 | 0.043836 | 0.053893 | 0.053169 | 0.061729 | 0.055855 | 0.066621 | 0.054363 | 0.042163 | 0.043809 | 0.068842 | 0.042629 | 0.052772 | 0.075419 | 0.022222 | 0.033379 | 0.027519 | 0.079811 | 0.082092 | 0.065431 | 0.079662 | 0.048676 | 0.044727 | 0.040085 | 0.072746 | 0.090553 | 0.019901 | 0.016613 | 0.084349 | 0.044276 | 0.012754 | 0.02841 | 0.090018 | 0.02949 | 0.076079 | 0.07058 | 0.042926 | 0.028955 | 0.086731 | 0.087434 | 0.025913 | 0.07149 | 0.068398 | 0.081326 | 0.040262 | 0.030786 | 0.045793 | 0.053448 | 0.035781 | 0.086572 | 0.013437 | 0.016186 | 0.019126 | 0.029212 | 0.096709 | 0.035662 | 0.016937 | 0.096245 | 0.050352 | 0.066674 | 0.041903 | 0.074713 | 0.094851 | 0.025198 | 0.031499 | 0.056534 | 0.090061 | 0.094689 | 0.075177 | 0.083592 | 0.091701 | 0.031196 | 0.046753 | 0.085986 | 0.079799 | 0.090266 | 0.079793 | 0.089713 | 0.046298 | 0.013859 | 0.073209 | 0.016887 | 0.051746 | 0.080691 | 0.068436 | 0.081404 | 0.047905 | 0.081686 | 0.086419 | 0.051304 | 0.063264 | 0.045901 | 0.048535 | 0.095551 | 0.041208 | 0.038881 | 0.048971 | 0.080766 | 0.011939 | 0.081731 | 0.060196 | 0.075003 | 0.092565 | 0.011412 | 0.085148 | 0.057154 | 0.027064 | 0.024658 | 0.074882 | 0.0779 | 0.082526 | 0.033164 | 0.067206 | 0.066622 | 0.068198 | 0.066136 | 0.033062 | 0.091038 | 0.073239 | 0.076116 | 0.019258 | 0.077596 | 0.018162 | 0.019042 | 0.016431 | 0.01467 | 0.069185 | 0.059327 | 0.055493 | 0.0377 | 0.074578 | 0.040273 | 0.062568 | 0.054282 | 0.051915 | 0.085104 | 0.083325 | 0.033 | 0.059674 | 0.082664 | 0.067774 | 0.068364 | 0.072805 | 0.022569 | 0.062528 | 0.05001 | 0.043144 | 0.032351 | 0.038401 | 0.042875 | 0.035866 | 0.03493 | 0.049531 | 0.067003 | 0.074853 | 0.093387 | 0.047879 | 0.010906 | 0.080435 | 0.024115 | 0.049217 | 0.03726 | 0.054847 | 0.026378 | 0.076506 | 0.022575 | 0.070741 | 0.046524 | 0.052274 | 0.097963 | 0.01978 | 0.027404 | 0.027863 | 0.092606 | 0.089916 | 0.097921 | 0.018071 | 0.018086 | 0.05391 | 0.050921 | 0.027982 | 0.063908 | 0.050438 | 0.047951 | 0.060225 | 0.069824 | 0.050614 | 0.097006 | 0.050146 | 0.090479 | 0.045753 | 0.047379 | 0.079728 | 0.097393 | 0.055483 | 0.096541 | 0.02821 | 0.028008 | 0.020235 | 0.027166 | 0.052306 | 0.076647 | 0.048874 | 0.024719 | 0.034484 | 0.048398 | 0.027717 | 0.021217 | 0.040136 | 0.061545 | 0.010046 | 0.05627 | 0.08353 | 0.061102 | 0.046582 | 0.056921 | 0.02823 | 0.099584 | 0.099607 | 0.071812 | 0.024344 | 0.070562 | 0.078098 | 0.044327 | 0.01355 | 0.092422 | 0.086408 | 0.092307 | 0.027408 | 0.010838 | 0.030627 | 0.010913 | 0.041787 | 0.01844 | 0.08177 | 0.087161 | 0.035665 | 0.048257 | 0.022893 | 0.071376 | 0.059228 | 0.03178 | 0.03826 | 0.057909 | 0.071125 | 0.060535 | 0.039903 | 0.031272 | 0.064306 | 0.058482 | 0.071604 | 0.054892 | 0.029763 | 0.058171 | 0.045425 | 0.022081 | 0.073217 | 0.089295 | 0.048595 | 0.089009 | 0.064141 | 0.021986 | 0.080787 | 0.085272 | 0.096869 | 0.025556 | 0.02401 | 0.070077 | 0.022759 | 0.040419 | 0.053045 | 0.014282 | 0.025094 | 0.015379 | 0.065218 | 0.080226 | 0.093116 | 0.066982 | 0.093012 | 0.080552 | 0.099224 | 0.074491 | 0.01266 | 0.088514 | 0.01848 | 0.016986 | 0.040989 | 0.028948 | 0.046694 | 0.094622 | 0.030158 | 0.020312 | 0.012517 | 0.03621 | 0.085795 | 0.035421 | 0.022299 | 0.032681 | 0.07441 | 0.081543 | 0.012491 | 0.070875 | 0.025895 | 0.031136 | 0.034558 | 0.010034 | 0.05796 | 0.08089 | 0.089089 | 0.039534 | 0.077359 | 0.052928 | 0.085327 | 0.049475 | 0.019654 | 0.091654 | 0.022213 | 0.047379 | 0.042555 | 0.030666 | 0.070967 | 0.072366 | 0.04752 | 0.034253 | 0.084832 | 0.074738 | 0.092883 | 0.012932 | 0.07887 | 0.027779 | 0.032045 | 0.092706 | 0.04676 | 0.083761 | 0.079536 | 0.033246 | 0.091492 | 0.057416 | 0.050087 | 0.012992 | 0.041581 | 0.021046 | 0.059569 | 0.079971 | 0.010972 | 0.0466 | 0.032448 | 0.051505 | 0.062497 | 0.069816 | 0.086529 | 0.042973 | 0.030415 | 0.020139 | 0.030804 | 0.071424 | 0.073704 | 0.075246 | 0.060182 | 0.066628 | 0.064567 | 0.086913 | 0.096643 | 0.035669 | 0.041201 | 0.040671 | 0.04055 | 0.044193 | 0.078766 | 0.070803 | 0.019521 | 0.036669 | 0.027158 | 0.010694 | 0.09979 | 0.095494 | 0.01655 | 0.020017 | 0.02099 | 0.090359 | 0.068047 | 0.040339 | 0.037429 | 0.022854 | 0.0108 | 0.046539 | 0.048957 | 0.07947 | 0.04559 | 0.03869 | 0.01188 | 0.016215 | 0.055052 | 0.078927 | 0.077145 | 0.056373 | 0.085905 | 0.083248 | 0.03155 | 0.010541 | 0.031449 | 0.016681 | 0.074053 | 0.047561 | 0.074331 | 0.081379 | 0.058958 | 0.071618 | 0.027682 | 0.098312 | 0.043895 | 0.046147 | 0.068904 | 0.025941 | 0.041329 | 0.018755 | 0.055345 | 0.069632 | 0.019238 | 0.073732 | 0.058195 | 0.013034 | 0.015266 | 0.085202 | 0.032757 | 0.091084 | 0.069199 | 0.095128 | 0.038526 | 0.025057 | 0.078279 | 0.023697 | 0.02231 | 0.035121 | 0.068315 | 0.073804 | 0.012939 | 0.026181 | 0.010024 | 0.021232 | 0.028924 | 0.072456 | 0.099828 | 0.077239 | 0.073589 | 0.025551 | 0.010613 | 0.013906 | 0.098019 | 0.013765 | 0.077174 | 0.087253 | 0.036223 | 0.025071 | 0.083341 | 0.088573 | 0.016416 | 0.097087 | 0.030127 | 0.01008 | 0.044254 | 0.056598 | 0.095592 | 0.032091 | 0.032946 | 0.08927 | 0.089547 | 0.057012 | 0.080578 | 0.012219 | 0.061015 | 0.022335 | 0.074863 | 0.075266 | 0.070966 | 0.011417 | 0.09965 | 0.0681 | 0.098163 | 0.09619 | 0.089529 | 0.052648 | 0.041478 | 0.090774 | 0.056829 | 0.025546 | 0.070764 | 0.082081 | 0.011895 | 0.071609 | 0.01924 | 0.042966 | 0.088474 | 0.05627 | 0.018999 | 0.048885 | 0.076287 | 0.034581 | 0.028083 | 0.052179 | 0.0273 | 0.030622 | 0.045371 | 0.070352 | 0.072528 | 0.05217 | 0.042713 | 0.014347 | 0.051998 | 0.05153 | 0.057389 | 0.064212 | 0.093841 | 0.080436 | 0.061641 | 0.025892 | 0.088731 | 0.099237 | 0.038669 | 0.073597 | 0.021363 | 0.058504 | 0.024213 | 0.012663 | 0.096798 | 0.011453 | 0.079564 | 0.020375 | 0.063015 | 0.062719 | 0.02969 | 0.080918 | 0.027236 | 0.053534 | 0.043948 | 0.075985 | 0.017169 | 0.013021 | 0.04455 | 0.048198 | 0.083192 | 0.011608 | 0.087052 | 0.087886 | 0.075604 | 0.060316 | 0.054379 | 0.03991 | 0.069564 | 0.068522 | 0.061075 | 0.02413 | 0.067669 | 0.073488 | 0.040151 | 0.088272 | 0.09466 | 0.092429 | 0.070369 | 0.013819 | 0.057304 | 0.045221 | 0.071306 | 0.048467 | 0.043575 | 0.042152 | 0.089763 | 0.012371 | 0.044765 | 0.027635 | 0.015174 | 0.016286 | 0.078624 | 0.052782 | 0.076362 | 0.079178 | 0.010479 | 0.02152 | 0.034092 | 0.068868 | 0.019051 | 0.08866 | 0.060181 | 0.039544 | 0.065583 | 0.074324 | 0.077189 | 0.036759 | 0.07933 | 0.040532 | 0.058734 | 0.068553 | 0.099491 | 0.070844 | 0.079955 | 0.026363 | 0.088085 | 0.074378 | 0.015172 | 0.095652 | 0.094118 | 0.090357 | 0.020064 | 0.083118 | 0.087259 | 0.045819 | 0.036559 | 0.072863 | 0.087934 | 0.046386 | 0.026582 | 0.097591 | 0.067693 | 0.019313 | 0.014934 | 0.066076 | 0.086426 | 0.063206 | 0.029873 | 0.016169 | 0.094248 | 0.081395 | 0.028184 | 0.085465 | 0.079702 | 0.054503 | 0.091625 | 0.070973 | 0.022013 | 0.087333 | 0.029694 | 0.015842 | 0.069809 | 0.050709 | 0.059668 | 0.05958 | 0.036652 | 0.079327 | 0.031187 | 0.011387 | 0.076298 | 0.052013 | 0.046105 | 0.034607 | 0.011039 | 0.010225 | 0.037445 | 0.016149 | 0.068373 | 0.05986 | 0.091168 | 0.079247 | 0.092507 | 0.035639 | 0.044882 | 0.049573 | 0.01016 | 0.0399 | 0.041147 | 0.039623 | 0.082534 | 0.015843 | 0.069125 | 0.095732 | 0.057568 | 0.077174 | 0.023112 | 0.095246 | 0.060327 | 0.046691 | 0.055855 | 0.052307 | 0.02537 | 0.09184 | 0.091441 | 0.082803 | 0.030583 | 0.056608 | 0.09264 | 0.032683 | 0.040527 | 0.04565 | 0.017496 | 0.015246 | 0.090778 | 0.082755 | 0.056428 | 0.022421 | 0.045293 | 0.081001 | 0.061803 | 0.090974 | 0.040667 | 0.083649 | 0.046396 | 0.055855 | 0.09757 | 0.053203 | 0.066385 | 0.075687 | 0.019037 | 0.014788 | 0.041286 | 0.017221 | 0.077397 | 0.078133 | 0.058582 | 0.028466 | 0.092804 | 0.073697 | 0.050313 | 0.066855 | 0.035028 | 0.020934 | 0.026125 | 0.020864 | 0.056781 | 0.072659 | 0.011566 | 0.040952 | 0.099138 | 0.018099 | 0.092473 | 0.084686 | 0.098259 | 0.050647 | 0.07305 | 0.060737 | 0.043875 | 0.07374 | 0.091853 | 0.037502 | 0.072262 | 0.032074 | 0.082366 | 0.011421 | 0.061016 | 0.035028 | 0.063103 | 0.05532 | 0.072706 | 0.057003 | 0.066556 | 0.038034 | 0.015849 | 0.067667 | 0.017475 | 0.048073 | 0.053767 | 0.05748 | 0.06245 | 0.078298 | 0.061907 | 0.045963 | 0.077156 | 0.091855 | 0.069274 | 0.052217 | 0.06226 | 0.059254 | 0.022851 | 0.029508 | 0.099495 | 0.073578 | 0.028934 | 0.098902 | 0.085914 | 0.06078 | 0.096976 | 0.030045 | 0.040781 | 0.061597 | 0.066654 | 0.04947 | 0.0666 | 0.05432 | 0.087466 | 0.035937 | 0.06154 | 0.054536 | 0.023959 | 0.09561 | 0.032483 | 0.079459 | 0.037464 | 0.043445 | 0.026225 | 0.031634 | 0.073747 | 0.043618 | 0.060857 | 0.094876 | 0.036986 | 0.016565 | 0.038129 | 0.044569 | 0.017503 | 0.096202 | 0.032747 | 0.032935 | 0.034754 | 0.074038 | 0.081719 | 0.071124 | 0.034393 | 0.081861 | 0.095438 | 0.012787 | 0.016087 | 0.035422 | 0.053874 | 0.017274 | 0.019565 | 0.074504 | 0.011964 | 0.091382 | 0.033383 | 0.032443 | 0.099272 | 0.010154 | 0.023778 | 0.072215 | 0.038657 | 0.068382 | 0.017086 | 0.029707 | 0.011359 | 0.09342 | 0.062271 | 0.038445 | 0.031819 | 0.089086 | 0.023246 | 0.035205 | 0.056284 | 0.095995 | 0.089575 | 0.090925 | 0.013703 | 0.047829 | 0.061055 | 0.084902 | 0.033737 | 0.071298 | 0.049103 | 0.096527 | 0.052193 | 0.052899 | 0.020943 | 0.044128 | 0.074228 | 0.088447 | 0.042372 | 0.044193 | 0.016884 | 0.093397 | 0.050004 | 0.059104 | 0.05736 | 0.0804 | 0.098119 | 0.076268 | 0.094914 | 0.03176 | 0.049484 | 0.048639 | 0.070882 | 0.046889 | 0.059774 | 0.033496 | 0.058117 | 0.050587 | 0.012434 | 0.060466 | 0.070711 | 0.061884 | 0.095011 | 0.081602 | 0.086666 | 0.047386 | 0.096945 | 0.037816 | 0.044069 | 0.028483 | 0.01343 | 0.063515 | 0.070732 | 0.036152 | 0.019655 | 0.042867 | 0.010104 | 0.019818 | 0.050747 | 0.067816 | 0.060408 | 0.038661 | 0.031819 | 0.09775 | 0.087469 | 0.061187 | 0.081438 | 0.0312 | 0.067886 | 0.095915 | 0.034358 | 0.064432 | 0.081222 | 0.084436 | 0.038795 | 0.085049 | 0.010446 | 0.022639 | 0.083915 | 0.09794 | 0.050372 | 0.083614 | 0.099413 | 0.042354 | 0.019589 | 0.024219 | 0.083368 | 0.017722 | 0.020973 | 0.038403 | 0.078352 | 0.062116 | 0.087579 | 0.069982 | 0.032768 | 0.090001 | 0.094918 | 0.024608 | 0.013543 | 0.061003 | 0.072252 | 0.082081 | 0.010691 | 0.08672 | 0.019138 | 0.071685 | 0.040759 | 0.086095 | 0.048272 | 0.093275 | 0.089115 | 0.024721 | 0.04856 | 0.014487 | 0.02804 | 0.097203 | 0.072049 | 0.038822 | 0.070988 | 0.033126 | 0.031708 | 0.031437 | 0.063731 | 0.013281 | 0.074426 | 0.098924 | 0.069343 | 0.034734 | 0.094148 | 0.033326 | 0.01245 | 0.014304 | 0.022063 | 0.043138 | 0.04399 | 0.01956 | 0.053875 | 0.097877 | 0.061977 | 0.05612 | 0.081461 | 0.071174 | 0.096532 | 0.053453 | 0.085762 | 0.085837 | 0.084908 | 0.059796 | 0.069044 | 0.080021 | 0.047339 | 0.090012 | 0.082501 | 0.02209 | 0.093336 | 0.079484 | 0.080102 | 0.08443 | 0.065854 | 0.071553 | 0.086923 | 0.060593 | 0.025345 | 0.043967 | 0.092942 | 0.074514 | 0.087209 | 0.038857 | 0.034895 | 0.095903 | 0.031454 | 0.05259 | 0.089104 | 0.063114 | 0.099004 | 0.079463 | 0.014233 | 0.036851 | 0.099748 | 0.049499 | 0.031578 | 0.05435 | 0.049828 | 0.099577 | 0.019793 | 0.061443 | 0.047422 | 0.072389 | 0.080325 | 0.097782 | 0.028453 | 0.063135 | 0.076571 | 0.019199 | 0.021147 | 0.097467 | 0.099481 | 0.033942 | 0.025816 | 0.063677 | 0.070471 | 0.081718 | 0.096485 | 0.069244 | 0.011749 | 0.027189 | 0.092124 | 0.08022 | 0.08335 | 0.049063 | 0.020143 | 0.081192 | 0.074754 | 0.024076 | 0.017217 | 0.073891 | 0.070986 | 0.082318 | 0.084761 | 0.083295 | 0.047781 | 0.017059 | 0.078831 | 0.049087 | 0.097789 | 0.021518 | 0.097708 | 0.01553 | 0.047487 | 0.092387 | 0.071493 | 0.027105 | 0.090809 | 0.032083 | 0.047636 | 0.059953 | 0.066754 | 0.06874 | 0.032537 | 0.028999 | 0.021943 | 0.015703 | 0.010366 | 0.071147 | 0.042478 | 0.094064 | 0.041084 | 0.09862 | 0.079831 | 0.025481 | 0.071661 | 0.055974 | 0.039864 | 0.068707 | 0.037255 | 0.078683 | 0.057718 | 0.067091 | 0.055029 | 0.089224 | 0.06405 | 0.034289 | 0.026981 | 0.065465 | 0.08274 | 0.036905 | 0.098625 | 0.047461 | 0.019699 | 0.070601 | 0.098661 | 0.057552 | 0.012445 | 0.021833 | 0.073355 | 0.089348 | 0.07659 | 0.093549 | 0.048735 | 0.082719 | 0.031944 | 0.010353 | 0.086187 | 0.052359 | 0.017839 | 0.055381 | 0.021363 | 0.03919 | 0.05404 | 0.097142 | 0.037382 | 0.012272 | 0.086771 | 0.075011 | 0.048447 | 0.064973 | 0.025102 | 0.066168 | 0.05187 | 0.039839 | 0.060058 | 0.01122 | 0.061679 | 0.049222 | 0.059287 | 0.030181 | 0.042287 | 0.010067 | 0.043491 | 0.098728 | 0.077919 | 0.015386 | 0.029613 | 0.021059 | 0.053424 | 0.020675 | 0.077456 | 0.082007 | 0.026902 | 0.047733 | 0.036143 | 0.037515 | 0.068646 | 0.086473 | 0.061958 | 0.040517 | 0.041381 | 0.015392 | 0.082766 | 0.039089 | 0.042239 | 0.068643 | 0.047961 | 0.022185 | 0.088002 | 0.021905 | 0.029342 | 0.012236 | 0.064729 | 0.027648 | 0.013113 | 0.061568 | 0.046867 | 0.068298 | 0.075277 | 0.089757 | 0.05021 | 0.098601 | 0.033428 | 0.055266 | 0.038639 | 0.04182 | 0.096026 | 0.023006 | 0.080086 | 0.037789 | 0.020422 | 0.025711 | 0.061659 | 0.099542 | 0.081634 | 0.056595 | 0.082249 | 0.064432 | 0.052449 | 0.030278 | 0.031246 | 0.068611 | 0.055582 | 0.078248 | 0.02763 | 0.094044 | 0.096214 | 0.053816 | 0.025596 | 0.072465 | 0.075371 | 0.014306 | 0.085315 | 0.084989 | 0.099575 | 0.062001 | 0.044797 | 0.049242 | 0.037935 | 0.062092 | 0.094506 | 0.067656 | 0.060475 | 0.069033 | 0.058686 | 0.032291 | 0.097927 | 0.090045 | 0.012345 | 0.073367 | 0.091813 | 0.062368 | 0.078603 | 0.037958 | 0.08122 | 0.029983 | 0.037647 | 0.041383 | 0.01702 | 0.023171 | 0.061979 | 0.070536 | 0.050071 | 0.03351 | 0.091254 | 0.025967 | 0.023659 | 0.061288 | 0.033135 | 0.019613 | 0.096727 | 0.04778 | 0.05769 | 0.04139 | 0.091192 | 0.073495 | 0.080475 | 0.023928 | 0.017952 | 0.057648 | 0.023211 | 0.082137 | 0.052213 | 0.094813 | 0.072067 | 0.065584 | 0.094616 | 0.072951 | 0.020856 | 0.012685 | 0.021252 | 0.012151 | 0.021464 | 0.091959 | 0.085575 | 0.07924 | 0.087133 | 0.061356 | 0.085096 | 0.053663 | 0.051558 | 0.066204 | 0.030451 | 0.067756 | 0.014327 | 0.06658 | 0.064983 | 0.049999 | 0.088361 | 0.034875 | 0.04131 | 0.042885 | 0.071231 | 0.026482 | 0.05883 | 0.042998 | 0.053967 | 0.096909 | 0.032832 | 0.041933 | 0.048044 | 0.038662 | 0.045504 | 0.010841 | 0.056552 | 0.083735 | 0.055669 | 0.034761 | 0.025371 | 0.043946 | 0.021741 | 0.082235 | 0.015531 | 0.020248 | 0.020663 | 0.091973 | 0.019191 | 0.068106 | 0.028995 | 0.078743 | 0.022484 | 0.074498 | 0.07232 | 0.076118 | 0.030148 | 0.089623 | 0.045022 | 0.088712 | 0.035547 | 0.072713 | 0.026152 | 0.083501 | 0.061588 | 0.043902 | 0.091702 | 0.072564 | 0.042045 | 0.055622 | 0.064899 | 0.011703 | 0.021592 | 0.06119 | 0.068409 | 0.084123 | 0.011248 | 0.057276 | 0.055167 | 0.059115 | 0.090277 | 0.079715 | 0.049548 | 0.087106 | 0.056424 | 0.077107 | 0.021407 | 0.023742 | 0.040943 | 0.059075 | 0.052326 | 0.099746 | 0.088894 | 0.031062 | 0.079194 | 0.098364 | 0.026773 | 0.090896 | 0.089448 | 0.010846 | 0.030066 | 0.073658 | 0.030636 | 0.028856 | 0.039141 | 0.05061 | 0.043346 | 0.061219 | 0.068666 | 0.051954 | 0.027612 | 0.056247 | 0.092454 | 0.0856 | 0.015457 | 0.018512 | 0.011591 | 0.019055 | 0.094443 | 0.090468 | 0.058959 | 0.013908 | 0.079463 | 0.066163 | 0.071094 | 0.019444 | 0.05934 | 0.076289 | 0.085336 | 0.057586 | 0.018238 | 0.094176 | 0.088591 | 0.030559 | 0.014616 | 0.054007 | 0.017383 | 0.020789 | 0.084035 | 0.016146 | 0.077932 | 0.037952 | 0.061925 | 0.059694 | 0.085842 | 0.04283 | 0.07082 | 0.097372 | 0.030324 | 0.034636 | 0.068532 | 0.045242 | 0.035046 | 0.032925 | 0.033213 | 0.022522 | 0.068226 | 0.050134 | 0.010681 | 0.090012 | 0.033639 | 0.061395 | 0.071817 | 0.022796 | 0.072298 | 0.01917 | 0.028794 | 0.089859 | 0.074026 | 0.07355 | 0.030874 | 0.048982 | 0.088792 | 0.096361 | 0.035244 | 0.057789 | 0.084467 | 0.036038 | 0.095677 | 0.039827 | 0.087982 | 0.070933 | 0.065731 | 0.026257 | 0.061887 | 0.080495 | 0.011661 | 0.010739 | 0.093028 | 0.042724 | 0.030204 | 0.093906 | 0.050387 | 0.026478 | 0.02264 | 0.011447 | 0.070345 | 0.098512 | 0.066693 | 0.024099 | 0.058361 | 0.016469 | 0.022449 | 0.08369 | 0.087014 | 0.054248 | 0.041989 | 0.061289 | 0.04837 | 0.060289 | 0.06123 | 0.033804 | 0.029273 | 0.056519 | 0.049031 | 0.05444 | 0.071037 | 0.051356 | 0.071705 | 0.070889 | 0.085357 | 0.073007 | 0.098671 | 0.071434 | 0.062921 | 0.043986 | 0.067988 | 0.080465 | 0.096576 | 0.094499 | 0.079735 | 0.070377 | 0.026486 | 0.078715 | 0.038265 | 0.038399 | 0.082646 | 0.054803 | 0.016146 | 0.066803 | 0.096321 | 0.059901 | 0.05742 | 0.079295 | 0.053207 | 0.095077 | 0.08246 | 0.01669 | 0.043879 | 0.034501 | 0.070485 | 0.040287 | 0.041183 | 0.052808 | 0.048168 | 0.062014 | 0.032997 | 0.056066 | 0.030578 | 0.073121 | 0.059826 | 0.025877 | 0.029618 | 0.04406 | 0.080252 | 0.033559 | 0.093683 | 0.013552 | 0.014897 | 0.062509 | 0.050928 | 0.095819 | 0.076984 | 0.072597 | 0.038308 | 0.070661 | 0.092784 | 0.055803 | 0.073513 | 0.081572 | 0.064279 | 0.027684 | 0.07758 | 0.017685 | 0.025855 | 0.068337 | 0.087203 | 0.092893 | 0.069088 | 0.065944 | 0.044124 | 0.076231 | 0.073385 | 0.078993 | 0.042512 | 0.015502 | 0.071557 | 0.080487 | 0.09858 | 0.076734 | 0.080917 | 0.033941 | 0.03333 | 0.065645 | 0.021055 | 0.013366 | 0.090175 | 0.073434 | 0.094478 | 0.041975 | 0.062103 | 0.087769 | 0.082795 | 0.03248 | 0.077232 | 0.07386 | 0.032984 | 0.02949 | 0.090987 | 0.060682 | 0.081594 | 0.026284 | 0.053502 | 0.026484 | 0.086775 | 0.029298 | 0.043008 | 0.01204 | 0.0215 | 0.032954 | 0.035002 | 0.051039 | 0.087259 | 0.098722 | 0.014836 | 0.056007 | 0.036064 | 0.095099 | 0.054422 | 0.089068 | 0.086872 | 0.047103 | 0.098561 | 0.094251 | 0.071575 | 0.017248 | 0.064486 | 0.064158 | 0.05884 | 0.014183 | 0.081431 | 0.023337 | 0.052461 | 0.073178 | 0.086628 | 0.027585 | 0.045275 | 0.073164 | 0.058108 | 0.028548 | 0.026941 | 0.07452 | 0.092444 | 0.081256 | 0.05441 | 0.077154 | 0.08165 | 0.034532 | 0.090341 | 0.054857 | 0.01901 | 0.02111 | 0.086459 | 0.02642 | 0.088866 | 0.074851 | 0.016383 | 0.075191 | 0.060903 | 0.070422 | 0.020656 | 0.097868 | 0.047267 | 0.084161 | 0.047152 | 0.076462 | 0.036331 | 0.071641 | 0.047884 | 0.024333 | 0.013941 | 0.087157 | 0.083905 | 0.032746 | 0.028276 | 0.092695 | 0.046675 | 0.067601 | 0.078169 | 0.06783 | 0.034614 | 0.033981 | 0.097995 | 0.082252 | 0.058361 | 0.02554 | 0.027791 | 0.077004 | 0.01211 | 0.037312 | 0.02031 | 0.058271 | 0.062876 | 0.0708 | 0.068014 | 0.0456 | 0.028774 | 0.06907 | 0.064921 | 0.02933 | 0.092311 | 0.076613 | 0.037198 | 0.081846 | 0.052765 | 0.029706 | 0.032379 | 0.035938 | 0.032038 | 0.096614 | 0.030931 | 0.033953 | 0.032066 | 0.081439 | 0.029786 | 0.097198 | 0.03055 | 0.078797 | 0.034708 | 0.094317 | 0.098779 | 0.038512 | 0.09261 | 0.062882 | 0.075414 | 0.083957 | 0.036033 | 0.095162 | 0.034218 | 0.09694 | 0.021574 | 0.011009 | 0.092204 | 0.031153 | 0.064558 | 0.074778 | 0.019578 | 0.023562 | 0.059895 | 0.066697 | 0.080092 | 0.036936 | 0.055168 | 0.072995 | 0.016842 | 0.081136 | 0.054584 | 0.086865 | 0.018772 | 0.05883 | 0.065384 | 0.050148 | 0.038267 | 0.065616 | 0.091628 | 0.039548 | 0.082529 | 0.049378 | 0.057196 | 0.082546 | 0.082166 | 0.030946 | 0.082444 | 0.029097 | 0.091864 | 0.046984 | 0.017176 | 0.033892 | 0.078062 | 0.082891 | 0.075737 | 0.09462 | 0.063574 | 0.014673 | 0.083151 | 0.060276 | 0.037784 | 0.014067 | 0.028856 | 0.052004 | 0.042685 | 0.052086 | 0.020904 | 0.039687 | 0.060405 | 0.044652 | 0.017492 | 0.065579 | 0.070614 | 0.055121 | 0.046199 | 0.074195 | 0.060908 | 0.07351 | 0.088148 | 0.020187 | 0.017728 | 0.023083 | 0.062284 | 0.096767 | 0.046639 | 0.025911 | 0.094196 | 0.071767 | 0.039263 | 0.048592 | 0.043029 | 0.04548 | 0.051017 | 0.077339 | 0.097723 | 0.037257 | 0.039424 | 0.065211 | 0.078817 | 0.027973 | 0.012189 | 0.012276 | 0.085645 | 0.013709 | 0.026374 | 0.034168 | 0.031588 | 0.048838 | 0.024574 | 0.018294 | 0.065373 | 0.022207 | 0.034037 | 0.021791 | 0.085888 | 0.063152 | 0.094867 | 0.051931 | 0.094618 | 0.026777 | 0.070168 | 0.08666 | 0.04336 | 0.013056 | 0.0297 | 0.013293 | 0.041459 | 0.055579 | 0.091422 | 0.055518 | 0.058242 | 0.026358 | 0.023264 | 0.020087 | 0.024287 | 0.068246 | 0.040078 | 0.025015 | 0.070123 | 0.05206 | 0.094731 | 0.068082 | 0.08976 | 0.011972 | 0.072891 | 0.015157 | 0.061231 | 0.084123 | 0.041648 | 0.058131 | 0.086902 | 0.071364 | 0.036478 | 0.092494 | 0.061432 | 0.015446 | 0.062593 | 0.074786 | 0.056626 | 0.091131 | 0.013353 | 0.015718 | 0.091859 | 0.083685 | 0.049199 | 0.014683 | 0.077547 | 0.043218 | 0.038082 | 0.077339 | 0.067946 | 0.067554 | 0.021125 | 0.059744 | 0.028124 | 0.01362 | 0.080023 | 0.016844 | 0.075079 | 0.094526 | 0.048863 | 0.085313 | 0.078935 | 0.038934 | 0.021896 | 0.086893 | 0.046627 | 0.090466 | 0.090461 | 0.097178 | 0.029925 | 0.06694 | 0.061384 | 0.037337 | 0.098131 | 0.089264 | 0.052148 | 0.063839 | 0.068824 | 0.094261 | 0.031576 | 0.041782 | 0.048658 | 0.041357 | 0.088589 | 0.061301 | 0.07685 | 0.074559 | 0.03691 | 0.066065 | 0.097816 | 0.053271 | 0.057405 | 0.088736 | 0.037151 | 0.0119 | 0.022266 | 0.049406 | 0.056608 | 0.056542 | 0.081257 | 0.018862 | 0.040812 | 0.091958 | 0.091169 | 0.036018 | 0.051297 | 0.030587 | 0.042992 | 0.092857 | 0.023368 | 0.035842 | 0.049721 | 0.050758 | 0.040614 | 0.011852 | 0.082536 | 0.036449 | 0.070691 | 0.016054 | 0.069943 | 0.077299 | 0.033222 | 0.096292 | 0.051677 | 0.077056 | 0.020168 | 0.037113 | 0.067319 | 0.06413 | 0.063371 | 0.05294 | 0.076466 | 0.097306 | 0.081284 | 0.041516 | 0.033211 | 0.020451 | 0.02455 | 0.056045 | 0.096293 | 0.024984 | 0.071276 | 0.03527 | 0.06191 | 0.033339 | 0.071069 | 0.085607 | 0.061728 | 0.064222 | 0.09056 | 0.050778 | 0.016273 | 0.099975 | 0.062208 | 0.049514 | 0.034103 | 0.085037 | 0.02677 | 0.04936 | 0.094883 | 0.049046 | 0.078966 | 0.099337 | 0.068366 | 0.025992 | 0.055787 | 0.061505 | 0.0963 | 0.086908 | 0.031263 | 0.073918 | 0.033342 | 0.053082 | 0.08651 | 0.091803 | 0.099495 | 0.061706 | 0.097833 | 0.032681 | 0.074752 | 0.051871 | 0.049403 | 0.076787 | 0.042384 | 0.086453 | 0.062909 | 0.06463 | 0.090354 | 0.056486 | 0.055459 | 0.058529 | 0.020867 | 0.074755 | 0.039793 | 0.012827 | 0.036544 | 0.013062 | 0.091574 | 0.070153 | 0.087112 | 0.076892 | 0.051792 | 0.086875 | 0.077792 | 0.067642 | 0.012903 | 0.05862 | 0.067377 | 0.040147 | 0.013004 | 0.032814 | 0.094114 | 0.039274 | 0.090849 | 0.042084 | 0.051298 | 0.037771 | 0.038613 | 0.032466 | 0.066232 | 0.065304 | 0.04464 | 0.09975 | 0.062237 | 0.03769 | 0.034552 | 0.034519 | 0.023956 | 0.05829 | 0.055906 | 0.061419 | 0.09627 | 0.02937 | 0.076673 | 0.036806 | 0.068846 | 0.084619 | 0.036532 | 0.099497 | 0.038058 | 0.046076 | 0.070147 | 0.099775 | 0.011058 | 0.080778 | 0.078613 | 0.039282 | 0.062882 | 0.05573 | 0.021531 | 0.088765 | 0.094576 | 0.039298 | 0.060657 | 0.064296 | 0.098739 | 0.084911 | 0.04685 | 0.068794 | 0.020222 | 0.053111 | 0.081084 | 0.01822 | 0.062087 | 0.067323 | 0.076411 | 0.014663 | 0.014914 | 0.031896 | 0.033097 | 0.091148 | 0.063975 | 0.099208 | 0.012557 | 0.034221 | 0.054875 | 0.068308 | 0.022167 | 0.085023 | 0.072624 | 0.094585 | 0.038805 | 0.027969 | 0.034138 | 0.057583 | 0.067205 | 0.087319 | 0.079139 | 0.028428 | 0.072703 | 0.050641 | 0.082039 | 0.036753 | 0.087166 | 0.093755 | 0.066243 | 0.070315 | 0.049878 | 0.06677 | 0.05731 | 0.04358 | 0.076768 | 0.063411 | 0.044021 | 0.041837 | 0.028037 | 0.072929 | 0.070488 | 0.034704 | 0.073157 | 0.016285 | 0.039334 | 0.034689 | 0.054778 | 0.039375 | 0.052625 | 0.08078 | 0.077323 | 0.04045 | 0.037562 | 0.032281 | 0.095401 | 0.068452 | 0.050206 | 0.082145 | 0.090544 | 0.025601 | 0.09133 | 0.064821 | 0.049368 | 0.031129 | 0.099272 | 0.013146 | 0.022239 | 0.072144 | 0.063037 | 0.067598 | 0.027818 | 0.078086 | 0.06952 | 0.09019 | 0.077467 | 0.057808 | 0.03993 | 0.095621 | 0.011605 | 0.084607 | 0.068996 | 0.046131 | 0.068875 | 0.062777 | 0.099874 | 0.031466 | 0.010166 | 0.068313 | 0.032896 | 0.09634 | 0.099775 | 0.046942 | 0.032949 | 0.050057 | 0.061224 | 0.068045 | 0.061951 | 0.010666 | 0.082803 | 0.038768 | 0.022061 | 0.096509 | 0.048657 | 0.025113 | 0.044117 | 0.03691 | 0.068212 | 0.050848 | 0.07687 | 0.04338 | 0.080411 | 0.013184 | 0.020226 | 0.049249 | 0.062061 | 0.040978 | 0.029654 | 0.020737 | 0.049099 | 0.021083 | 0.074694 | 0.051782 | 0.023267 | 0.0364 | 0.082654 | 0.048018 | 0.036191 | 0.015226 | 0.03177 | 0.024029 | 0.01632 | 0.072415 | 0.041066 | 0.056616 | 0.039778 | 0.079718 | 0.065278 | 0.085831 | 0.024858 | 0.04746 | 0.029512 | 0.036537 | 0.06901 | 0.097288 | 0.049951 | 0.04017 | 0.014585 | 0.08757 | 0.080625 | 0.062785 | 0.075209 | 0.053414 | 0.04057 | 0.073353 | 0.031707 | 0.093391 | 0.056341 | 0.083092 | 0.04452 | 0.065866 | 0.076524 | 0.034023 | 0.098878 | 0.048256 | 0.040124 | 0.065039 | 0.073881 | 0.042826 | 0.038675 | 0.093381 | 0.084579 | 0.064421 | 0.028084 | 0.034395 | 0.015774 | 0.051259 | 0.02906 | 0.086057 | 0.076998 | 0.078612 | 0.054686 | 0.059621 | 0.066777 | 0.018479 | 0.057746 | 0.051912 | 0.081131 | 0.053277 | 0.04382 | 0.017141 | 0.094648 | 0.068058 | 0.015161 | 0.073694 | 0.045272 | 0.045239 | 0.085279 | 0.011645 | 0.013931 | 0.09227 | 0.06702 | 0.03145 | 0.07405 | 0.038032 | 0.059415 | 0.01876 | 0.011576 | 0.051284 | 0.08567 | 0.054762 | 0.031396 | 0.052459 | 0.052876 | 0.022851 | 0.039264 | 0.071523 | 0.072227 | 0.015933 | 0.044062 | 0.070305 | 0.031444 | 0.025242 | 0.048126 | 0.020635 | 0.013044 | 0.068599 | 0.023877 | 0.065681 | 0.083835 | 0.058895 | 0.094989 | 0.044381 | 0.062704 | 0.093806 | 0.0396 | 0.052109 | 0.046507 | 0.088004 | 0.081281 | 0.076006 | 0.061442 | 0.018066 | 0.035216 | 0.091579 | 0.032972 | 0.054396 | 0.081362 | 0.027243 | 0.047812 | 0.027027 | 0.035133 | 0.079352 | 0.044699 | 0.010231 | 0.019377 | 0.056199 | 0.029383 | 0.065448 | 0.020359 | 0.048076 | 0.096508 | 0.011755 | 0.06403 | 0.089146 | 0.078845 | 0.097644 | 0.054122 | 0.063378 | 0.047308 | 0.085776 | 0.035536 | 0.053419 | 0.039643 | 0.037436 | 0.027491 | 0.031778 | 0.028408 | 0.053719 | 0.012052 | 0.045893 | 0.020972 | 0.036616 | 0.011743 | 0.075509 | 0.027489 | 0.071219 | 0.041919 | 0.090144 | 0.073709 | 0.05449 | 0.080537 | 0.011444 | 0.090995 | 0.09307 | 0.027239 | 0.040926 | 0.023886 | 0.065341 | 0.027164 | 0.033844 | 0.068993 | 0.079412 | 0.058791 | 0.013288 | 0.081858 | 0.061712 | 0.089923 | 0.037971 | 0.025817 | 0.030862 | 0.041185 | 0.080207 | 0.032311 | 0.082867 | 0.063852 | 0.083362 | 0.019478 | 0.096884 | 0.075972 | 0.049085 | 0.015951 | 0.086766 | 0.045952 | 0.032783 | 0.081289 | 0.023847 | 0.044111 | 0.056607 | 0.089597 | 0.054135 | 0.065745 | 0.022274 | 0.07262 | 0.06738 | 0.018697 | 0.077278 | 0.01189 | 0.067422 | 0.045887 | 0.040442 | 0.092155 | 0.081486 | 0.062904 | 0.097999 | 0.059941 | 0.086096 | 0.029772 | 0.024475 | 0.044719 | 0.045279 | 0.096145 | 0.010415 | 0.087733 | 0.043546 | 0.074501 | 0.024143 | 0.041535 | 0.03442 | 0.068374 | 0.054084 | 0.021596 | 0.083081 | 0.030854 | 0.032477 | 0.05439 | 0.016764 | 0.080919 | 0.097677 | 0.057213 | 0.084718 | 0.080692 | 0.023375 | 0.036096 | 0.066667 | 0.08925 | 0.054068 | 0.022523 | 0.039777 | 0.050873 | 0.075996 | 0.030931 | 0.06443 | 0.059025 | 0.02391 | 0.060469 | 0.064814 | 0.072666 | 0.040513 | 0.047253 | 0.033535 | 0.010497 | 0.013333 | 0.023628 | 0.011975 | 0.033289 | 0.075174 | 0.098911 | 0.07763 | 0.094719 | 0.052271 | 0.07456 | 0.04334 | 0.098658 | 0.033107 | 0.08155 | 0.047989 | 0.088584 | 0.048402 | 0.085715 | 0.081129 | 0.063002 | 0.074437 | 0.017541 | 0.025384 | 0.097379 | 0.082719 | 0.081389 | 0.019563 | 0.073732 | 0.097832 | 0.0415 | 0.078662 | 0.077391 | 0.08315 | 0.080302 | 0.049822 | 0.022793 | 0.048207 | 0.031859 | 0.043789 | 0.06628 | 0.052108 | 0.052859 | 0.060007 | 0.038211 | 0.059817 | 0.088927 | 0.044041 | 0.043375 | 0.084326 | 0.092702 | 0.073338 | 0.021503 | 0.063271 | 0.085367 | 0.0956 | 0.014656 | 0.080962 | 0.033863 | 0.040156 | 0.046929 | 0.082543 | 0.071917 | 0.02841 | 0.058051 | 0.036666 | 0.082756 | 0.093105 | 0.090585 | 0.083871 | 0.094589 | 0.022048 | 0.050673 | 0.074146 | 0.059507 | 0.070585 | 0.046872 | 0.052622 | 0.018278 | 0.011669 | 0.083647 | 0.01299 | 0.027297 | 0.066557 | 0.06635 | 0.077814 | 0.039882 | 0.027253 | 0.066858 | 0.073633 | 0.027398 | 0.033852 | 0.089739 | 0.011394 | 0.022663 | 0.072512 | 0.05394 | 0.08724 | 0.048302 | 0.023306 | 0.013985 | 0.026911 | 0.01428 | 0.019708 | 0.036776 | 0.082127 | 0.055779 | 0.065809 | 0.045886 | 0.025128 | 0.028627 | 0.038499 | 0.03763 | 0.048815 | 0.091044 | 0.026894 | 0.017966 | 0.077048 | 0.090971 | 0.040524 | 0.027087 | 0.013692 | 0.043223 | 0.07299 | 0.030024 | 0.028697 | 0.083611 | 0.064283 | 0.075021 | 0.075847 | 0.089381 | 0.060172 | 0.092287 | 0.082148 | 0.030919 | 0.063177 | 0.027332 | 0.091677 | 0.06405 | 0.052423 | 0.013753 | 0.013505 | 0.075101 | 0.048057 | 0.017537 | 0.079985 | 0.076671 | 0.057859 | 0.013557 | 0.051809 | 0.073748 | 0.047458 | 0.035192 | 0.052292 | 0.035282 | 0.098959 | 0.01907 | 0.08379 | 0.042973 | 0.065229 | 0.013114 | 0.056841 | 0.081454 | 0.087355 | 0.099982 | 0.098051 | 0.017472 | 0.040659 | 0.041237 | 0.028491 | 0.046849 | 0.023844 | 0.031914 | 0.014497 | 0.066888 | 0.052987 | 0.04378 | 0.072406 | 0.034614 | 0.088075 | 0.071584 | 0.074263 | 0.047113 | 0.05267 | 0.024488 | 0.084937 | 0.027213 | 0.022781 | 0.010111 | 0.035732 | 0.054314 | 0.02958 | 0.065047 | 0.047452 | 0.025784 | 0.062399 | 0.083412 | 0.015394 | 0.062167 | 0.056353 | 0.030487 | 0.012289 | 0.08305 | 0.067842 | 0.014773 | 0.084714 | 0.062998 | 0.081023 | 0.096124 | 0.022542 | 0.045906 | 0.045 | 0.066152 | 0.053341 | 0.02672 | 0.041478 | 0.048855 | 0.020106 | 0.097406 | 0.061684 | 0.021731 | 0.042059 | 0.065467 | 0.022723 | 0.025558 | 0.066446 | 0.065058 | 0.027072 | 0.076694 | 0.037932 | 0.049614 | 0.016555 | 0.02265 | 0.058925 | 0.045351 | 0.039175 | 0.072091 | 0.048448 | 0.099485 | 0.055905 | 0.082296 | 0.073158 | 0.071878 | 0.057463 | 0.079002 | 0.091225 | 0.035131 | 0.057555 | 0.073177 | 0.045012 | 0.097598 | 0.051711 | 0.03166 | 0.064633 | 0.031496 | 0.018031 | 0.04981 | 0.025282 | 0.093005 | 0.089766 | 0.097269 | 0.087405 | 0.045887 | 0.025169 | 0.052439 | 0.057946 | 0.071101 | 0.028259 | 0.07822 | 0.041137 | 0.078787 | 0.054413 | 0.030012 | 0.051831 | 0.080034 | 0.093614 | 0.059082 | 0.08467 | 0.050049 | 0.069762 | 0.016595 | 0.071526 | 0.088065 | 0.039158 | 0.08724 | 0.011679 | 0.022436 | 0.075808 | 0.020737 | 0.039901 | 0.027915 | 0.068996 | 0.030048 | 0.037485 | 0.048605 | 0.019651 | 0.040963 | 0.043611 | 0.026117 | 0.048885 | 0.079395 | 0.070537 | 0.075057 | 0.084318 | 0.080189 | 0.096118 | 0.012775 | 0.069442 | 0.083727 | 0.048826 | 0.020407 | 0.064484 | 0.062974 | 0.026118 | 0.017709 | 0.058019 | 0.020275 | 0.027242 | 0.034788 | 0.074179 | 0.016258 | 0.024308 | 0.078626 | 0.050056 | 0.088112 | 0.046444 | 0.057158 | 0.083967 | 0.04569 | 0.020124 | 0.025153 | 0.067949 | 0.067248 | 0.046631 | 0.062861 | 0.09536 | 0.085684 | 0.074897 | 0.035267 | 0.013094 | 0.014464 | 0.056296 | 0.01878 | 0.069532 | 0.058997 | 0.076194 | 0.016771 | 0.025471 | 0.011004 | 0.080775 | 0.060766 | 0.010569 | 0.014479 | 0.075396 | 0.042075 | 0.041422 | 0.070077 | 0.017093 | 0.025443 | 0.044037 | 0.020226 | 0.012376 | 0.049309 | 0.030914 | 0.059317 | 0.08074 | 0.03725 | 0.068794 | 0.066471 | 0.07217 | 0.04451 | 0.08262 | 0.041532 | 0.042031 | 0.076773 | 0.081419 | 0.010876 | 0.016379 | 0.057948 | 0.098663 | 0.048599 | 0.094641 | 0.056698 | 0.015351 | 0.089971 | 0.079721 | 0.015779 | 0.081646 | 0.082321 | 0.014113 | 0.033668 | 0.063849 | 0.098897 | 0.015499 | 0.062673 | 0.044388 | 0.048573 | 0.041673 | 0.044647 | 0.019192 | 0.097547 | 0.028752 | 0.077361 | 0.056135 | 0.048143 | 0.067948 | 0.06004 | 0.052196 | 0.031763 | 0.092749 | 0.02445 | 0.084078 | 0.037988 | 0.037625 | 0.052001 | 0.061126 | 0.029659 | 0.067289 | 0.099847 | 0.051449 | 0.04932 | 0.064622 | 0.035475 | 0.027505 | 0.096786 | 0.08503 | 0.085326 | 0.03352 | 0.068602 | 0.071852 | 0.019315 | 0.042254 | 0.085361 | 0.013675 | 0.047916 | 0.036668 | 0.036496 | 0.087418 | 0.027189 | 0.063645 | 0.023543 | 0.027134 | 0.085066 | 0.086946 | 0.026579 | 0.076497 | 0.032027 | 0.018497 | 0.076017 | 0.028291 | 0.013743 | 0.057426 | 0.069685 | 0.064766 | 0.074022 | 0.074877 | 0.020018 | 0.088573 | 0.084995 | 0.033214 | 0.050059 | 0.071066 | 0.085497 | 0.071983 | 0.085792 | 0.061746 | 0.061115 | 0.023435 | 0.019375 | 0.065955 | 0.054999 | 0.082201 | 0.072602 | 0.091741 | 0.033876 | 0.049251 | 0.038967 | 0.046242 | 0.09174 | 0.094914 | 0.088933 | 0.019608 | 0.036219 | 0.024506 | 0.042727 | 0.078404 | 0.054895 | 0.055353 | 0.09525 | 0.064086 | 0.056178 | 0.047876 | 0.011454 | 0.053842 | 0.065926 | 0.019399 | 0.072213 | 0.018265 | 0.080941 | 0.076001 | 0.099134 | 0.022187 | 0.053893 | 0.0658 | 0.074419 | 0.069984 | 0.063477 | 0.014489 | 0.030767 | 0.033258 | 0.076252 | 0.024657 | 0.051865 | 0.042978 | 0.082195 | 0.014062 | 0.091028 | 0.099375 | 0.079868 | 0.08752 | 0.068152 | 0.090696 | 0.044233 | 0.088728 | 0.068729 | 0.043199 | 0.036953 | 0.086877 | 0.04795 | 0.088807 | 0.0573 | 0.032149 | 0.0932 | 0.021007 | 0.067411 | 0.016713 | 0.033489 | 0.086751 | 0.013027 | 0.07083 | 0.056593 | 0.011304 | 0.095116 | 0.078044 | 0.069366 | 0.084688 | 0.024093 | 0.031483 | 0.055062 | 0.077026 | 0.094792 | 0.015487 | 0.046936 | 0.020052 | 0.099513 | 0.067121 | 0.059268 | 0.099805 | 0.042284 | 0.015993 | 0.021054 | 0.08684 | 0.091661 | 0.026554 | 0.079024 | 0.024526 | 0.078744 | 0.054374 | 0.076218 | 0.079398 | 0.058912 | 0.057001 | 0.046791 | 0.069603 | 0.074678 | 0.038504 | 0.014235 | 0.089117 | 0.082032 | 0.069339 | 0.017567 | 0.058876 | 0.059478 | 0.064006 | 0.044152 | 0.053114 | 0.044962 | 0.083324 | 0.066856 | 0.09059 | 0.032734 | 0.018872 | 0.038955 | 0.01734 | 0.028852 | 0.038012 | 0.086768 | 0.066172 | 0.039984 | 0.028773 | 0.013708 | 0.055482 | 0.042883 | 0.023134 | 0.063845 | 0.038688 | 0.028929 | 0.063272 | 0.098081 | 0.045334 | 0.01699 | 0.042554 | 0.034806 | 0.01801 | 0.012057 | 0.087325 | 0.089131 | 0.070299 | 0.094024 | 0.047192 | 0.046114 | 0.086322 | 0.08779 | 0.074983 | 0.015209 | 0.084598 | 0.0754 | 0.079465 | 0.045642 | 0.05922 | 0.062901 | 0.064908 | 0.040905 | 0.075091 | 0.040528 | 0.04128 | 0.039351 | 0.048215 | 0.050312 | 0.097032 | 0.027393 | 0.01301 | 0.039326 | 0.077001 | 0.019615 | 0.074521 | 0.068569 | 0.049837 | 0.020132 | 0.035697 | 0.038181 | 0.022897 | 0.037916 | 0.036671 | 0.08298 | 0.03436 | 0.083336 | 0.065882 | 0.017407 | 0.089326 | 0.08305 | 0.018836 | 0.04607 | 0.030313 | 0.033684 | 0.06632 | 0.013993 | 0.041066 | 0.053338 | 0.011875 | 0.065832 | 0.098066 | 0.054697 | 0.08427 | 0.07804 | 0.097261 | 0.021961 | 0.031447 | 0.097716 | 0.042629 | 0.035813 | 0.052554 | 0.013748 | 0.082783 | 0.074759 | 0.069449 | 0.01538 | 0.097321 | 0.036278 | 0.067467 | 0.010697 | 0.094908 | 0.025649 | 0.010428 | 0.037709 | 0.090436 | 0.083668 | 0.046442 | 0.074151 | 0.037241 | 0.024676 | 0.037503 | 0.08469 | 0.067365 | 0.028571 | 0.090219 | 0.062636 | 0.014932 | 0.039271 | 0.064788 | 0.099412 | 0.095278 | 0.062779 | 0.085573 | 0.058513 | 0.036879 | 0.095662 | 0.022533 | 0.097279 | 0.042262 | 0.086534 | 0.056168 | 0.069007 | 0.078104 | 0.063298 | 0.091614 | 0.068103 | 0.051908 | 0.026475 | 0.035661 | 0.07134 | 0.040325 | 0.052421 | 0.07572 | 0.011184 | 0.045119 | 0.098115 | 0.058045 | 0.049538 | 0.017861 | 0.088215 | 0.09031 | 0.088495 | 0.072758 | 0.095655 | 0.093418 | 0.052969 | 0.090068 | 0.056211 | 0.030099 | 0.06191 | 0.073577 | 0.064472 | 0.053326 | 0.02774 | 0.094985 | 0.063102 | 0.053656 | 0.047272 | 0.012464 | 0.016651 | 0.063601 | 0.050183 | 0.021814 | 0.071549 | 0.059225 | 0.084752 | 0.048791 | 0.094969 | 0.035237 | 0.096404 | 0.043078 | 0.07373 | 0.067732 | 0.055652 | 0.093001 | 0.011416 | 0.075035 | 0.056534 | 0.039609 | 0.046777 | 0.077225 | 0.059845 | 0.036022 | 0.084842 | 0.03174 | 0.035396 | 0.029622 | 0.04249 | 0.041699 | 0.063358 | 0.044935 | 0.028488 | 0.033816 | 0.020998 | 0.09027 | 0.072625 | 0.074208 | 0.078215 | 0.023458 | 0.032408 | 0.090807 | 0.026632 | 0.011149 | 0.09679 | 0.063265 | 0.028155 | 0.096351 | 0.090328 | 0.01925 | 0.098733 | 0.023945 | 0.016723 | 0.071256 | 0.027767 | 0.064323 | 0.095664 | 0.063547 | 0.047511 | 0.047635 | 0.032486 | 0.057272 | 0.010114 | 0.036332 | 0.078949 | 0.068858 | 0.047806 | 0.021939 | 0.04345 | 0.070519 | 0.094578 | 0.095886 | 0.033922 | 0.082231 | 0.077028 | 0.053741 | 0.040443 | 0.050062 | 0.067264 | 0.080129 | 0.088888 | 0.087238 | 0.048081 | 0.050348 | 0.028444 | 0.039029 | 0.052216 | 0.074761 | 0.091121 | 0.099133 | 0.058843 | 0.055698 | 0.09877 | 0.064824 | 0.071711 | 0.020647 | 0.010769 | 0.096673 | 0.079697 | 0.095408 | 0.067175 | 0.011321 | 0.077561 | 0.098513 | 0.065599 | 0.090901 | 0.034961 | 0.055653 | 0.059739 | 0.092345 | 0.085238 | 0.023476 | 0.065697 | 0.023241 | 0.023102 | 0.037874 | 0.088441 | 0.01287 | 0.06068 | 0.081014 | 0.056828 | 0.051396 | 0.071367 | 0.03059 | 0.058018 | 0.069965 | 0.061226 | 0.015299 | 0.0183 | 0.083303 | 0.024967 | 0.018547 | 0.098561 | 0.032319 | 0.076804 | 0.0695 | 0.011946 | 0.023752 | 0.091052 | 0.051384 | 0.07878 | 0.023999 | 0.08343 | 0.011545 | 0.091219 | 0.024392 | 0.06726 | 0.093542 | 0.018173 | 0.077304 | 0.017209 | 0.082814 | 0.012769 | 0.058329 | 0.01285 | 0.060837 | 0.030805 | 0.032871 | 0.038061 | 0.040477 | 0.040085 | 0.016098 | 0.069052 | 0.024975 | 0.09569 | 0.080871 | 0.028651 | 0.079311 | 0.071528 | 0.06813 | 0.093732 | 0.097552 | 0.090443 | 0.03098 | 0.045052 | 0.053367 | 0.095242 | 0.097075 | 0.029453 | 0.077175 | 0.057839 | 0.051052 | 0.043583 | 0.076261 | 0.052321 | 0.032201 | 0.063682 | 0.047353 | 0.069925 | 0.043454 | 0.056404 | 0.087203 | 0.026543 | 0.068612 | 0.082024 | 0.057001 | 0.091278 | 0.06948 | 0.057826 | 0.089091 | 0.062124 | 0.04395 | 0.018469 | 0.047751 | 0.086925 | 0.04209 | 0.013156 | 0.032225 | 0.025901 | 0.027303 | 0.026837 | 0.08185 | 0.071673 | 0.01319 | 0.050592 | 0.097692 | 0.067498 | 0.032724 | 0.084867 | 0.043959 | 0.013231 | 0.068538 | 0.065533 | 0.076701 | 0.010859 | 0.089813 | 0.013043 | 0.068984 | 0.063409 | 0.04587 | 0.095224 | 0.054345 | 0.097713 | 0.042045 | 0.030518 | 0.076634 | 0.095966 | 0.054837 | 0.039584 | 0.036786 | 0.083945 | 0.032462 | 0.094629 | 0.01388 | 0.082262 | 0.097954 | 0.035981 | 0.016581 | 0.06061 | 0.08408 | 0.0526 | 0.033088 | 0.045045 | 0.011251 | 0.01977 | 0.023107 | 0.092841 | 0.082946 | 0.05996 | 0.097158 | 0.076019 | 0.016431 | 0.040712 | 0.03151 | 0.020602 | 0.023075 | 0.059995 | 0.031904 | 0.088571 | 0.062321 | 0.054917 | 0.028471 | 0.069163 | 0.08461 | 0.080132 | 0.019114 | 0.098817 | 0.091405 | 0.012839 | 0.098013 | 0.081198 | 0.022478 | 0.08703 | 0.021418 | 0.012831 | 0.032101 | 0.057726 | 0.070524 | 0.096 | 0.025957 | 0.047153 | 0.018005 | 0.053907 | 0.022462 | 0.0921 | 0.099743 | 0.052819 | 0.085235 | 0.035396 | 0.09491 | 0.030643 | 0.042728 | 0.06088 | 0.018694 | 0.03818 | 0.070802 | 0.082827 | 0.037175 | 0.069374 | 0.022172 | 0.076171 | 0.020235 | 0.048484 | 0.071376 | 0.047699 | 0.037196 | 0.060195 | 0.015804 | 0.056426 | 0.053523 | 0.091089 | 0.02928 | 0.039774 | 0.043813 | 0.042179 | 0.086513 | 0.090653 | 0.072062 | 0.029481 | 0.029353 | 0.062045 | 0.092057 | 0.064625 | 0.042926 | 0.013219 | 0.086782 | 0.069006 | 0.082283 | 0.088755 | 0.015877 | 0.033635 | 0.079681 | 0.070285 | 0.039511 | 0.011832 | 0.040384 | 0.049287 | 0.081828 | 0.047854 | 0.047336 | 0.079492 | 0.097636 | 0.054603 | 0.015872 | 0.085353 | 0.079695 | 0.048858 | 0.065013 | 0.056667 | 0.067615 | 0.041052 | 0.026351 | 0.09971 | 0.019596 | 0.046808 | 0.089919 | 0.092898 | 0.031763 | 0.067496 | 0.096163 | 0.085688 | 0.098208 | 0.042086 | 0.033251 | 0.082368 | 0.016812 | 0.08627 | 0.094476 | 0.072757 | 0.011885 | 0.039998 | 0.046945 | 0.070259 | 0.020319 | 0.066895 | 0.04912 | 0.015333 | 0.022666 | 0.057499 | 0.038369 | 0.074398 | 0.037712 | 0.07205 | 0.043737 | 0.044608 | 0.037634 | 0.063542 | 0.059563 | 0.037257 | 0.08301 | 0.08226 | 0.095106 | 0.027834 | 0.026752 | 0.095126 | 0.079621 | 0.061918 | 0.041642 | 0.035783 | 0.020588 | 0.043592 | 0.032743 | 0.043927 | 0.086432 | 0.059568 | 0.080977 | 0.086081 | 0.026894 | 0.094451 | 0.036856 | 0.056908 | 0.077235 | 0.060457 | 0.050497 | 0.039551 | 0.078089 | 0.067976 | 0.071467 | 0.098232 | 0.021243 | 0.014779 | 0.045246 | 0.08678 | 0.082198 | 0.0357 | 0.064146 | 0.021745 | 0.081786 | 0.099908 | 0.075479 | 0.097823 | 0.048013 | 0.071205 | 0.065966 | 0.043381 | 0.027261 | 0.092194 | 0.061617 | 0.059411 | 0.017054 | 0.057381 | 0.07187 | 0.058127 | 0.049888 | 0.063469 | 0.019571 | 0.086235 | 0.078071 | 0.06546 | 0.060644 | 0.094126 | 0.023371 | 0.022274 | 0.090177 | 0.012494 | 0.081698 | 0.06504 | 0.087222 | 0.098613 | 0.024982 | 0.057487 | 0.019928 | 0.046692 | 0.084212 | 0.039955 | 0.060076 | 0.078757 | 0.066624 | 0.036266 | 0.066536 | 0.094346 | 0.022628 | 0.016978 | 0.027333 | 0.060478 | 0.049465 | 0.065169 | 0.068171 | 0.098617 | 0.075151 | 0.094116 | 0.014035 | 0.095913 | 0.097312 | 0.022302 | 0.086578 | 0.099601 | 0.011271 | 0.085764 | 0.041293 | 0.043381 | 0.039318 | 0.030945 | 0.073733 | 0.093049 | 0.03514 | 0.05365 | 0.097638 | 0.04238 | 0.055299 | 0.09096 | 0.068666 | 0.028246 | 0.040466 | 0.042199 | 0.032698 | 0.094463 | 0.039705 | 0.079623 | 0.061232 | 0.068915 | 0.042393 | 0.032445 | 0.0773 | 0.074259 | 0.038154 | 0.093368 | 0.089998 | 0.032375 | 0.086483 | 0.012565 | 0.017585 | 0.043928 | 0.015277 | 0.034353 | 0.073953 | 0.037513 | 0.093232 | 0.025697 | 0.030048 | 0.082967 | 0.021181 | 0.020444 | 0.079465 | 0.099656 | 0.055098 | 0.075007 | 0.029368 | 0.066519 | 0.090461 | 0.050016 | 0.025691 | 0.048013 | 0.048006 | 0.091104 | 0.047111 | 0.059377 | 0.035018 | 0.044862 | 0.025562 | 0.090744 | 0.087772 | 0.045972 | 0.092026 | 0.021483 | 0.065846 | 0.06993 | 0.016129 | 0.071111 | 0.022499 | 0.092008 | 0.014021 | 0.013991 | 0.014216 | 0.080528 | 0.048237 | 0.060003 | 0.052156 | 0.091837 | 0.038458 | 0.021826 | 0.09109 | 0.067203 | 0.011136 | 0.083928 | 0.056639 | 0.056952 | 0.010758 | 0.050668 | 0.040693 | 0.060038 | 0.029745 | 0.01375 | 0.029035 | 0.078017 | 0.080303 | 0.063089 | 0.028997 | 0.018826 | 0.058893 | 0.027451 | 0.081685 | 0.063875 | 0.019559 | 0.056254 | 0.090734 | 0.085564 | 0.078706 | 0.049118 | 0.013277 | 0.059308 | 0.084693 | 0.030477 | 0.01813 | 0.019594 | 0.076335 | 0.051622 | 0.035409 | 0.08107 | 0.03991 | 0.019814 | 0.068157 | 0.090964 | 0.078054 | 0.086935 | 0.032775 | 0.088935 | 0.060642 | 0.029408 | 0.039432 | 0.018948 | 0.069156 | 0.069662 | 0.077927 | 0.055378 | 0.03465 | 0.022108 | 0.047886 | 0.092995 | 0.083521 | 0.085501 | 0.018902 | 0.015116 | 0.027367 | 0.033847 | 0.076187 | 0.042491 | 0.060169 | 0.034942 | 0.092493 | 0.050575 | 0.017256 | 0.062175 | 0.048139 | 0.045619 | 0.025782 | 0.076162 | 0.070672 | 0.046921 | 0.036671 | 0.027612 | 0.062531 | 0.023856 | 0.029741 | 0.064289 | 0.018802 | 0.0646 | 0.063461 | 0.015928 | 0.029314 | 0.087921 | 0.055829 | 0.05507 | 0.055239 | 0.081568 | 0.064635 | 0.02315 | 0.020514 | 0.056905 | 0.065404 | 0.088318 | 0.03438 | 0.050145 | 0.09569 | 0.019632 | 0.097778 | 0.064518 | 0.050371 | 0.043406 | 0.026399 | 0.058481 | 0.05972 | 0.018929 | 0.074295 | 0.055152 | 0.099141 | 0.02755 | 0.07739 | 0.070705 | 0.027717 | 0.060622 | 0.031834 | 0.013764 | 0.043752 | 0.056963 | 0.095999 | 0.011894 | 0.078207 | 0.063463 | 0.065713 | 0.04161 | 0.033493 | 0.035677 | 0.078015 | 0.052808 | 0.052083 | 0.032043 | 0.040066 | 0.020585 | 0.053201 | 0.072347 | 0.055644 | 0.010207 | 0.015504 | 0.078981 | 0.089724 | 0.042588 | 0.01269 | 0.075583 | 0.083074 | 0.086054 | 0.058807 | 0.083775 | 0.048029 | 0.080347 | 0.081709 | 0.025273 | 0.020598 | 0.023662 | 0.045784 | 0.026648 | 0.072241 | 0.026397 | 0.09263 | 0.015804 | 0.024042 | 0.062619 | 0.061498 | 0.080611 | 0.048654 | 0.011091 | 0.019882 | 0.091466 | 0.08624 | 0.083021 | 0.099204 | 0.022937 | 0.097323 | 0.032445 | 0.025992 | 0.017163 | 0.018891 | 0.082248 | 0.040626 | 0.022642 | 0.097414 | 0.025265 | 0.039849 | 0.03999 | 0.03446 | 0.090219 | 0.025603 | 0.090633 | 0.058707 | 0.058391 | 0.055933 | 0.043414 | 0.011217 | 0.022433 | 0.070265 | 0.017783 | 0.014051 | 0.043232 | 0.092475 | 0.033691 | 0.01666 | 0.076962 | 0.092934 | 0.053014 | 0.077189 | 0.073426 | 0.032631 | 0.083011 | 0.027571 | 0.068001 | 0.095506 | 0.068486 | 0.067274 | 0.031841 | 0.084512 | 0.066288 | 0.05732 | 0.020929 | 0.092246 | 0.057444 | 0.071054 | 0.01009 | 0.090848 | 0.048115 | 0.032035 | 0.09418 | 0.02356 | 0.098847 | 0.084457 | 0.08742 | 0.023914 | 0.086029 | 0.014699 | 0.065561 | 0.064842 | 0.075666 | 0.08815 | 0.087115 | 0.023369 | 0.05587 | 0.053458 | 0.042433 | 0.066067 | 0.090681 | 0.022044 | 0.048985 | 0.031662 | 0.01292 | 0.089177 | 0.074718 | 0.095225 | 0.033736 | 0.036085 | 0.055713 | 0.088663 | 0.069948 | 0.062187 | 0.040979 | 0.094136 | 0.048582 | 0.093555 | 0.060448 | 0.098383 | 0.042304 | 0.057473 | 0.01324 | 0.041536 | 0.010207 | 0.058711 | 0.094157 | 0.068536 | 0.01989 | 0.078976 | 0.087472 | 0.060539 | 0.072187 | 0.088457 | 0.073041 | 0.014706 | 0.090697 | 0.018709 | 0.022923 | 0.054555 | 0.014764 | 0.018293 | 0.01744 | 0.053747 | 0.01747 | 0.040862 | 0.033002 | 0.031736 | 0.058395 | 0.073562 | 0.02527 | 0.075494 | 0.018413 | 0.092541 | 0.021622 | 0.036415 | 0.021656 | 0.056746 | 0.024327 | 0.092047 | 0.048981 | 0.076392 | 0.06309 | 0.067297 | 0.090548 | 0.067677 | 0.054752 | 0.067791 | 0.03921 | 0.082927 | 0.089751 | 0.049788 | 0.048413 | 0.096805 | 0.038479 | 0.037331 | 0.069577 | 0.023892 | 0.022549 | 0.08107 | 0.052891 | 0.042048 | 0.052931 | 0.018233 | 0.053051 | 0.059444 | 0.077848 | 0.091492 | 0.027403 | 0.034701 | 0.046997 | 0.017399 | 0.092251 | 0.029391 | 0.072798 | 0.072383 | 0.071019 | 0.094543 | 0.058146 | 0.078384 | 0.058079 | 0.085412 | 0.011022 | 0.037152 | 0.028598 | 0.027401 | 0.068459 | 0.054184 | 0.07753 | 0.033476 | 0.023515 | 0.035635 | 0.05183 | 0.025035 | 0.095403 | 0.03048 | 0.089389 | 0.023627 | 0.071602 | 0.074189 | 0.061965 | 0.084674 | 0.020315 | 0.073209 | 0.062587 | 0.033749 | 0.063023 | 0.057707 | 0.050442 | 0.043129 | 0.028607 | 0.015642 | 0.066083 | 0.095253 | 0.046079 | 0.047657 | 0.035718 | 0.074131 | 0.061341 | 0.086048 | 0.085455 | 0.040962 | 0.039477 | 0.012812 | 0.081013 | 0.048834 | 0.097396 | 0.075535 | 0.082669 | 0.06622 | 0.043932 | 0.040806 | 0.060032 | 0.075067 | 0.073011 | 0.065394 | 0.014901 | 0.014881 | 0.083263 | 0.068353 | 0.078926 | 0.069574 | 0.073819 | 0.014608 | 0.092995 | 0.043058 | 0.056928 | 0.037193 | 0.011927 | 0.031827 | 0.01087 | 0.023697 | 0.077263 | 0.065014 | 0.098761 | 0.016851 | 0.094521 | 0.022661 | 0.060972 | 0.058665 | 0.07772 | 0.099561 | 0.095374 | 0.090958 | 0.073354 | 0.017365 | 0.072032 | 0.074672 | 0.066779 | 0.062897 | 0.03107 | 0.091415 | 0.079384 | 0.037091 | 0.02505 | 0.013616 | 0.023522 | 0.081023 | 0.026283 | 0.07077 | 0.05804 | 0.059074 | 0.049729 | 0.095769 | 0.075174 | 0.062571 | 0.035159 | 0.095099 | 0.092457 | 0.063279 | 0.035037 | 0.06108 | 0.068968 | 0.01982 | 0.076757 | 0.074244 | 0.064109 | 0.094661 | 0.083464 | 0.059311 | 0.069283 | 0.083915 | 0.044233 | 0.02188 | 0.041761 | 0.096337 | 0.099669 | 0.014929 | 0.012891 | 0.086421 | 0.066785 | 0.020837 | 0.092901 | 0.032246 | 0.042528 | 0.014501 | 0.014985 | 0.081638 | 0.071992 | 0.014226 | 0.066914 | 0.090374 | 0.078562 | 0.05397 | 0.094213 | 0.058999 | 0.060043 | 0.08535 | 0.018157 | 0.056768 | 0.011539 | 0.016714 | 0.057444 | 0.034283 | 0.069937 | 0.055714 | 0.021798 | 0.069211 | 0.036566 | 0.057644 | 0.018035 | 0.056524 | 0.088677 | 0.037871 | 0.034265 | 0.051672 | 0.031616 | 0.024889 | 0.0385 | 0.079658 | 0.044143 | 0.07306 | 0.054406 | 0.018605 | 0.070426 | 0.046084 | 0.05329 | 0.046959 | 0.084184 | 0.017484 | 0.021607 | 0.088897 | 0.047905 | 0.067347 | 0.0296 | 0.018405 | 0.090626 | 0.059294 | 0.011614 | 0.090945 | 0.055248 | 0.038181 | 0.073691 | 0.037179 | 0.05215 | 0.02039 | 0.049301 | 0.066197 | 0.031288 | 0.014685 | 0.036785 | 0.087004 | 0.078988 | 0.010847 | 0.098548 | 0.075594 | 0.047425 | 0.065693 | 0.099005 | 0.059242 | 0.069985 | 0.095691 | 0.069956 | 0.028922 | 0.054336 | 0.060585 | 0.051894 | 0.081768 | 0.027873 | 0.042928 | 0.087808 | 0.058966 | 0.064477 | 0.095683 | 0.061131 | 0.027203 | 0.026733 | 0.096455 | 0.086151 | 0.065265 | 0.096471 | 0.01642 | 0.078617 | 0.016747 | 0.010403 | 0.090463 | 0.079481 | 0.014325 | 0.019537 | 0.046013 | 0.086076 | 0.078945 | 0.063144 | 0.020663 | 0.025833 | 0.091975 | 0.072685 | 0.056862 | 0.044702 | 0.018154 | 0.08666 | 0.01271 | 0.049241 | 0.028425 | 0.017436 | 0.049759 | 0.022003 | 0.058478 | 0.096513 | 0.068116 | 0.055999 | 0.09276 | 0.09345 | 0.059162 | 0.041996 | 0.024045 | 0.021567 | 0.057681 | 0.051004 | 0.046278 | 0.082112 | 0.030857 | 0.035462 | 0.03961 | 0.085449 | 0.040585 | 0.066648 | 0.051032 | 0.026472 | 0.04535 | 0.021917 | 0.026276 | 0.046175 | 0.017933 | 0.036244 | 0.086055 | 0.024094 | 0.029858 | 0.054042 | 0.053665 | 0.019087 | 0.054673 | 0.044632 | 0.06874 | 0.022497 | 0.015804 | 0.074758 | 0.04837 | 0.088718 | 0.050187 | 0.031854 | 0.028609 | 0.066082 | 0.064243 | 0.066524 | 0.036465 | 0.02872 | 0.092316 | 0.040698 | 0.069203 | 0.024251 | 0.059303 | 0.058448 | 0.071851 | 0.069689 | 0.090956 | 0.037357 | 0.093218 | 0.048902 | 0.080418 | 0.034598 | 0.053895 | 0.070128 | 0.039314 | 0.099564 | 0.068669 | 0.053511 | 0.072054 | 0.073814 | 0.022713 | 0.015187 | 0.024272 | 0.076412 | 0.018318 | 0.042107 | 0.020468 | 0.034631 | 0.091782 | 0.064763 | 0.084523 | 0.080782 | 0.054962 | 0.082871 | 0.021132 | 0.025711 | 0.05092 | 0.070131 | 0.058253 | 0.044289 | 0.080697 | 0.026587 | 0.075529 | 0.075993 | 0.063363 | 0.02863 | 0.037644 | 0.049303 | 0.057271 | 0.082998 | 0.040887 | 0.016545 | 0.096025 | 0.069469 | 0.039955 | 0.072493 | 0.065478 | 0.095515 | 0.082682 | 0.034335 | 0.049357 | 0.01181 | 0.029943 | 0.079102 | 0.061477 | 0.083765 | 0.068136 | 0.050844 | 0.013396 | 0.098397 | 0.087265 | 0.074931 | 0.037147 | 0.061851 | 0.043384 | 0.014244 | 0.012209 | 0.018044 | 0.021277 | 0.097351 | 0.030717 | 0.089767 | 0.052089 | 0.08273 | 0.096121 | 0.028756 | 0.09297 | 0.076551 | 0.087491 | 0.096139 | 0.019728 | 0.024951 | 0.010746 | 0.086887 | 0.082643 | 0.06372 | 0.02336 | 0.097612 | 0.017037 | 0.044415 | 0.086953 | 0.032906 | 0.084396 | 0.070811 | 0.013346 | 0.043193 | 0.030956 | 0.085919 | 0.038334 | 0.032352 | 0.010888 | 0.018093 | 0.075209 | 0.016528 | 0.016378 | 0.042196 | 0.083474 | 0.095697 | 0.094555 | 0.0639 | 0.055788 | 0.091309 | 0.05513 | 0.02414 | 0.098961 | 0.060611 | 0.039276 | 0.040274 | 0.02173 | 0.018596 | 0.020993 | 0.045699 | 0.061657 | 0.093341 | 0.046988 | 0.036006 | 0.085577 | 0.030218 | 0.031501 | 0.046337 | 0.023802 | 0.063777 | 0.077095 | 0.062457 | 0.054131 | 0.083602 | 0.073421 | 0.056021 | 0.046516 | 0.033347 | 0.092626 | 0.069274 | 0.011299 | 0.015826 | 0.059162 | 0.067562 | 0.075896 | 0.092055 | 0.029576 | 0.057053 | 0.019744 | 0.09517 | 0.098872 | 0.038549 | 0.073057 | 0.043826 | 0.037214 | 0.072213 | 0.070571 | 0.06076 | 0.016293 | 0.040637 | 0.089305 | 0.068978 | 0.033366 | 0.062603 | 0.053717 | 0.089996 | 0.07671 | 0.019747 | 0.078808 | 0.020595 | 0.052353 | 0.023931 | 0.012669 | 0.084014 | 0.063587 | 0.099176 | 0.024632 | 0.073659 | 0.061272 | 0.023888 | 0.053301 | 0.080018 | 0.08936 | 0.075559 | 0.090454 | 0.038254 | 0.051826 | 0.028534 | 0.087982 | 0.058943 | 0.087186 | 0.037103 | 0.061332 | 0.08092 | 0.06763 | 0.074604 | 0.012389 | 0.049661 | 0.019573 | 0.093363 | 0.091689 | 0.068327 | 0.017503 | 0.018767 | 0.086544 | 0.055464 | 0.042058 | 0.086654 | 0.072291 | 0.070021 | 0.018642 | 0.089482 | 0.014458 | 0.046759 | 0.058852 | 0.049794 | 0.090709 | 0.038003 | 0.066926 | 0.074931 | 0.028048 | 0.038421 | 0.091637 | 0.015635 | 0.090009 | 0.041958 | 0.039222 | 0.054542 | 0.026381 | 0.042698 | 0.044919 | 0.070539 | 0.04267 | 0.028679 | 0.081607 | 0.033523 | 0.017077 | 0.031743 | 0.084364 | 0.062228 | 0.067651 | 0.074119 | 0.035658 | 0.035074 | 0.091454 | 0.064139 | 0.049948 | 0.076143 | 0.029926 | 0.066916 | 0.021561 | 0.082879 | 0.043754 | 0.026123 | 0.084504 | 0.018933 | 0.080154 | 0.063457 | 0.057486 | 0.086113 | 0.093751 | 0.097616 | 0.086374 | 0.043245 | 0.085056 | 0.093398 | 0.051196 | 0.051496 | 0.049328 | 0.038433 | 0.083482 | 0.020822 | 0.079144 | 0.090858 | 0.042995 | 0.012192 | 0.067233 | 0.095485 | 0.036466 | 0.012065 | 0.064447 | 0.010558 | 0.034731 | 0.019276 | 0.044347 | 0.059095 | 0.099493 | 0.051045 | 0.036154 | 0.059396 | 0.077622 | 0.024572 | 0.06869 | 0.070164 | 0.051423 | 0.055548 | 0.018965 | 0.048802 | 0.036541 | 0.02165 | 0.067123 | 0.050849 | 0.024732 | 0.034381 | 0.079395 | 0.019992 | 0.042061 | 0.020352 | 0.024903 | 0.086465 | 0.097415 | 0.037143 | 0.017714 | 0.094231 | 0.081551 | 0.0296 | 0.028046 | 0.051662 | 0.024246 | 0.068109 | 0.047247 | 0.077846 | 0.018459 | 0.08643 | 0.077816 | 0.018348 | 0.064923 | 0.083968 | 0.072917 | 0.039328 | 0.088142 | 0.0342 | 0.067348 | 0.072107 | 0.024144 | 0.044455 | 0.047544 | 0.09406 | 0.068677 | 0.087647 | 0.071504 | 0.024097 | 0.069738 | 0.03921 | 0.064621 | 0.043496 | 0.020494 | 0.090927 | 0.071879 | 0.02011 | 0.048087 | 0.083553 | 0.045606 | 0.039831 | 0.087714 | 0.057763 | 0.097498 | 0.091142 | 0.064237 | 0.022289 | 0.070215 | 0.098035 | 0.09344 | 0.080108 | 0.094121 | 0.06839 | 0.013299 | 0.017238 | 0.04139 | 0.096286 | 0.07451 | 0.013832 | 0.01201 | 0.059943 | 0.073062 | 0.03489 | 0.025479 | 0.03593 | 0.010838 | 0.078689 | 0.024433 | 0.023608 | 0.032463 | 0.076137 | 0.043152 | 0.092712 | 0.067423 | 0.09887 | 0.039787 | 0.091495 | 0.088144 | 0.040852 | 0.01309 | 0.095446 | 0.014744 | 0.072439 | 0.044157 | 0.05568 | 0.065826 | 0.051514 | 0.079126 | 0.022576 | 0.050763 | 0.082325 | 0.031665 | 0.098266 | 0.095605 | 0.065856 | 0.033869 | 0.051666 | 0.010205 | 0.092112 | 0.043199 | 0.062715 | 0.069394 | 0.090787 | 0.015869 | 0.033336 | 0.075684 | 0.044971 | 0.066056 | 0.060209 | 0.02268 | 0.02394 | 0.046538 | 0.054533 | 0.04786 | 0.021686 | 0.096835 | 0.087618 | 0.034494 | 0.030559 | 0.059245 | 0.054742 | 0.063871 | 0.076983 | 0.068992 | 0.085376 | 0.070647 | 0.082837 | 0.018409 | 0.080056 | 0.033652 | 0.053017 | 0.017245 | 0.048543 | 0.045628 | 0.050373 | 0.081808 | 0.062536 | 0.050006 | 0.09687 | 0.076549 | 0.095983 | 0.036933 | 0.010358 | 0.082183 | 0.051307 | 0.072954 | 0.040103 | 0.049654 | 0.036519 | 0.087768 | 0.093493 | 0.097873 | 0.069983 | 0.039773 | 0.024098 | 0.046516 | 0.049402 | 0.073324 | 0.079387 | 0.029446 | 0.04129 | 0.087415 | 0.057918 | 0.036159 | 0.046385 | 0.035149 | 0.016581 | 0.060524 | 0.048709 | 0.053839 | 0.01907 | 0.087599 | 0.089278 | 0.090838 | 0.068989 | 0.077883 | 0.012394 | 0.092904 | 0.017047 | 0.036363 | 0.014857 | 0.087704 | 0.060259 | 0.016438 | 0.074841 | 0.045685 | 0.017964 | 0.015079 | 0.081667 | 0.077667 | 0.075772 | 0.011154 | 0.019713 | 0.055487 | 0.066859 | 0.076778 | 0.060791 | 0.023538 | 0.05382 | 0.048758 | 0.043114 | 0.042881 | 0.073373 | 0.061988 | 0.070134 | 0.030496 | 0.065607 | 0.086629 | 0.066763 | 0.044165 | 0.084345 | 0.048176 | 0.075175 | 0.015645 | 0.095358 | 0.083074 | 0.03458 | 0.098874 | 0.090967 | 0.080486 | 0.088607 | 0.057608 | 0.095984 | 0.075942 | 0.084894 | 0.033173 | 0.015791 | 0.010016 | 0.079227 | 0.010495 | 0.072031 | 0.029763 | 0.036065 | 0.046836 | 0.088589 | 0.035275 | 0.087831 | 0.098234 | 0.061962 | 0.066861 | 0.076621 | 0.03834 | 0.071154 | 0.029082 | 0.071293 | 0.059552 | 0.071132 | 0.015589 | 0.020199 | 0.06169 | 0.060523 | 0.01605 | 0.083761 | 0.0212 | 0.023527 | 0.04611 | 0.057099 | 0.039813 | 0.094809 | 0.079237 | 0.027785 | 0.080932 | 0.035425 | 0.056135 | 0.057034 | 0.073342 | 0.016842 | 0.051751 | 0.015674 | 0.076656 | 0.062651 | 0.055256 | 0.01108 | 0.015873 | 0.059108 | 0.072949 | 0.051954 | 0.038731 | 0.047684 | 0.089974 | 0.028385 | 0.080112 | 0.026341 | 0.031621 | 0.088919 | 0.075331 | 0.097068 | 0.040991 | 0.02242 | 0.025873 | 0.026731 | 0.099872 | 0.040547 | 0.052988 | 0.017809 | 0.01173 | 0.097879 | 0.071516 | 0.025197 | 0.052159 | 0.05237 | 0.088242 | 0.026159 | 0.040886 | 0.068104 | 0.066969 | 0.069282 | 0.024605 | 0.024528 | 0.049204 | 0.018129 | 0.01676 | 0.059663 | 0.033297 | 0.028725 | 0.091658 | 0.078037 | 0.044099 | 0.032537 | 0.095671 | 0.012778 | 0.061253 | 0.017479 | 0.0531 | 0.069169 | 0.025752 | 0.03244 | 0.034252 | 0.035396 | 0.038268 | 0.084369 | 0.060087 | 0.078645 | 0.047112 | 0.084556 | 0.041691 | 0.04584 | 0.027663 | 0.060935 | 0.019038 | 0.08408 | 0.043728 | 0.082222 | 0.023904 | 0.030029 | 0.09325 | 0.067663 | 0.011528 | 0.02598 | 0.07218 | 0.099845 | 0.058213 | 0.073002 | 0.024088 | 0.04814 | 0.093717 | 0.026334 | 0.024669 | 0.068462 | 0.063806 | 0.067488 | 0.014097 | 0.034905 | 0.02925 | 0.014095 | 0.014918 | 0.041467 | 0.018908 | 0.044367 | 0.07323 | 0.061385 | 0.047366 | 0.035676 | 0.079225 | 0.058151 | 0.031542 | 0.074794 | 0.075804 | 0.043907 | 0.083604 | 0.091073 | 0.097883 | 0.020885 | 0.040104 | 0.088845 | 0.059034 | 0.03416 | 0.055674 | 0.073462 | 0.079128 | 0.095032 | 0.028714 | 0.050701 | 0.016802 | 0.022122 | 0.098128 | 0.036526 | 0.081215 | 0.018324 | 0.011495 | 0.062511 | 0.097462 | 0.065287 | 0.08348 | 0.015751 | 0.099205 | 0.036964 | 0.094886 | 0.047926 | 0.012894 | 0.035878 | 0.016022 | 0.020327 | 0.020324 | 0.067364 | 0.093805 | 0.090157 | 0.060848 | 0.026973 | 0.08272 | 0.095305 | 0.032482 | 0.063983 | 0.041687 | 0.066779 | 0.045891 | 0.033638 | 0.034363 | 0.04445 | 0.083767 | 0.073992 | 0.097265 | 0.094695 | 0.016942 | 0.06762 | 0.086533 | 0.013077 | 0.084804 | 0.010169 | 0.054255 | 0.033767 | 0.058453 | 0.036515 | 0.023641 | 0.095484 | 0.045119 | 0.041696 | 0.077141 | 0.071752 | 0.04652 | 0.03639 | 0.058375 | 0.026466 | 0.059681 | 0.031071 | 0.093333 | 0.08736 | 0.091607 | 0.09671 | 0.04927 | 0.092991 | 0.055345 | 0.038866 | 0.096488 | 0.018768 | 0.091881 | 0.07573 | 0.023716 | 0.053827 | 0.086317 | 0.074062 | 0.089697 | 0.062964 | 0.094339 | 0.05934 | 0.051357 | 0.059016 | 0.064173 | 0.020778 | 0.02394 | 0.012228 | 0.063086 | 0.088227 | 0.058219 | 0.033647 | 0.085427 | 0.088739 | 0.095884 | 0.024346 | 0.043778 | 0.095048 | 0.02101 | 0.062726 | 0.092656 | 0.091872 | 0.087072 | 0.090706 | 0.036109 | 0.090846 | 0.06565 | 0.055027 | 0.052647 | 0.059461 | 0.02588 | 0.080878 | 0.032082 | 0.018796 | 0.052687 | 0.035705 | 0.059618 | 0.032305 | 0.022852 | 0.074984 | 0.049463 | 0.079207 | 0.028534 | 0.095541 | 0.048188 | 0.083357 | 0.096173 | 0.030129 | 0.061642 | 0.098804 | 0.01747 | 0.036538 | 0.078103 | 0.021169 | 0.010344 | 0.099455 | 0.017683 | 0.088946 | 0.073853 | 0.011355 | 0.021871 | 0.043433 | 0.095697 | 0.08536 | 0.033745 | 0.023978 | 0.097981 | 0.020032 | 0.028931 | 0.044358 | 0.06045 | 0.065024 | 0.032845 | 0.085554 | 0.047674 | 0.085471 | 0.090337 | 0.026542 | 0.053802 | 0.065648 | 0.076075 | 0.067618 | 0.076004 | 0.082605 | 0.095508 | 0.022328 | 0.03393 | 0.03634 | 0.076535 | 0.060313 | 0.089592 | 0.065119 | 0.05908 | 0.085649 | 0.090282 | 0.052705 | 0.061586 | 0.056053 | 0.011436 | 0.072307 | 0.015428 | 0.015324 | 0.063498 | 0.034891 | 0.039761 | 0.073376 | 0.065992 | 0.042112 | 0.095531 | 0.02744 | 0.072998 | 0.092431 | 0.096978 | 0.071721 | 0.04457 | 0.01811 | 0.035589 | 0.023184 | 0.087798 | 0.065174 | 0.037173 | 0.033729 | 0.066447 | 0.021475 | 0.045055 | 0.044259 | 0.02004 | 0.076295 | 0.052369 | 0.041487 | 0.072291 | 0.032052 | 0.096262 | 0.015598 | 0.053005 | 0.035864 | 0.054655 | 0.070567 | 0.087101 | 0.060334 | 0.030482 | 0.078163 | 0.03723 | 0.028722 | 0.012044 | 0.09611 | 0.021962 | 0.06814 | 0.062419 | 0.074494 | 0.088154 | 0.026291 | 0.078598 | 0.049255 | 0.089116 | 0.083403 | 0.029117 | 0.036639 | 0.09701 | 0.065678 | 0.064359 | 0.046612 | 0.025079 | 0.066604 | 0.083275 | 0.081122 | 0.023551 | 0.087247 | 0.068142 | 0.013066 | 0.019072 | 0.036076 | 0.067298 | 0.074539 | 0.019721 | 0.038297 | 0.070166 | 0.077103 | 0.078585 | 0.087994 | 0.036332 | 0.046003 | 0.049623 | 0.088539 | 0.093599 | 0.057151 | 0.096538 | 0.085282 | 0.058724 | 0.041819 | 0.057822 | 0.067217 | 0.023307 | 0.087194 | 0.026644 | 0.078996 | 0.060183 | 0.059807 | 0.049309 | 0.086602 | 0.049341 | 0.085322 | 0.046958 | 0.082728 | 0.076039 | 0.024097 | 0.028839 | 0.072788 | 0.099568 | 0.034251 | 0.033056 | 0.071479 | 0.086499 | 0.020866 | 0.039061 | 0.085666 | 0.087879 | 0.036855 | 0.030228 | 0.053979 | 0.097008 | 0.056939 | 0.025849 | 0.096777 | 0.033131 | 0.033905 | 0.033941 | 0.069739 | 0.079233 | 0.062259 | 0.023056 | 0.08672 | 0.070241 | 0.029922 | 0.049661 | 0.079316 | 0.037322 | 0.057046 | 0.087221 | 0.077416 | 0.062882 | 0.072352 | 0.07656 | 0.031695 | 0.079358 | 0.066646 | 0.021783 | 0.06661
Outputs
Volumetric ratio of exhaled droplets to exhaled air | V* | - |  |  |  |  | V* | 3.517e-13 | 7.423e-13 | 7.3773e-13 | 3.195e-13 | 3.0373e-13 | 4.8715e-13 | 5.8566e-13 | 2.4754e-13 | 3.0247e-13 | 5.7424e-13 | 4.814e-13 | 7.8678e-13 | 5.1631e-13 | 5.9456e-13 | 4.9423e-13 | 1.4071e-13 | 5.6176e-13 | 6.907e-13 | 3.3067e-13 | 6.3084e-13 | 5.4463e-13 | 8.2716e-13 | 6.1381e-13 | 3.8837e-13 | 5.4524e-13 | 4.9759e-13 | 5.9409e-13 | 4.7461e-13 | 6.6252e-13 | 2.9696e-13 | 8.7124e-13 | 2.6713e-13 | 3.0473e-13 | 5.0219e-13 | 5.7097e-13 | 6.0265e-13 | 6.7555e-13 | 4.6664e-13 | 4.5977e-13 | 4.0813e-13 | 3.3457e-13 | 6.7694e-13 | 3.4465e-13 | 5.9941e-13 | 6.5039e-13 | 6.1331e-13 | 6.2155e-13 | 4.1541e-13 | 4.5311e-13 | 4.5486e-13 | 1.0921e-12 | 3.7915e-13 | 5.0019e-13 | 2.2762e-13 | 6.5679e-13 | 2.8658e-13 | 7.4232e-13 | 6.0148e-13 | 7.9839e-13 | 1.9048e-13 | 5.5743e-13 | 5.1213e-13 | 5.8027e-13 | 6.4883e-13 | 5.2593e-13 | 7.6128e-13 | 4.6454e-13 | 3.9776e-13 | 5.92e-13 | 7.5575e-13 | 5.3212e-13 | 5.0588e-13 | 4.7458e-13 | 4.5074e-13 | 2.7085e-13 | 6.4274e-13 | 5.2716e-13 | 7.6334e-13 | 5.5869e-13 | 7.2117e-13 | 6.6867e-13 | 6.077e-13 | 6.4048e-13 | 3.5513e-13 | 5.9544e-13 | 5.7782e-13 | 3.6839e-13 | 5.5689e-13 | 3.029e-13 | 4.7129e-13 | 4.7587e-13 | 3.8335e-13 | 6.2243e-13 | 7.0713e-13 | 4.3893e-13 | 7.9286e-13 | 6.4743e-13 | 5.5319e-13 | 3.709e-13 | 5.6944e-13 | 3.2243e-13 | 4.1057e-13 | 4.8016e-13 | 5.3952e-13 | 5.03e-13 | 5.7907e-13 | 3.2511e-13 | 3.3123e-13 | 2.9835e-13 | 3.7369e-13 | 4.6288e-13 | 4.5093e-13 | 6.707e-13 | 8.0247e-13 | 3.6728e-13 | 2.5238e-13 | 4.2846e-13 | 5.1685e-13 | 5.1131e-13 | 5.1133e-13 | 3.6799e-13 | 5.462e-13 | 3.7819e-13 | 5.2972e-13 | 8.0635e-13 | 5.0669e-13 | 3.8806e-13 | 4.8521e-13 | 3.3071e-13 | 4.2738e-13 | 5.9185e-13 | 7.28e-13 | 4.6803e-13 | 3.5259e-13 | 3.3057e-13 | 7.7621e-13 | 4.888e-13 | 4.0872e-13 | 3.4865e-13 | 5.0105e-13 | 7.9357e-13 | 8.5514e-13 | 7.2566e-13 | 6.2527e-13 | 5.8365e-13 | 4.645e-13 | 6.0197e-13 | 4.6379e-13 | 3.4957e-13 | 5.7676e-13 | 6.0813e-13 | 3.2839e-13 | 3.7506e-13 | 4.6756e-13 | 5.4778e-13 | 6.3551e-13 | 7.0133e-13 | 5.7308e-13 | 5.9957e-13 | 2.5293e-13 | 6.9437e-13 | 4.4738e-13 | 4.395e-13 | 5.0404e-13 | 4.6694e-13 | 5.7743e-13 | 4.9331e-13 | 7.1975e-13 | 8.0611e-13 | 4.0567e-13 | 5.0177e-13 | 5.9175e-13 | 7.0989e-13 | 5.8403e-13 | 3.5415e-13 | 3.745e-13 | 5.6342e-13 | 4.0008e-13 | 2.8568e-13 | 4.3442e-13 | 4.6696e-13 | 5.8647e-13 | 3.6077e-13 | 5.6535e-13 | 4.006e-13 | 7.1335e-13 | 4.7494e-13 | 3.1163e-13 | 6.5034e-13 | 5.6111e-13 | 4.3865e-13 | 5.5271e-13 | 3.229e-13 | 5.2753e-13 | 2.616e-13 | 5.5412e-13 | 6.9185e-13 | 6.1278e-13 | 3.4299e-13 | 7.7363e-13 | 5.1409e-13 | 5.7469e-13 | 1.7686e-13 | 4.5339e-13 | 4.4073e-13 | 2.8255e-13 | 3.2879e-13 | 6.6963e-13 | 3.3303e-13 | 5.2224e-13 | 2.9393e-13 | 5.2748e-13 | 5.8142e-13 | 4.1702e-13 | 4.5829e-13 | 5.1173e-13 | 4.9282e-13 | 5.7271e-13 | 3.6416e-13 | 3.3323e-13 | 4.7769e-13 | 7.6316e-13 | 4.537e-13 | 6.4273e-13 | 6.734e-13 | 4.0017e-13 | 3.9935e-13 | 4.4928e-13 | 4.5394e-13 | 2.8809e-13 | 4.2151e-13 | 5.9885e-13 | 5.4561e-13 | 8.4855e-13 | 3.853e-13 | 5.4342e-13 | 2.6685e-13 | 4.9724e-13 | 3.1146e-13 | 5.2254e-13 | 5.7177e-13 | 3.3856e-13 | 6.3448e-13 | 4.2973e-13 | 5.9484e-13 | 4.5226e-13 | 3.8511e-13 | 6.634e-13 | 3.825e-13 | 2.6056e-13 | 6.4737e-13 | 4.1847e-13 | 3.8655e-13 | 6.3317e-13 | 5.3485e-13 | 5.5446e-13 | 2.3008e-13 | 2.8483e-13 | 3.1957e-13 | 3.4776e-13 | 5.5674e-13 | 5.8395e-13 | 4.002e-13 | 2.9374e-13 | 4.8136e-13 | 4.2785e-13 | 5.3422e-13 | 7.8986e-13 | 6.823e-13 | 6.2675e-13 | 6.7341e-13 | 3.7094e-13 | 3.1785e-13 | 3.3602e-13 | 2.883e-13 | 4.5916e-13 | 4.406e-13 | 4.6259e-13 | 3.7652e-13 | 5.3996e-13 | 6.8514e-13 | 4.9662e-13 | 3.4505e-13 | 5.3353e-13 | 3.7815e-13 | 5.2337e-13 | 4.1123e-13 | 5.2969e-13 | 4.4541e-13 | 6.5833e-13 | 6.1031e-13 | 3.4089e-13 | 2.846e-13 | 2.5761e-13 | 7.118e-13 | 3.0626e-13 | 3.2365e-13 | 5.4088e-13 | 3.841e-13 | 5.3213e-13 | 2.9546e-13 | 4.0094e-13 | 4.6749e-13 | 2.4286e-13 | 7.2464e-13 | 4.6124e-13 | 3.734e-13 | 3.0141e-13 | 5.0497e-13 | 3.8267e-13 | 6.2044e-13 | 3.2761e-13 | 1.0737e-12 | 8.6514e-13 | 1.7108e-13 | 3.8796e-13 | 8.4558e-13 | 2.6026e-13 | 3.5412e-13 | 4.5463e-13 | 6.2647e-13 | 3.9595e-13 | 4.2005e-13 | 5.2357e-13 | 5.7902e-13 | 5.5189e-13 | 5.323e-13 | 3.7813e-13 | 6.0197e-13 | 5.861e-13 | 4.2517e-13 | 5.3294e-13 | 4.9176e-13 | 4.8311e-13 | 5.4961e-13 | 2.5529e-13 | 8.1977e-13 | 4.2359e-13 | 5.6676e-13 | 7.0859e-13 | 8.4659e-13 | 5.1194e-13 | 5.3496e-13 | 4.1981e-13 | 6.3326e-13 | 3.1959e-13 | 6.2718e-13 | 5.7922e-13 | 5.8237e-13 | 8.1585e-13 | 3.032e-13 | 2.5177e-13 | 5.3115e-13 | 3.136e-13 | 6.3573e-13 | 2.9112e-13 | 7.5588e-13 | 6.9972e-13 | 3.7057e-13 | 7.3419e-13 | 3.9476e-13 | 2.766e-13 | 5.1188e-13 | 4.5636e-13 | 3.0356e-13 | 3.4549e-13 | 4.7492e-13 | 4.1662e-13 | 5.0179e-13 | 6.4031e-13 | 4.1185e-13 | 7.694e-13 | 4.2647e-13 | 6.243e-13 | 3.7648e-13 | 3.1965e-13 | 5.1823e-13 | 4.2156e-13 | 5.4194e-13 | 6.3969e-13 | 4.493e-13 | 4.303e-13 | 5.6714e-13 | 5.0348e-13 | 4.9286e-13 | 6.0691e-13 | 7.4927e-13 | 2.577e-13 | 6.7851e-13 | 6.7248e-13 | 5.4346e-13 | 3.7472e-13 | 3.888e-13 | 5.0543e-13 | 3.7404e-13 | 7.5929e-13 | 7.4532e-13 | 6.4045e-13 | 6.5626e-13 | 7.1609e-13 | 5.4499e-13 | 3.7814e-13 | 5.7612e-13 | 2.8103e-13 | 8.634e-13 | 4.8928e-13 | 3.7359e-13 | 5.3032e-13 | 7.3507e-13 | 4.4272e-13 | 1.9996e-13 | 2.8697e-13 | 5.3613e-13 | 3.4954e-13 | 3.9043e-13 | 4.7444e-13 | 6.0705e-13 | 5.4028e-13 | 5.2822e-13 | 5.6175e-13 | 4.4535e-13 | 9.9959e-13 | 4.8495e-13 | 9.4142e-13 | 5.8267e-13 | 5.4565e-13 | 6.4687e-13 | 6.4124e-13 | 8.0252e-13 | 3.7346e-13 | 4.4382e-13 | 4.6929e-13 | 7.7398e-13 | 5.1478e-13 | 3.5141e-13 | 4.5449e-13 | 8.4473e-13 | 5.0233e-13 | 5.3102e-13 | 3.8443e-13 | 7.2806e-13 | 4.1303e-13 | 7.699e-13 | 6.7806e-13 | 4.1242e-13 | 7.0141e-13 | 3.6142e-13 | 5.4776e-13 | 4.456e-13 | 5.7997e-13 | 4.905e-13 | 2.8328e-13 | 2.8933e-13 | 6.7992e-13 | 8.3224e-13 | 4.1529e-13 | 4.7789e-13 | 6.2065e-13 | 5.7192e-13 | 7.5724e-13 | 6.6093e-13 | 6.1136e-13 | 6.6145e-13 | 5.7216e-13 | 7.1893e-13 | 5.1304e-13 | 4.6044e-13 | 7.6237e-13 | 5.0503e-13 | 3.9628e-13 | 7.6459e-13 | 2.047e-13 | 5.5888e-13 | 8.4754e-13 | 6.6969e-13 | 6.4269e-13 | 3.973e-13 | 4.4633e-13 | 5.4666e-13 | 4.2928e-13 | 6.5549e-13 | 6.5318e-13 | 4.8473e-13 | 6.0953e-13 | 8.4436e-13 | 3.8188e-13 | 2.9777e-13 | 5.8501e-13 | 6.8828e-13 | 8.7589e-13 | 4.9795e-13 | 4.4621e-13 | 7.4954e-13 | 6.4033e-13 | 5.978e-13 | 4.0221e-13 | 3.6924e-13 | 6.6622e-13 | 6.8008e-13 | 4.3311e-13 | 6.2e-13 | 6.8276e-13 | 3.998e-13 | 6.3459e-13 | 8.5336e-13 | 7.3873e-13 | 5.1116e-13 | 4.6371e-13 | 5.6831e-13 | 6.2238e-13 | 2.4827e-13 | 6.2382e-13 | 5.7666e-13 | 4.069e-13 | 4.5669e-13 | 5.9316e-13 | 6.0456e-13 | 2.6727e-13 | 5.785e-13 | 4.1238e-13 | 5.584e-13 | 5.1883e-13 | 4.3102e-13 | 3.2382e-13 | 3.0464e-13 | 5.732e-13 | 8.3939e-13 | 3.792e-13 | 6.9792e-13 | 7.8082e-13 | 4.2048e-13 | 4.9123e-13 | 3.6472e-13 | 4.6031e-13 | 6.8897e-13 | 5.1639e-13 | 4.8838e-13 | 2.8002e-13 | 5.5506e-13 | 6.5061e-13 | 4.7211e-13 | 5.395e-13 | 5.5517e-13 | 7.2297e-13 | 6.2762e-13 | 5.813e-13 | 7.5281e-13 | 6.6889e-13 | 6.4536e-13 | 5.4444e-13 | 5.3208e-13 | 7.6292e-13 | 5.1149e-13 | 2.9784e-13 | 4.2751e-13 | 5.3596e-13 | 2.6827e-13 | 8.5418e-13 | 3.7706e-13 | 4.1996e-13 | 5.2775e-13 | 2.9518e-13 | 9.1871e-13 | 7.4954e-13 | 7.412e-13 | 7.7304e-13 | 3.1457e-13 | 8.1786e-13 | 4.9054e-13 | 5.2207e-13 | 7.9232e-13 | 6.8557e-13 | 3.2832e-13 | 3.7264e-13 | 4.2637e-13 | 4.9963e-13 | 2.6641e-13 | 5.3981e-13 | 4.1965e-13 | 3.7267e-13 | 6.7706e-13 | 6.3528e-13 | 5.0184e-13 | 6.1003e-13 | 7.4982e-13 | 2.7174e-13 | 3.6056e-13 | 3.1487e-13 | 6.9268e-13 | 4.6175e-13 | 3.7279e-13 | 4.4855e-13 | 4.1494e-13 | 5.7523e-13 | 7.8581e-13 | 3.0895e-13 | 3.0968e-13 | 6.0359e-13 | 3.6847e-13 | 4.1378e-13 | 4.8049e-13 | 3.9846e-13 | 3.903e-13 | 3.5686e-13 | 5.0319e-13 | 4.1216e-13 | 9.62e-13 | 2.9593e-13 | 3.5686e-13 | 7.1747e-13 | 4.2828e-13 | 5.2306e-13 | 5.9226e-13 | 6.9098e-13 | 4.4435e-13 | 4.4964e-13 | 9.5905e-13 | 4.5202e-13 | 3.4013e-13 | 4.7341e-13 | 4.8481e-13 | 6.928e-13 | 6.0792e-13 | 4.0988e-13 | 9.9447e-13 | 5.1734e-13 | 6.0336e-13 | 2.9246e-13 | 3.2899e-13 | 5.1108e-13 | 5.0019e-13 | 3.2684e-13 | 6.8627e-13 | 6.1858e-13 | 6.3978e-13 | 5.5691e-13 | 2.2138e-13 | 4.9069e-13 | 2.9361e-13 | 4.0768e-13 | 4.9354e-13 | 4.3305e-13 | 6.1923e-13 | 3.9945e-13 | 4.3481e-13 | 5.1297e-13 | 4.7657e-13 | 1.5394e-13 | 5.4546e-13 | 6.1079e-13 | 5.4617e-13 | 7.9601e-13 | 4.6022e-13 | 3.9196e-13 | 5.0106e-13 | 4.2965e-13 | 4.2715e-13 | 5.5141e-13 | 3.0975e-13 | 4.7527e-13 | 4.6251e-13 | 3.0481e-13 | 4.3532e-13 | 2.749e-13 | 3.2125e-13 | 3.8316e-13 | 7.7078e-13 | 4.0191e-13 | 2.8553e-13 | 4.413e-13 | 3.9217e-13 | 6.6239e-13 | 4.6168e-13 | 2.9762e-13 | 7.5317e-13 | 6.9946e-13 | 9.0513e-13 | 4.9053e-13 | 4.4e-13 | 4.841e-13 | 3.2769e-13 | 5.7502e-13 | 3.1243e-13 | 5.7337e-13 | 6.8885e-13 | 5.1056e-13 | 2.2361e-13 | 4.942e-13 | 4.5207e-13 | 3.6931e-13 | 8.2273e-13 | 5.7229e-13 | 5.9554e-13 | 4.7926e-13 | 4.661e-13 | 5.9904e-13 | 3.1195e-13 | 3.65e-13 | 7.3629e-13 | 4.6244e-13 | 4.7832e-13 | 3.2719e-13 | 5.1407e-13 | 2.6711e-13 | 3.4089e-13 | 1.0881e-12 | 5.3693e-13 | 7.887e-13 | 5.3079e-13 | 4.2889e-13 | 6.0687e-13 | 5.2202e-13 | 3.2618e-13 | 9.0663e-13 | 7.5126e-13 | 6.5077e-13 | 4.7708e-13 | 6.4299e-13 | 6.5788e-13 | 3.1875e-13 | 5.439e-13 | 4.3568e-13 | 3.7006e-13 | 4.4683e-13 | 3.4236e-13 | 5.2846e-13 | 1.1792e-12 | 4.5625e-13 | 4.832e-13 | 4.9292e-13 | 3.8746e-13 | 4.6547e-13 | 4.1356e-13 | 3.9048e-13 | 7.4588e-13 | 7.0271e-13 | 7.4861e-13 | 6.3157e-13 | 6.9794e-13 | 3.8135e-13 | 3.363e-13 | 4.9034e-13 | 4.8242e-13 | 5.1813e-13 | 3.3298e-13 | 5.1526e-13 | 3.4269e-13 | 3.073e-13 | 5.8766e-13 | 6.3349e-13 | 4.1318e-13 | 4.2186e-13 | 3.3232e-13 | 6.902e-13 | 6.8329e-13 | 5.1219e-13 | 2.9854e-13 | 6.7319e-13 | 4.1718e-13 | 3.5249e-13 | 6.6776e-13 | 6.2746e-13 | 4.5284e-13 | 4.3979e-13 | 4.3578e-13 | 2.8555e-13 | 6.1005e-13 | 4.8292e-13 | 4.7584e-13 | 4.7833e-13 | 7.2645e-13 | 4.6624e-13 | 6.5022e-13 | 6.0413e-13 | 1.0255e-12 | 5.2796e-13 | 4.3553e-13 | 4.3984e-13 | 5.2952e-13 | 4.1608e-13 | 5.9293e-13 | 5.2527e-13 | 4.3534e-13 | 6.0745e-13 | 3.3461e-13 | 3.7408e-13 | 4.1947e-13 | 3.1292e-13 | 7.0782e-13 | 8.0402e-13 | 2.9589e-13 | 6.4006e-13 | 8.5502e-13 | 3.2622e-13 | 4.902e-13 | 2.4766e-13 | 6.1942e-13 | 3.9849e-13 | 6.738e-13 | 3.2619e-13 | 4.6253e-13 | 5.6398e-13 | 3.3207e-13 | 5.0655e-13 | 2.9712e-13 | 4.5279e-13 | 5.1042e-13 | 5.1666e-13 | 3.9234e-13 | 4.5122e-13 | 4.5326e-13 | 3.9199e-13 | 3.9552e-13 | 7.0364e-13 | 4.2385e-13 | 5.7811e-13 | 2.0433e-13 | 6.9814e-13 | 2.9609e-13 | 5.0061e-13 | 8.6791e-13 | 4.9638e-13 | 5.312e-13 | 8.9845e-13 | 6.4167e-13 | 3.9739e-13 | 8.9962e-13 | 5.6636e-13 | 3.9866e-13 | 4.9066e-13 | 6.7358e-13 | 3.2253e-13 | 8.006e-13 | 5.7132e-13 | 4.8069e-13 | 4.3452e-13 | 5.3868e-13 | 5.3909e-13 | 5.2009e-13 | 6.4015e-13 | 4.3075e-13 | 5.1256e-13 | 6.9537e-13 | 5.8998e-13 | 6.7673e-13 | 5.2319e-13 | 3.6933e-13 | 2.7898e-13 | 3.7595e-13 | 4.7232e-13 | 6.1942e-13 | 5.9219e-13 | 3.0292e-13 | 5.1674e-13 | 3.2974e-13 | 5.3426e-13 | 4.6084e-13 | 5.4108e-13 | 3.7062e-13 | 3.9709e-13 | 5.6698e-13 | 3.9273e-13 | 7.453e-13 | 2.6148e-13 | 1.0455e-12 | 2.9466e-13 | 7.3279e-13 | 5.5946e-13 | 4.4122e-13 | 3.8693e-13 | 3.8624e-13 | 4.6291e-13 | 6.3445e-13 | 4.5121e-13 | 6.2899e-13 | 5.4972e-13 | 5.5872e-13 | 3.1284e-13 | 3.8456e-13 | 6.9554e-13 | 8.6711e-13 | 4.5135e-13 | 3.0638e-13 | 9.5859e-13 | 4.5412e-13 | 4.2591e-13 | 2.408e-13 | 5.9706e-13 | 3.7901e-13 | 4.5026e-13 | 6.0231e-13 | 4.5171e-13 | 6.4183e-13 | 5.5531e-13 | 2.0747e-13 | 4.8824e-13 | 4.4553e-13 | 3.6503e-13 | 4.4954e-13 | 5.8127e-13 | 3.6086e-13 | 4.0745e-13 | 5.3146e-13 | 3.8846e-13 | 5.9419e-13 | 5.7175e-13 | 3.4146e-13 | 3.4385e-13 | 7.474e-13 | 2.8441e-13 | 4.6822e-13 | 2.8727e-13 | 2.7527e-13 | 2.7608e-13 | 3.4332e-13 | 5.9874e-13 | 8.2642e-13 | 6.472e-13 | 5.7413e-13 | 5.0957e-13 | 6.8072e-13 | 6.2262e-13 | 5.8319e-13 | 4.3865e-13 | 7.1453e-13 | 6.8368e-13 | 5.8169e-13 | 5.0206e-13 | 8.6362e-13 | 3.4543e-13 | 2.7644e-13 | 4.9744e-13 | 5.3545e-13 | 4.6092e-13 | 6.3495e-13 | 5.5044e-13 | 5.2177e-13 | 6.6853e-13 | 6.4819e-13 | 5.7631e-13 | 5.0214e-13 | 3.7976e-13 | 3.8309e-13 | 9.2144e-13 | 3.8812e-13 | 5.012e-13 | 4.0278e-13 | 5.7604e-13 | 7.1006e-13 | 5.8808e-13 | 5.9841e-13 | 6.1192e-13 | 5.6432e-13 | 5.6358e-13 | 7.5559e-13 | 7.4974e-13 | 8.4088e-13 | 4.9243e-13 | 3.7654e-13 | 2.3904e-13 | 6.6288e-13 | 5.2228e-13 | 4.1318e-13 | 9.1161e-13 | 4.2288e-13 | 6.3982e-13 | 4.2782e-13 | 5.6639e-13 | 3.2033e-13 | 5.0222e-13 | 3.1357e-13 | 7.4267e-13 | 8.3118e-13 | 4.7491e-13 | 4.0325e-13 | 5.4467e-13 | 5.9103e-13 | 2.6383e-13 | 5.477e-13 | 4.9901e-13 | 5.5821e-13 | 6.9533e-13 | 6.329e-13 | 3.2362e-13 | 5.2131e-13 | 7.1907e-13 | 5.9408e-13 | 3.7755e-13 | 8.9175e-13 | 8.927e-13 | 5.2115e-13 | 5.7769e-13 | 6.8482e-13 | 4.3271e-13 | 2.6602e-13 | 2.392e-13 | 5.3886e-13 | 5.2436e-13 | 8.0853e-13 | 3.0837e-13 | 4.9561e-13 | 6.4771e-13 | 3.6089e-13 | 7.7522e-13 | 5.4486e-13 | 4.6155e-13 | 7.2657e-13 | 5.846e-13 | 3.3095e-13 | 3.7263e-13 | 6.864e-13 | 4.9471e-13 | 4.1962e-13 | 6.2606e-13 | 1.5791e-13 | 1.2021e-12 | 3.2225e-13 | 4.8272e-13 | 6.1465e-13 | 4.7323e-13 | 5.4048e-13 | 7.0654e-13 | 3.672e-13 | 4.2442e-13 | 8.7085e-13 | 3.5455e-13 | 3.5878e-13 | 4.2949e-13 | 5.244e-13 | 5.7746e-13 | 5.895e-13 | 2.5409e-13 | 8.3567e-13 | 3.4179e-13 | 3.4478e-13 | 6.6962e-13 | 4.4741e-13 | 5.6584e-13 | 4.9679e-13 | 7.3962e-13 | 3.6003e-13 | 3.8161e-13 | 4.3151e-13 | 6.0945e-13 | 5.5265e-13 | 5.8161e-13 | 4.3196e-13 | 5.1988e-13 | 4.4642e-13 | 7.5548e-13 | 4.4887e-13 | 1.0583e-12 | 3.2314e-13 | 3.7666e-13 | 6.8464e-13 | 5.0653e-13 | 4.1542e-13 | 5.0428e-13 | 6.6782e-13 | 2.8238e-13 | 4.7099e-13 | 2.2615e-13 | 8.0319e-13 | 1.0693e-12 | 1.0348e-12 | 3.7159e-13 | 4.727e-13 | 9.3029e-13 | 7.1827e-13 | 3.2352e-13 | 7.4666e-13 | 4.464e-13 | 8.6461e-13 | 4.8124e-13 | 6.3024e-13 | 6.9951e-13 | 4.6524e-13 | 4.5378e-13 | 3.6527e-13 | 1.8798e-13 | 2.4261e-13 | 5.3766e-13 | 6.1963e-13 | 5.4184e-13 | 8.4334e-13 | 6.8952e-13 | 3.1106e-13 | 4.4442e-13 | 4.8423e-13 | 5.0329e-13 | 4.8827e-13 | 5.0738e-13 | 5.4945e-13 | 5.9586e-13 | 2.7129e-13 | 4.4254e-13 | 7.9545e-13 | 2.1329e-13 | 2.6852e-13 | 4.315e-13 | 4.6343e-13 | 6.8804e-13 | 6.9613e-13 | 7.8392e-13 | 6.4767e-13 | 4.1284e-13 | 3.1004e-13 | 5.052e-13 | 3.1943e-13 | 4.5243e-13 | 4.6146e-13 | 5.2689e-13 | 2.4803e-13 | 2.6624e-13 | 9.8575e-13 | 6.9434e-13 | 3.8058e-13 | 7.4238e-13 | 8.3306e-13 | 5.8832e-13 | 5.3046e-13 | 3.9743e-13 | 5.1856e-13 | 6.9108e-13 | 4.1978e-13 | 4.5436e-13 | 8.6135e-13 | 6.7572e-13 | 5.9538e-13 | 7.0536e-13 | 9.4003e-13 | 4.3998e-13 | 3.8693e-13 | 5.075e-13 | 4.4736e-13 | 3.1547e-13 | 8.6354e-13 | 6.4835e-13 | 5.5712e-13 | 5.1912e-13 | 4.4298e-13 | 7.11e-13 | 4.7092e-13 | 5.2227e-13 | 3.8246e-13 | 4.3379e-13 | 5.9484e-13 | 5.205e-13 | 6.1172e-13 | 2.5743e-13 | 6.9204e-13 | 3.4127e-13 | 4.7175e-13 | 7.4586e-13 | 6.1742e-13 | 6.737e-13 | 7.8665e-13 | 3.9889e-13 | 4.177e-13 | 5.6016e-13 | 4.1371e-13 | 4.538e-13 | 9.1742e-13 | 5.7685e-13 | 6.1419e-13 | 4.1705e-13 | 5.818e-13 | 6.0521e-13 | 6.5222e-13 | 1.9389e-13 | 5.6252e-13 | 5.0787e-13 | 7.1535e-13 | 6.0353e-13 | 3.4604e-13 | 6.6278e-13 | 3.8216e-13 | 6.0961e-13 | 4.3394e-13 | 6.5073e-13 | 5.7497e-13 | 6.1591e-13 | 2.8779e-13 | 4.6991e-13 | 4.0275e-13 | 3.6108e-13 | 4.2084e-13 | 7.0888e-13 | 3.4636e-13 | 8.0194e-13 | 6.2021e-13 | 7.7673e-13 | 6.4787e-13 | 5.1387e-13 | 4.5185e-13 | 3.9129e-13 | 3.9319e-13 | 3.505e-13 | 5.4446e-13 | 3.9054e-13 | 4.0001e-13 | 4.2991e-13 | 3.0694e-13 | 3.0498e-13 | 4.2851e-13 | 3.4462e-13 | 2.4158e-13 | 2.9693e-13 | 7.6423e-13 | 2.7306e-13 | 7.1335e-13 | 4.6799e-13 | 3.49e-13 | 4.4823e-13 | 4.7796e-13 | 3.7015e-13 | 5.7032e-13 | 4.1274e-13 | 4.6742e-13 | 3.704e-13 | 6.3087e-13 | 7.8059e-13 | 7.7131e-13 | 6.566e-13 | 6.9746e-13 | 6.5508e-13 | 5.0724e-13 | 5.012e-13 | 4.9789e-13 | 3.5946e-13 | 3.9498e-13 | 6.3815e-13 | 6.0163e-13 | 3.0187e-13 | 1.5431e-13 | 4.2291e-13 | 5.5132e-13 | 4.876e-13 | 4.5099e-13 | 5.1385e-13 | 4.8333e-13 | 8.7225e-13 | 6.7389e-13 | 7.1477e-13 | 8.1632e-13 | 4.8969e-13 | 4.2749e-13 | 6.5742e-13 | 4.3085e-13 | 5.1333e-13 | 6.4544e-13 | 6.4128e-13 | 4.3116e-13 | 3.1041e-13 | 6.3356e-13 | 3.8468e-13 | 4.4645e-13 | 3.9973e-13 | 5.6126e-13 | 4.607e-13 | 5.3639e-13 | 7.4838e-13 | 3.7523e-13 | 4.7503e-13 | 2.9195e-13 | 4.524e-13 | 4.6443e-13 | 3.9803e-13 | 3.3978e-13 | 2.3826e-13 | 5.319e-13 | 5.9725e-13 | 5.2849e-13 | 4.5833e-13 | 5.9154e-13 | 4.6922e-13 | 6.6217e-13 | 5.153e-13 | 2.0004e-13 | 5.4746e-13 | 8.4274e-13 | 2.2678e-13 | 5.5303e-13 | 5.4373e-13 | 5.4717e-13 | 4.2678e-13 | 5.511e-13 | 2.902e-13 | 8.9033e-13 | 4.5174e-13 | 4.4973e-13 | 3.5928e-13 | 4.6022e-13 | 8.0286e-13 | 3.7287e-13 | 3.8393e-13 | 4.9883e-13 | 4.4546e-13 | 3.918e-13 | 4.514e-13 | 6.2194e-13 | 2.6037e-13 | 3.4029e-13 | 4.4903e-13 | 6.869e-13 | 3.082e-13 | 5.2235e-13 | 3.5886e-13 | 7.7767e-13 | 5.0398e-13 | 4.4745e-13 | 4.4789e-13 | 3.6427e-13 | 5.314e-13 | 2.9596e-13 | 7.8825e-13 | 6.3308e-13 | 3.2917e-13 | 4.4049e-13 | 4.4514e-13 | 5.118e-13 | 5.9812e-13 | 7.0286e-13 | 6.2079e-13 | 4.2977e-13 | 5.5605e-13 | 3.2514e-13 | 4.9437e-13 | 5.2115e-13 | 3.3832e-13 | 9.4478e-13 | 6.0691e-13 | 3.8273e-13 | 3.3109e-13 | 4.9239e-13 | 5.5233e-13 | 5.2206e-13 | 3.5661e-13 | 3.2559e-13 | 3.0364e-13 | 4.5842e-13 | 6.178e-13 | 2.2221e-13 | 3.2054e-13 | 6.7877e-13 | 3.8481e-13 | 3.5713e-13 | 8.3155e-13 | 5.169e-13 | 5.2159e-13 | 4.6666e-13 | 6.5521e-13 | 4.7016e-13 | 5.5553e-13 | 4.0374e-13 | 2.3336e-13 | 6.6564e-13 | 4.2715e-13 | 7.4446e-13 | 3.1441e-13 | 4.1694e-13 | 3.8672e-13 | 4.0386e-13 | 4.5964e-13 | 6.072e-13 | 3.0222e-13 | 6.4363e-13 | 6.2862e-13 | 7.8673e-13 | 3.3343e-13 | 7.0098e-13 | 3.6045e-13 | 4.8737e-13 | 6.0391e-13 | 5.8894e-13 | 9.0184e-13 | 4.9694e-13 | 5.7596e-13 | 4.5051e-13 | 2.0768e-13 | 5.0847e-13 | 4.869e-13 | 6.3485e-13 | 3.636e-13 | 7.2063e-13 | 8.9976e-13 | 4.1336e-13 | 4.5051e-13 | 5.7095e-13 | 6.1993e-13 | 5.7615e-13 | 5.8332e-13 | 5.483e-13 | 6.7461e-13 | 3.8633e-13 | 2.9234e-13 | 4.8452e-13 | 5.3367e-13 | 7.9662e-13 | 4.3932e-13 | 5.6227e-13 | 4.3267e-13 | 4.3115e-13 | 4.8416e-13 | 4.4906e-13 | 8.808e-13 | 4.0132e-13 | 4.4193e-13 | 5.463e-13 | 3.9383e-13 | 6.03e-13 | 2.4888e-13 | 5.8882e-13 | 3.6914e-13 | 5.6614e-13 | 6.6894e-13 | 6.1518e-13 | 8.468e-13 | 7.559e-13 | 2.901e-13 | 4.8767e-13 | 1.132e-12 | 4.7587e-13 | 7.028e-13 | 6.324e-13 | 2.8467e-13 | 3.1849e-13 | 6.321e-13 | 3.9551e-13 | 3.9363e-13 | 5.5735e-13 | 4.1264e-13 | 3.7511e-13 | 5.035e-13 | 6.865e-13 | 6.7322e-13 | 2.8169e-13 | 4.7247e-13 | 5.8658e-13 | 3.1389e-13 | 5.077e-13 | 5.2084e-13 | 5.219e-13 | 4.6272e-13 | 3.2629e-13 | 5.5171e-13 | 3.317e-13 | 5.2878e-13 | 4.5402e-13 | 6.6403e-13 | 2.7391e-13 | 4.9973e-13 | 4.0154e-13 | 4.1498e-13 | 6.9672e-13 | 4.7889e-13 | 3.7973e-13 | 2.8369e-13 | 5.6832e-13 | 7.7732e-13 | 5.2604e-13 | 4.2873e-13 | 5.1259e-13 | 5.5614e-13 | 4.2644e-13 | 6.4654e-13 | 3.4726e-13 | 7.2816e-13 | 7.7911e-13 | 7.8938e-13 | 4.8833e-13 | 5.1215e-13 | 7.6374e-13 | 6.7338e-13 | 2.5642e-13 | 7.5824e-13 | 8.2955e-13 | 4.0174e-13 | 2.3324e-13 | 3.5523e-13 | 4.9121e-13 | 4.2034e-13 | 4.0267e-13 | 6.4142e-13 | 7.0589e-13 | 5.7982e-13 | 2.9655e-13 | 5.2219e-13 | 6.4229e-13 | 9.5166e-13 | 7.0785e-13 | 3.6628e-13 | 6.6886e-13 | 3.9862e-13 | 5.9107e-13 | 5.5562e-13 | 4.0962e-13 | 8.1139e-13 | 5.4511e-13 | 4.678e-13 | 6.9821e-13 | 3.5771e-13 | 6.3864e-13 | 4.1325e-13 | 4.2028e-13 | 5.3956e-13 | 6.4089e-13 | 5.1864e-13 | 2.7277e-13 | 5.3928e-13 | 7.0387e-13 | 4.651e-13 | 5.0382e-13 | 6.0533e-13 | 5.8323e-13 | 8.4505e-13 | 5.879e-13 | 6.7546e-13 | 3.9125e-13 | 6.585e-13 | 4.9307e-13 | 3.851e-13 | 6.223e-13 | 3.5275e-13 | 8.7882e-13 | 6.7863e-13 | 5.0939e-13 | 3.2402e-13 | 3.6243e-13 | 4.1369e-13 | 6.7352e-13 | 6.5711e-13 | 4.9705e-13 | 2.3032e-13 | 7.5638e-13 | 3.1052e-13 | 6.3848e-13 | 3.3463e-13 | 3.9953e-13 | 7.6775e-13 | 7.2226e-13 | 7.3398e-13 | 6.7477e-13 | 4.9066e-13 | 6.4329e-13 | 5.9867e-13 | 6.9994e-13 | 4.2834e-13 | 8.2154e-13 | 9.0462e-13 | 3.5289e-13 | 5.6978e-13 | 7.9953e-13 | 4.8111e-13 | 7.4254e-13 | 4.7635e-13 | 5.7997e-13 | 4.7863e-13 | 3.717e-13 | 7.3845e-13 | 5.2472e-13 | 4.0636e-13 | 4.2903e-13 | 3.4567e-13 | 4.1212e-13 | 1.0296e-12 | 5.1327e-13 | 3.027e-13 | 7.6032e-13 | 7.8293e-13 | 4.8514e-13 | 2.9678e-13 | 4.6507e-13 | 7.5183e-13 | 3.9332e-13 | 7.9532e-13 | 5.1048e-13 | 5.2217e-13 | 6.4496e-13 | 4.0546e-13 | 4.6683e-13 | 3.6367e-13 | 3.9591e-13 | 6.1991e-13 | 5.6256e-13 | 4.2215e-13 | 4.4344e-13 | 4.895e-13 | 4.5148e-13 | 6.7849e-13 | 4.2704e-13 | 6.4713e-13 | 5.1024e-13 | 6.2423e-13 | 4.4695e-13 | 4.1978e-13 | 6.8999e-13 | 5.2189e-13 | 4.3447e-13 | 5.7321e-13 | 6.0339e-13 | 3.7898e-13 | 5.2003e-13 | 7.2894e-13 | 3.6369e-13 | 7.4953e-13 | 5.8231e-13 | 2.1771e-13 | 6.8873e-13 | 4.087e-13 | 3.8193e-13 | 5.684e-13 | 4.791e-13 | 3.5648e-13 | 5.2597e-13 | 2.3772e-13 | 2.3032e-13 | 2.9855e-13 | 5.3481e-13 | 3.7109e-13 | 7.8243e-13 | 3.9343e-13 | 2.308e-13 | 5.2558e-13 | 5.9647e-13 | 3.2032e-13 | 6.0149e-13 | 3.657e-13 | 4.5845e-13 | 6.1615e-13 | 3.8545e-13 | 3.0754e-13 | 3.787e-13 | 3.6323e-13 | 5.5934e-13 | 3.669e-13 | 4.261e-13 | 7.9387e-13 | 3.2592e-13 | 5.321e-13 | 4.4346e-13 | 6.4088e-13 | 6.1708e-13 | 5.7768e-13 | 7.1801e-13 | 6.6472e-13 | 6.0303e-13 | 7.092e-13 | 4.9201e-13 | 3.9688e-13 | 3.6795e-13 | 6.5531e-13 | 4.3741e-13 | 1.8446e-13 | 4.3874e-13 | 7.7359e-13 | 9.8373e-13 | 5.2741e-13 | 5.3908e-13 | 5.1094e-13 | 9.5527e-13 | 6.8749e-13 | 4.3402e-13 | 4.0566e-13 | 3.9295e-13 | 6.0514e-13 | 4.0064e-13 | 8.5763e-13 | 7.3042e-13 | 4.6427e-13 | 2.9493e-13 | 4.8775e-13 | 5.819e-13 | 4.5564e-13 | 7.3893e-13 | 6.8392e-13 | 2.8263e-13 | 9.29e-13 | 4.2375e-13 | 5.6911e-13 | 7.0125e-13 | 4.1991e-13 | 4.8355e-13 | 4.4589e-13 | 5.2955e-13 | 3.4372e-13 | 9.1666e-13 | 6.3511e-13 | 6.6896e-13 | 3.4869e-13 | 5.4104e-13 | 1.0143e-12 | 5.4273e-13 | 5.7754e-13 | 7.4207e-13 | 3.3483e-13 | 5.2105e-13 | 3.4557e-13 | 5.6892e-13 | 3.7888e-13 | 7.8444e-13 | 6.5349e-13 | 8.2899e-13 | 4.597e-13 | 6.735e-13 | 4.0319e-13 | 4.6465e-13 | 3.8276e-13 | 3.8439e-13 | 6.9351e-13 | 8.0212e-13 | 5.1528e-13 | 4.2508e-13 | 5.3436e-13 | 3.6261e-13 | 4.599e-13 | 4.5798e-13 | 7.0988e-13 | 8.017e-13 | 5.8994e-13 | 5.3694e-13 | 5.2913e-13 | 4.8245e-13 | 4.716e-13 | 2.9121e-13 | 6.3356e-13 | 5.1555e-13 | 4.7128e-13 | 5.9698e-13 | 7.811e-13 | 4.8002e-13 | 3.989e-13 | 7.8457e-13 | 7.8603e-13 | 7.8191e-13 | 7.1079e-13 | 3.9816e-13 | 4.7543e-13 | 6.5109e-13 | 4.755e-13 | 5.3848e-13 | 7.9187e-13 | 6.3381e-13 | 9.8958e-13 | 6.0291e-13 | 4.4789e-13 | 5.1839e-13 | 4.6957e-13 | 4.8614e-13 | 5.8096e-13 | 4.0947e-13 | 3.7484e-13 | 6.277e-13 | 4.7791e-13 | 5.0028e-13 | 3.2418e-13 | 5.9521e-13 | 4.5363e-13 | 9.0326e-13 | 5.0189e-13 | 7.8723e-13 | 2.8383e-13 | 4.1283e-13 | 5.4068e-13 | 8.1102e-13 | 6.8239e-13 | 7.6791e-13 | 2.5798e-13 | 4.6468e-13 | 4.7507e-13 | 2.0944e-13 | 4.0858e-13 | 4.5847e-13 | 5.946e-13 | 2.7066e-13 | 7.9167e-13 | 5.1624e-13 | 6.142e-13 | 7.2662e-13 | 3.5661e-13 | 5.4009e-13 | 7.597e-13 | 4.0743e-13 | 5.6331e-13 | 2.7405e-13 | 2.9767e-13 | 6.2397e-13 | 7.336e-13 | 8.7325e-13 | 6.4567e-13 | 4.2659e-13 | 4.6416e-13 | 6.7765e-13 | 4.4607e-13 | 5.0103e-13 | 4.2522e-13 | 4.6631e-13 | 3.961e-13 | 2.6123e-13 | 5.7971e-13 | 3.9802e-13 | 4.6286e-13 | 7.4478e-13 | 3.8974e-13 | 3.9807e-13 | 7.4534e-13 | 4.0606e-13 | 2.2955e-13 | 5.9127e-13 | 6.3361e-13 | 5.7475e-13 | 9.2248e-13 | 6.6392e-13 | 3.5474e-13 | 8.4159e-13 | 6.8852e-13 | 2.4933e-13 | 4.7221e-13 | 7.2612e-13 | 4.2326e-13 | 3.86e-13 | 2.7028e-13 | 4.9966e-13 | 4.4078e-13 | 4.076e-13 | 5.9296e-13 | 4.6874e-13 | 2.1029e-13 | 7.3195e-13 | 4.6953e-13 | 3.9119e-13 | 3.9725e-13 | 8.418e-13 | 4.497e-13 | 4.6015e-13 | 9.4457e-13 | 4.8076e-13 | 4.0772e-13 | 5.2552e-13 | 5.4436e-13 | 2.5771e-13 | 4.9955e-13 | 2.9173e-13 | 4.9445e-13 | 5.7871e-13 | 4.2362e-13 | 4.8174e-13 | 4.9086e-13 | 2.8089e-13 | 3.2121e-13 | 4.7135e-13 | 4.3626e-13 | 9.981e-13 | 7.8156e-13 | 6.2537e-13 | 4.7182e-13 | 4.9015e-13 | 3.2888e-13 | 3.4967e-13 | 4.7065e-13 | 5.3119e-13 | 6.1484e-13 | 4.7134e-13 | 5.2552e-13 | 4.2453e-13 | 4.4684e-13 | 5.2606e-13 | 3.2073e-13 | 3.6458e-13 | 6.2889e-13 | 4.7644e-13 | 6.4765e-13 | 4.4681e-13 | 4.3846e-13 | 7.8367e-13 | 4.8898e-13 | 7.5979e-13 | 7.1101e-13 | 2.4057e-13 | 6.4012e-13 | 3.5982e-13 | 4.6467e-13 | 4.2666e-13 | 5.466e-13 | 6.8951e-13 | 4.1191e-13 | 6.0391e-13 | 6.0066e-13 | 4.8087e-13 | 5.9763e-13 | 7.3933e-13 | 3.3965e-13 | 8.6806e-13 | 5.8327e-13 | 1.0083e-12 | 3.8943e-13 | 4.8046e-13 | 4.0563e-13 | 3.0919e-13 | 5.3423e-13 | 5.7938e-13 | 5.1269e-13 | 4.8424e-13 | 8.0426e-13 | 4.6013e-13 | 6.3301e-13 | 5.0578e-13 | 3.5572e-13 | 6.0305e-13 | 4.835e-13 | 7.247e-13 | 2.2457e-13 | 5.2148e-13 | 4.1429e-13 | 4.516e-13 | 5.9155e-13 | 4.0773e-13 | 6.0847e-13 | 3.4555e-13 | 2.9015e-13 | 4.0515e-13 | 5.7331e-13 | 4.8934e-13 | 5.8717e-13 | 5.028e-13 | 6.232e-13 | 6.7108e-13 | 8.2573e-13 | 5.7466e-13 | 3.4809e-13 | 3.1538e-13 | 6.5226e-13 | 4.8874e-13 | 3.1412e-13 | 5.8725e-13 | 3.752e-13 | 6.5252e-13 | 1.059e-12 | 5.1067e-13 | 5.672e-13 | 5.2962e-13 | 5.0721e-13 | 5.2865e-13 | 4.6715e-13 | 8.4381e-13 | 5.7722e-13 | 7.7228e-13 | 5.0443e-13 | 4.364e-13 | 5.0449e-13 | 6.4935e-13 | 5.6594e-13 | 4.707e-13 | 7.0893e-13 | 3.4037e-13 | 4.7559e-13 | 6.352e-13 | 6.98e-13 | 3.5914e-13 | 6.0756e-13 | 7.9068e-13 | 4.0924e-13 | 3.8403e-13 | 7.3257e-13 | 4.8803e-13 | 3.2127e-13 | 6.2216e-13 | 4.5519e-13 | 4.1793e-13 | 3.8158e-13 | 6.238e-13 | 4.8551e-13 | 4.4379e-13 | 3.8004e-13 | 6.4265e-13 | 4.3492e-13 | 4.8877e-13 | 3.5853e-13 | 6.6979e-13 | 7.7437e-13 | 4.426e-13 | 4.9421e-13 | 6.0615e-13 | 3.4498e-13 | 3.7805e-13 | 5.3715e-13 | 6.6871e-13 | 4.2079e-13 | 4.6116e-13 | 4.9824e-13 | 4.4339e-13 | 8.3339e-13 | 4.5782e-13 | 7.2697e-13 | 3.8322e-13 | 5.3803e-13 | 6.0867e-13 | 4.1508e-13 | 3.1148e-13 | 7.4646e-13 | 6.0726e-13 | 6.4028e-13 | 4.4721e-13 | 7.5941e-13 | 5.0832e-13 | 9.2518e-13 | 3.162e-13 | 4.8633e-13 | 5.883e-13 | 4.599e-13 | 5.1237e-13 | 7.7736e-13 | 6.3223e-13 | 4.064e-13 | 7.2475e-13 | 7.7065e-13 | 5.2597e-13 | 3.1662e-13 | 5.8366e-13 | 2.9331e-13 | 5.5454e-13 | 5.4843e-13 | 6.3259e-13 | 4.4139e-13 | 4.6592e-13 | 5.6393e-13 | 7.1423e-13 | 3.0713e-13 | 4.7834e-13 | 5.992e-13 | 4.2346e-13 | 6.7732e-13 | 5.0717e-13 | 4.8066e-13 | 2.8995e-13 | 3.4925e-13 | 3.5913e-13 | 3.7949e-13 | 2.6212e-13 | 3.9405e-13 | 5.4378e-13 | 4.9907e-13 | 2.6838e-13 | 4.669e-13 | 5.3626e-13 | 4.8038e-13 | 6.6106e-13 | 4.6307e-13 | 3.7953e-13 | 6.3924e-13 | 5.7115e-13 | 9.6233e-13 | 3.967e-13 | 3.9161e-13 | 6.3761e-13 | 4.3035e-13 | 2.546e-13 | 3.7389e-13 | 5.3875e-13 | 5.5653e-13 | 3.655e-13 | 3.884e-13 | 5.8203e-13 | 5.6815e-13 | 4.2305e-13 | 1.0296e-12 | 4.5476e-13 | 5.2176e-13 | 3.0806e-13 | 6.3843e-13 | 2.5428e-13 | 5.6036e-13 | 5.5223e-13 | 5.3082e-13 | 5.9212e-13 | 5.6837e-13 | 6.3308e-13 | 5.7957e-13 | 5.6027e-13 | 5.0575e-13 | 6.1613e-13 | 4.9629e-13 | 2.8056e-13 | 5.6659e-13 | 4.4026e-13 | 5.0958e-13 | 7.6009e-13 | 4.3103e-13 | 5.6253e-13 | 6.0321e-13 | 5.1055e-13 | 5.2089e-13 | 8.1129e-13 | 2.7665e-13 | 4.4309e-13 | 9.384e-13 | 5.193e-13 | 4.9779e-13 | 6.9779e-13 | 6.6337e-13 | 5.2665e-13 | 5.7439e-13 | 3.6627e-13 | 8.2385e-13 | 3.0926e-13 | 4.2792e-13 | 3.3473e-13 | 8.0997e-13 | 1.2344e-12 | 5.5071e-13 | 4.5198e-13 | 7.3489e-13 | 7.9396e-13 | 3.8252e-13 | 4.0616e-13 | 5.3604e-13 | 2.5842e-13 | 6.2039e-13 | 5.7273e-13 | 5.3995e-13 | 6.127e-13 | 7.2666e-13 | 4.0181e-13 | 6.8432e-13 | 8.7136e-13 | 3.8827e-13 | 3.252e-13 | 4.0653e-13 | 4.5306e-13 | 3.5509e-13 | 7.6726e-13 | 7.1845e-13 | 5.5085e-13 | 5.8219e-13 | 4.8237e-13 | 8.2055e-13 | 7.9535e-13 | 3.3526e-13 | 5.7969e-13 | 3.735e-13 | 4.1163e-13 | 2.5934e-13 | 4.6504e-13 | 4.1734e-13 | 5.01e-13 | 5.151e-13 | 5.0554e-13 | 3.9653e-13 | 4.3755e-13 | 1.0063e-12 | 4.3052e-13 | 6.622e-13 | 5.7884e-13 | 3.409e-13 | 7.0513e-13 | 3.3194e-13 | 5.245e-13 | 3.7908e-13 | 4.4549e-13 | 5.8536e-13 | 4.3598e-13 | 6.2534e-13 | 7.1376e-13 | 6.8348e-13 | 2.6102e-13 | 3.1017e-13 | 3.1857e-13 | 6.6537e-13 | 6.1815e-13 | 5.0052e-13 | 4.1553e-13 | 3.5074e-13 | 4.6146e-13 | 4.4588e-13 | 2.4737e-13 | 3.0919e-13 | 7.9998e-13 | 5.2834e-13 | 3.5617e-13 | 4.363e-13 | 5.9897e-13 | 3.7036e-13 | 4.1237e-13 | 7.2878e-13 | 7.0509e-13 | 7.4934e-13 | 5.0344e-13 | 6.3796e-13 | 3.8057e-13 | 6.7291e-13 | 8.238e-13 | 6.3421e-13 | 7.9239e-13 | 3.1918e-13 | 4.5315e-13 | 3.3948e-13 | 4.5352e-13 | 6.4321e-13 | 5.7827e-13 | 3.4281e-13 | 5.1546e-13 | 4.1273e-13 | 4.2901e-13 | 4.5271e-13 | 4.3049e-13 | 3.7121e-13 | 6.9066e-13 | 4.2512e-13 | 6.1186e-13 | 3.9739e-13 | 5.9368e-13 | 8.0665e-13 | 9.9151e-13 | 5.6738e-13 | 4.7962e-13 | 1.0612e-12 | 6.9885e-13 | 2.6965e-13 | 3.8863e-13 | 5.4136e-13 | 4.3034e-13 | 4.1833e-13 | 5.9896e-13 | 4.908e-13 | 5.873e-13 | 3.9667e-13 | 4.417e-13 | 4.9102e-13 | 5.6468e-13 | 2.9302e-13 | 5.8155e-13 | 6.0942e-13 | 7.3224e-13 | 5.2332e-13 | 6.3872e-13 | 3.3011e-13 | 4.659e-13 | 4.1572e-13 | 5.2888e-13 | 7.9328e-13 | 4.3322e-13 | 3.6562e-13 | 4.4365e-13 | 3.904e-13 | 4.5808e-13 | 8.3568e-13 | 4.6766e-13 | 3.2404e-13 | 6.7138e-13 | 6.7078e-13 | 7.1373e-13 | 5.4367e-13 | 5.4772e-13 | 6.8841e-13 | 6.8546e-13 | 5.9069e-13 | 6.5856e-13 | 4.2231e-13 | 5.7862e-13 | 4.3235e-13 | 5.8868e-13 | 6.1369e-13 | 5.5054e-13 | 4.7659e-13 | 3.1031e-13 | 4.4505e-13 | 5.8169e-13 | 4.1789e-13 | 3.5618e-13 | 5.4807e-13 | 6.0754e-13 | 3.1187e-13 | 5.533e-13 | 1.1562e-12 | 7.1234e-13 | 7.3442e-13 | 5.3373e-13 | 3.7903e-13 | 4.389e-13 | 4.027e-13 | 6.6406e-13 | 5.815e-13 | 4.4505e-13 | 5.7318e-13 | 3.1481e-13 | 6.4253e-13 | 8.7368e-13 | 5.1606e-13 | 7.3629e-13 | 2.9829e-13 | 6.0806e-13 | 3.825e-13 | 4.8013e-13 | 3.6377e-13 | 3.7636e-13 | 2.4183e-13 | 3.6008e-13 | 4.0098e-13 | 7.6522e-13 | 6.2925e-13 | 3.7763e-13 | 1.1339e-12 | 4.7733e-13 | 5.8649e-13 | 3.7333e-13 | 3.7082e-13 | 5.2026e-13 | 8.3393e-13 | 4.6361e-13 | 4.2971e-13 | 4.3498e-13 | 9.2821e-13 | 3.3086e-13 | 5.594e-13 | 6.6079e-13 | 5.0212e-13 | 6.87e-13 | 7.6657e-13 | 5.6983e-13 | 7.369e-13 | 5.2665e-13 | 5.1466e-13 | 5.3883e-13 | 3.2341e-13 | 3.2711e-13 | 4.216e-13 | 5.8617e-13 | 6.9762e-13 | 4.2878e-13 | 4.3464e-13 | 5.4382e-13 | 5.759e-13 | 3.2831e-13 | 2.1353e-13 | 6.5393e-13 | 7.0514e-13 | 6.5965e-13 | 4.3028e-13 | 4.6887e-13 | 1.8604e-13 | 3.1756e-13 | 5.7788e-13 | 3.9647e-13 | 5.9573e-13 | 6.4162e-13 | 6.1597e-13 | 7.701e-13 | 3.6609e-13 | 5.4456e-13 | 4.8749e-13 | 5.8145e-13 | 2.3723e-13 | 3.8867e-13 | 2.9214e-13 | 6.4885e-13 | 6.2154e-13 | 3.3355e-13 | 3.7475e-13 | 4.9093e-13 | 5.0249e-13 | 3.6275e-13 | 5.1654e-13 | 5.8667e-13 | 6.8266e-13 | 4.251e-13 | 4.6803e-13 | 3.9947e-13 | 4.6373e-13 | 4.3744e-13 | 4.7885e-13 | 2.176e-13 | 4.2826e-13 | 5.1113e-13 | 4.6827e-13 | 3.012e-13 | 4.8496e-13 | 5.3601e-13 | 4.6384e-13 | 4.7624e-13 | 3.8842e-13 | 5.5003e-13 | 3.0159e-13 | 5.5391e-13 | 4.784e-13 | 3.1485e-13 | 3.8001e-13 | 5.2492e-13 | 4.1459e-13 | 5.0254e-13 | 4.3196e-13 | 2.296e-13 | 7.6797e-13 | 6.2151e-13 | 6.0939e-13 | 5.8342e-13 | 4.215e-13 | 6.3904e-13 | 3.9364e-13 | 5.7118e-13 | 4.9614e-13 | 3.8498e-13 | 7.701e-13 | 4.868e-13 | 7.0149e-13 | 1.0812e-12 | 3.7144e-13 | 3.7095e-13 | 2.9635e-13 | 1.7823e-13 | 3.7207e-13 | 6.5522e-13 | 3.9715e-13 | 3.3593e-13 | 5.3999e-13 | 1.1412e-12 | 6.0099e-13 | 3.2486e-13 | 8.8124e-13 | 8.4708e-13 | 3.387e-13 | 5.8745e-13 | 4.6759e-13 | 3.5322e-13 | 5.6311e-13 | 5.6046e-13 | 5.037e-13 | 3.1699e-13 | 5.1508e-13 | 1.2545e-12 | 5.594e-13 | 3.9621e-13 | 3.034e-13 | 5.6268e-13 | 3.4611e-13 | 4.0687e-13 | 5.5099e-13 | 5.2624e-13 | 6.179e-13 | 3.5497e-13 | 1.6272e-13 | 5.4596e-13 | 4.6889e-13 | 3.6094e-13 | 5.7093e-13 | 2.5176e-13 | 3.5019e-13 | 4.5405e-13 | 3.3579e-13 | 4.0787e-13 | 6.2567e-13 | 4.3073e-13 | 3.6055e-13 | 5.5859e-13 | 4.792e-13 | 2.7756e-13 | 4.751e-13 | 8.3508e-13 | 1.6395e-13 | 7.29e-13 | 3.415e-13 | 5.7874e-13 | 9.0529e-13 | 5.0071e-13 | 5.0873e-13 | 6.7296e-13 | 5.4659e-13 | 4.2975e-13 | 2.3958e-13 | 4.919e-13 | 6.559e-13 | 5.0215e-13 | 4.8966e-13 | 2.6865e-13 | 4.9724e-13 | 4.6601e-13 | 2.1196e-13 | 3.8935e-13 | 8.2707e-13 | 3.2531e-13 | 4.9162e-13 | 3.7196e-13 | 6.6547e-13 | 4.899e-13 | 5.316e-13 | 4.6086e-13 | 6.165e-13 | 5.48e-13 | 8.2571e-13 | 4.4669e-13 | 4.2286e-13 | 3.7574e-13 | 5.3177e-13 | 5.547e-13 | 5.8524e-13 | 4.7657e-13 | 4.1821e-13 | 4.1719e-13 | 2.5544e-13 | 5.7167e-13 | 5.8651e-13 | 4.188e-13 | 4.5247e-13 | 5.1687e-13 | 3.2446e-13 | 4.7473e-13 | 8.0742e-13 | 3.0432e-13 | 4.4061e-13 | 5.0409e-13 | 3.4094e-13 | 4.2722e-13 | 4.1736e-13 | 3.5027e-13 | 5.5435e-13 | 5.861e-13 | 4.1124e-13 | 4.341e-13 | 6.0018e-13 | 9.941e-13 | 6.5465e-13 | 4.2101e-13 | 7.3763e-13 | 2.0112e-13 | 6.2134e-13 | 4.6719e-13 | 5.8159e-13 | 7.9334e-13 | 3.2981e-13 | 3.7656e-13 | 4.162e-13 | 5.1006e-13 | 7.5229e-13 | 6.9223e-13 | 3.2718e-13 | 2.0972e-13 | 4.4219e-13 | 3.8678e-13 | 4.4718e-13 | 5.8736e-13 | 3.9454e-13 | 8.3411e-13 | 4.7534e-13 | 5.9576e-13 | 4.802e-13 | 6.668e-13 | 4.0106e-13 | 4.688e-13 | 4.3646e-13 | 6.7337e-13 | 2.0621e-13 | 3.2466e-13 | 5.634e-13 | 5.0208e-13 | 1.0569e-12 | 6.1234e-13 | 4.8192e-13 | 9.4413e-13 | 6.905e-13 | 6.1931e-13 | 3.6214e-13 | 4.8849e-13 | 2.8034e-13 | 5.2395e-13 | 5.5028e-13 | 3.4334e-13 | 4.7495e-13 | 3.6852e-13 | 6.3707e-13 | 6.1115e-13 | 3.9997e-13 | 4.4193e-13 | 5.5725e-13 | 5.3221e-13 | 3.7036e-13 | 9.2281e-13 | 7.3114e-13 | 7.3509e-13 | 5.5912e-13 | 6.3086e-13 | 4.9317e-13 | 4.7704e-13 | 8.4384e-13 | 4.773e-13 | 4.317e-13 | 4.2725e-13 | 5.2453e-13 | 8.8108e-13 | 5.6489e-13 | 4.2796e-13 | 5.3057e-13 | 3.0083e-13 | 3.7399e-13 | 3.4332e-13 | 8.963e-13 | 7.1378e-13 | 5.42e-13 | 7.3131e-13 | 3.2625e-13 | 6.9242e-13 | 2.983e-13 | 8.0389e-13 | 3.9615e-13 | 5.7408e-13 | 3.7299e-13 | 5.9114e-13 | 2.2853e-13 | 6.5271e-13 | 1.0699e-12 | 7.211e-13 | 8.6395e-13 | 6.1233e-13 | 5.3264e-13 | 8.0692e-13 | 7.5641e-13 | 6.9189e-13 | 7.5634e-13 | 7.7901e-13 | 9.5535e-13 | 4.608e-13 | 4.4066e-13 | 4.7748e-13 | 5.0792e-13 | 4.3735e-13 | 5.3842e-13 | 5.4955e-13 | 3.8346e-13 | 4.992e-13 | 6.4406e-13 | 5.0251e-13 | 4.5314e-13 | 4.8777e-13 | 5.4432e-13 | 5.4862e-13 | 6.0818e-13 | 5.1243e-13 | 4.6559e-13 | 4.1849e-13 | 5.031e-13 | 3.4265e-13 | 4.2354e-13 | 9.5322e-13 | 7.189e-13 | 6.6754e-13 | 4.1757e-13 | 5.2267e-13 | 6.8949e-13 | 7.1794e-13 | 2.3843e-13 | 8.5885e-13 | 4.0957e-13 | 6.5746e-13 | 3.5457e-13 | 6.3387e-13 | 5.6058e-13 | 3.4472e-13 | 4.4736e-13 | 5.5733e-13 | 7.492e-13 | 7.7965e-13 | 4.5457e-13 | 6.8559e-13 | 5.4219e-13 | 6.1066e-13 | 5.2634e-13 | 2.4294e-13 | 3.4134e-13 | 4.2527e-13 | 6.4858e-13 | 4.8695e-13 | 6.2378e-13 | 4.8607e-13 | 5.158e-13 | 6.3007e-13 | 2.1654e-13 | 5.838e-13 | 7.3166e-13 | 2.1712e-13 | 4.2992e-13 | 3.5929e-13 | 5.2067e-13 | 6.1888e-13 | 6.265e-13 | 5.5233e-13 | 5.8948e-13 | 5.6527e-13 | 4.3385e-13 | 7.6694e-13 | 6.2722e-13 | 9.2068e-13 | 3.6284e-13 | 6.1182e-13 | 4.2534e-13 | 4.6445e-13 | 5.2137e-13 | 8.1804e-13 | 5.9668e-13 | 5.6975e-13 | 4.8689e-13 | 5.7532e-13 | 3.3075e-13 | 4.289e-13 | 6.5348e-13 | 6.2122e-13 | 5.2547e-13 | 7.0589e-13 | 5.3387e-13 | 4.5577e-13 | 5.8334e-13 | 4.5336e-13 | 3.0045e-13 | 3.1789e-13 | 4.9409e-13 | 5.8349e-13 | 5.7796e-13 | 4.9614e-13 | 4.0017e-13 | 6.053e-13 | 4.563e-13 | 6.2237e-13 | 6.4632e-13 | 4.9035e-13 | 4.106e-13 | 2.7235e-13 | 5.1856e-13 | 4.8719e-13 | 7.2872e-13 | 6.6672e-13 | 4.0143e-13 | 5.8717e-13 | 4.8855e-13 | 2.2098e-13 | 4.9015e-13 | 6.526e-13 | 6.6669e-13 | 3.9909e-13 | 6.2387e-13 | 3.4716e-13 | 5.1133e-13 | 6.1281e-13 | 7.9603e-13 | 6.007e-13 | 4.3621e-13 | 6.6561e-13 | 4.6133e-13 | 4.2541e-13 | 3.6127e-13 | 2.695e-13 | 3.6248e-13 | 6.4433e-13 | 4.0533e-13 | 6.7204e-13 | 4.1839e-13 | 4.2331e-13 | 3.2159e-13 | 5.2491e-13 | 6.5986e-13 | 4.5963e-13 | 3.1595e-13 | 5.8136e-13 | 4.6139e-13 | 6.9819e-13 | 3.0404e-13 | 4.0998e-13 | 4.1289e-13 | 5.7845e-13 | 5.8654e-13 | 5.2749e-13 | 5.0799e-13 | 3.9419e-13 | 2.7692e-13 | 5.2244e-13 | 4.7205e-13 | 2.8332e-13 | 3.8868e-13 | 4.5778e-13 | 4.3264e-13 | 5.8908e-13 | 7.883e-13 | 7.4467e-13 | 4.119e-13 | 5.2263e-13 | 6.5859e-13 | 4.4652e-13 | 5.8475e-13 | 3.1485e-13 | 3.4075e-13 | 8.6502e-13 | 3.3258e-13 | 5.1003e-13 | 4.9014e-13 | 6.1786e-13 | 5.8667e-13 | 4.1753e-13 | 6.6763e-13 | 4.6678e-13 | 3.3923e-13 | 5.25e-13 | 5.2869e-13 | 3.8944e-13 | 3.2598e-13 | 6.2019e-13 | 4.7981e-13 | 3.6493e-13 | 3.2441e-13 | 5.5565e-13 | 2.7955e-13 | 5.5453e-13 | 7.7142e-13 | 3.6759e-13 | 6.1559e-13 | 3.8937e-13 | 4.9435e-13 | 3.4392e-13 | 5.6301e-13 | 4.27e-13 | 4.704e-13 | 4.2503e-13 | 5.8298e-13 | 6.5626e-13 | 6.5299e-13 | 4.9595e-13 | 7.1731e-13 | 8.9634e-13 | 4.9886e-13 | 7.3335e-13 | 4.3151e-13 | 5.0703e-13 | 1.2208e-12 | 3.6038e-13 | 5.7325e-13 | 3.4472e-13 | 6.2905e-13 | 4.3072e-13 | 4.4369e-13 | 9.2658e-13 | 3.4934e-13 | 5.1169e-13 | 6.2448e-13 | 4.1826e-13 | 7.3502e-13 | 4.7333e-13 | 3.5073e-13 | 5.481e-13 | 3.9423e-13 | 7.1246e-13 | 4.1012e-13 | 2.5612e-13 | 7.2755e-13 | 3.6487e-13 | 4.0948e-13 | 4.313e-13 | 3.3889e-13 | 3.525e-13 | 3.6073e-13 | 3.4196e-13 | 5.0487e-13 | 4.6321e-13 | 1.1343e-12 | 4.6576e-13 | 6.3501e-13 | 4.4946e-13 | 8.0141e-13 | 8.1693e-13 | 3.7393e-13 | 2.8663e-13 | 4.7144e-13 | 6.0257e-13 | 4.266e-13 | 4.2009e-13 | 3.6761e-13 | 4.5725e-13 | 4.5957e-13 | 4.6151e-13 | 6.3864e-13 | 3.6391e-13 | 6.5629e-13 | 4.119e-13 | 3.6287e-13 | 6.6417e-13 | 7.8112e-13 | 5.2984e-13 | 5.6868e-13 | 3.4832e-13 | 6.557e-13 | 4.6443e-13 | 4.7572e-13 | 5.1994e-13 | 7.1377e-13 | 5.6257e-13 | 8.9191e-13 | 5.2598e-13 | 3.8421e-13 | 3.6847e-13 | 4.608e-13 | 4.2115e-13 | 5.2331e-13 | 4.569e-13 | 4.806e-13 | 5.0282e-13 | 3.9925e-13 | 4.7772e-13 | 5.2907e-13 | 3.0076e-13 | 5.2263e-13 | 3.3429e-13 | 8.2237e-13 | 3.0106e-13 | 2.0023e-13 | 6.4883e-13 | 6.0826e-13 | 6.8837e-13 | 4.2558e-13 | 3.9915e-13 | 6.0983e-13 | 4.7429e-13 | 4.6589e-13 | 7.1295e-13 | 5.4453e-13 | 6.7137e-13 | 5.8885e-13 | 2.6103e-13 | 2.4594e-13 | 7.2911e-13 | 4.5909e-13 | 3.6781e-13 | 2.1701e-13 | 8.4259e-13 | 3.7881e-13 | 3.7554e-13 | 4.0214e-13 | 6.0892e-13 | 6.5224e-13 | 4.7367e-13 | 7.1699e-13 | 4.4519e-13 | 5.1639e-13 | 5.9102e-13 | 5.9795e-13 | 1.8516e-13 | 5.9993e-13 | 6.5394e-13 | 4.7611e-13 | 6.2167e-13 | 5.9949e-13 | 4.9903e-13 | 5.631e-13 | 5.2684e-13 | 6.8012e-13 | 6.5786e-13 | 3.6088e-13 | 4.7602e-13 | 5.3077e-13 | 5.8588e-13 | 5.1572e-13 | 6.3887e-13 | 5.0505e-13 | 4.9208e-13 | 5.0096e-13 | 5.8281e-13 | 6.3138e-13 | 6.0266e-13 | 6.0507e-13 | 6.1733e-13 | 3.0601e-13 | 7.0843e-13 | 5.7932e-13 | 4.2708e-13 | 7.3353e-13 | 6.5752e-13 | 5.2229e-13 | 2.3124e-13 | 5.3414e-13 | 4.1803e-13 | 3.6861e-13 | 4.4476e-13 | 2.4659e-13 | 5.3844e-13 | 4.4924e-13 | 3.3244e-13 | 7.255e-13 | 3.9109e-13 | 5.2698e-13 | 1.8247e-13 | 4.3932e-13 | 5.6732e-13 | 4.2457e-13 | 3.6122e-13 | 3.3718e-13 | 3.4727e-13 | 4.5926e-13 | 5.8766e-13 | 6.221e-13 | 5.9469e-13 | 3.5824e-13 | 6.2949e-13 | 6.8977e-13 | 4.7744e-13 | 4.0009e-13 | 2.4655e-13 | 5.4772e-13 | 5.9904e-13 | 8.5418e-13 | 3.7769e-13 | 3.506e-13 | 6.9367e-13 | 4.3143e-13 | 4.8132e-13 | 4.943e-13 | 6.0595e-13 | 4.211e-13 | 8.7794e-13 | 3.9875e-13 | 3.1605e-13 | 3.8298e-13 | 5.5284e-13 | 5.1235e-13 | 4.4572e-13 | 5.3101e-13 | 6.9061e-13 | 3.0103e-13 | 2.8702e-13 | 4.9848e-13 | 3.2644e-13 | 4.1255e-13 | 7.2689e-13 | 2.653e-13 | 8.2458e-13 | 3.3099e-13 | 3.9879e-13 | 5.1612e-13 | 7.102e-13 | 7.3253e-13 | 5.8091e-13 | 4.0851e-13 | 3.5027e-13 | 5.087e-13 | 3.4203e-13 | 5.4801e-13 | 6.5826e-13 | 3.2889e-13 | 5.7337e-13 | 7.7966e-13 | 8.3349e-13 | 3.7267e-13 | 4.3745e-13 | 4.4227e-13 | 6.1125e-13 | 2.2337e-13 | 3.4074e-13 | 2.705e-13 | 7.8516e-13 | 5.9191e-13 | 4.8356e-13 | 3.9949e-13 | 3.9071e-13 | 5.0175e-13 | 3.5713e-13 | 7.6099e-13 | 4.0021e-13 | 5.5618e-13 | 8.4793e-13 | 4.3282e-13 | 3.8313e-13 | 2.6044e-13 | 6.7117e-13 | 3.0268e-13 | 5.9561e-13 | 6.9318e-13 | 5.916e-13 | 7.6307e-13 | 2.2022e-13 | 6.5136e-13 | 3.4295e-13 | 1.7542e-13 | 3.9809e-13 | 7.613e-13 | 5.4732e-13 | 8.11e-13 | 5.6598e-13 | 3.5205e-13 | 4.1773e-13 | 1.7759e-13 | 3.3201e-13 | 5.3511e-13 | 5.7027e-13 | 5.1712e-13 | 6.9745e-13 | 5.798e-13 | 4.9165e-13 | 6.109e-13 | 5.1762e-13 | 7.0348e-13 | 4.815e-13 | 5.2708e-13 | 7.9331e-13 | 4.0381e-13 | 7.0017e-13 | 3.5536e-13 | 5.3373e-13 | 4.867e-13 | 5.023e-13 | 8.3319e-13 | 5.9953e-13 | 4.9993e-13 | 7.5944e-13 | 5.208e-13 | 4.5966e-13 | 4.3041e-13 | 4.8181e-13 | 3.4142e-13 | 5.4328e-13 | 4.1621e-13 | 3.5181e-13 | 5.3935e-13 | 3.3244e-13 | 4.5124e-13 | 7.7938e-13 | 5.9835e-13 | 6.0842e-13 | 5.538e-13 | 5.4966e-13 | 4.5911e-13 | 4.9286e-13 | 6.2566e-13 | 6.0582e-13 | 2.7034e-13 | 3.5577e-13 | 6.6764e-13 | 7.9895e-13 | 4.6875e-13 | 4.0205e-13 | 4.3976e-13 | 3.807e-13 | 6.5198e-13 | 5.2647e-13 | 3.223e-13 | 2.7808e-13 | 7.0571e-13 | 5.2378e-13 | 4.1642e-13 | 6.313e-13 | 4.4975e-13 | 2.0758e-13 | 6.5927e-13 | 4.5054e-13 | 4.4979e-13 | 5.2284e-13 | 5.1219e-13 | 4.8672e-13 | 7.4314e-13 | 5.8561e-13 | 4.649e-13 | 4.8423e-13 | 6.3928e-13 | 3.6213e-13 | 7.5693e-13 | 3.8307e-13 | 3.5507e-13 | 5.0482e-13 | 5.1223e-13 | 5.8501e-13 | 5.176e-13 | 4.7005e-13 | 5.3611e-13 | 5.8612e-13 | 8.2364e-13 | 5.8506e-13 | 4.6956e-13 | 6.2894e-13 | 6.6257e-13 | 3.861e-13 | 1.9087e-13 | 5.1823e-13 | 6.9719e-13 | 3.151e-13 | 7.0085e-13 | 3.6781e-13 | 4.6226e-13 | 6.9389e-13 | 4.3932e-13 | 7.4558e-13 | 4.6801e-13 | 4.4926e-13 | 5.7619e-13 | 3.9547e-13 | 5.8238e-13 | 4.8984e-13 | 3.3252e-13 | 7.3383e-13 | 8.0585e-13 | 5.1048e-13 | 3.4866e-13 | 7.1862e-13 | 3.792e-13 | 6.1313e-13 | 3.7339e-13 | 5.4196e-13 | 3.6296e-13 | 4.1542e-13 | 7.0515e-13 | 4.6496e-13 | 6.5166e-13 | 3.8169e-13 | 6.3873e-13 | 5.9364e-13 | 5.3428e-13 | 6.9086e-13 | 4.8983e-13 | 6.9089e-13 | 3.1383e-13 | 4.4446e-13 | 4.7722e-13 | 7.4772e-13 | 6.8128e-13 | 7.5675e-13 | 4.4418e-13 | 6.6671e-13 | 2.9004e-13 | 9.7592e-13 | 3.9963e-13 | 4.5382e-13 | 4.7287e-13 | 2.2895e-13 | 5.4696e-13 | 5.8678e-13 | 4.187e-13 | 8.9806e-13 | 4.0231e-13 | 6.1745e-13 | 3.2275e-13 | 6.1038e-13 | 7.4926e-13 | 6.2234e-13 | 6.8235e-13 | 5.9855e-13 | 5.6197e-13 | 8.144e-13 | 6.0734e-13 | 2.0811e-13 | 2.9689e-13 | 5.8066e-13 | 3.5998e-13 | 7.5819e-13 | 4.6561e-13 | 4.4326e-13 | 3.9586e-13 | 3.1069e-13 | 4.1065e-13 | 3.0716e-13 | 5.3977e-13 | 3.6602e-13 | 5.1751e-13 | 2.6252e-13 | 4.1301e-13 | 7.3533e-13 | 7.7713e-13 | 7.4897e-13 | 4.8105e-13 | 4.5186e-13 | 6.0713e-13 | 8.7548e-13 | 3.8809e-13 | 5.8739e-13 | 3.4097e-13 | 4.6867e-13 | 2.5277e-13 | 6.1791e-13 | 6.9505e-13 | 3.6753e-13 | 4.0499e-13 | 6.2613e-13 | 3.3121e-13 | 5.9832e-13 | 3.4834e-13 | 3.5336e-13 | 5.2413e-13 | 6.3468e-13 | 5.1269e-13 | 6.7723e-13 | 5.161e-13 | 5.4479e-13 | 2.5916e-13 | 7.5904e-13 | 2.2624e-13 | 4.9207e-13 | 6.8481e-13 | 6.6516e-13 | 5.0557e-13 | 6.7114e-13 | 4.877e-13 | 5.5334e-13 | 3.3236e-13 | 6.4646e-13 | 5.6042e-13 | 6.5913e-13 | 4.7863e-13 | 5.3858e-13 | 5.4041e-13 | 7.0243e-13 | 7.2128e-13 | 8.7933e-13 | 4.862e-13 | 8.0651e-13 | 8.1732e-13 | 3.4246e-13 | 5.0974e-13 | 3.4924e-13 | 3.1418e-13 | 3.3233e-13 | 4.9705e-13 | 4.6054e-13 | 3.305e-13 | 6.117e-13 | 8.0947e-13 | 5.7318e-13 | 6.151e-13 | 4.2924e-13 | 5.9969e-13 | 5.6003e-13 | 4.3785e-13 | 7.9678e-13 | 3.244e-13 | 5.2822e-13 | 6.1635e-13 | 5.941e-13 | 6.1155e-13 | 6.5357e-13 | 6.487e-13 | 3.6646e-13 | 6.0784e-13 | 4.7653e-13 | 4.3633e-13 | 2.7e-13 | 5.8489e-13 | 5.0211e-13 | 3.3502e-13 | 4.0504e-13 | 6.7149e-13 | 4.9652e-13 | 6.1173e-13 | 4.7478e-13 | 5.8934e-13 | 4.0581e-13 | 6.4837e-13 | 3.3498e-13 | 6.959e-13 | 3.6499e-13 | 6.5704e-13 | 5.7238e-13 | 4.0297e-13 | 8.672e-13 | 8.3037e-13 | 5.9937e-13 | 7.4941e-13 | 6.6264e-13 | 6.1786e-13 | 7.0647e-13 | 4.7752e-13 | 5.8992e-13 | 5.0692e-13 | 6.6352e-13 | 5.5881e-13 | 6.0878e-13 | 4.3173e-13 | 3.3791e-13 | 4.5131e-13 | 4.2744e-13 | 4.2561e-13 | 8.4048e-13 | 2.7524e-13 | 2.7879e-13 | 3.9295e-13 | 8.3507e-13 | 5.8548e-13 | 8.2568e-13 | 6.0616e-13 | 5.4145e-13 | 7.7725e-13 | 3.2069e-13 | 4.956e-13 | 4.6111e-13 | 7.2658e-13 | 6.8753e-13 | 3.235e-13 | 2.7739e-13 | 4.6689e-13 | 3.4036e-13 | 2.8038e-13 | 1.2031e-12 | 7.1682e-13 | 6.6889e-13 | 7.964e-13 | 4.9269e-13 | 6.0701e-13 | 4.5126e-13 | 5.2719e-13 | 2.6949e-13 | 6.3393e-13 | 3.7711e-13 | 4.7769e-13 | 3.7837e-13 | 3.782e-13 | 4.4172e-13 | 6.5706e-13 | 3.8167e-13 | 5.5627e-13 | 2.0124e-13 | 9.0426e-13 | 1.0588e-12 | 5.7253e-13 | 5.0178e-13 | 4.5121e-13 | 4.0627e-13 | 6.7708e-13 | 6.751e-13 | 3.1637e-13 | 4.2145e-13 | 5.0439e-13 | 3.8948e-13 | 3.3074e-13 | 2.9109e-13 | 5.4181e-13 | 5.5169e-13 | 4.4671e-13 | 7.3632e-13 | 3.8695e-13 | 5.08e-13 | 4.4005e-13 | 7.0943e-13 | 9.5337e-13 | 4.9511e-13 | 6.4283e-13 | 5.6125e-13 | 5.7717e-13 | 3.4479e-13 | 4.358e-13 | 4.8338e-13 | 3.5643e-13 | 4.8741e-13 | 5.9103e-13 | 3.2436e-13 | 6.3516e-13 | 5.1756e-13 | 3.9242e-13 | 2.9794e-13 | 2.8072e-13 | 3.7447e-13 | 5.939e-13 | 5.6494e-13 | 5.1883e-13 | 6.3098e-13 | 6.1792e-13 | 4.1743e-13 | 4.674e-13 | 6.3762e-13 | 9.1098e-13 | 8.0018e-13 | 4.0276e-13 | 2.8797e-13 | 3.9415e-13 | 2.4018e-13 | 6.5783e-13 | 4.8556e-13 | 8.4067e-13 | 8.7069e-13 | 3.7052e-13 | 3.6165e-13 | 6.8418e-13 | 7.5251e-13 | 2.9333e-13 | 5.1125e-13 | 6.4412e-13 | 3.4522e-13 | 2.0656e-13 | 3.9648e-13 | 5.2511e-13 | 3.8463e-13 | 8.4628e-13 | 4.302e-13 | 6.153e-13 | 5.0821e-13 | 3.6999e-13 | 6.5166e-13 | 4.8522e-13 | 7.2998e-13 | 5.0343e-13 | 4.0711e-13 | 4.1573e-13 | 1.0314e-12 | 8.6733e-13 | 6.0237e-13 | 4.9688e-13 | 5.2821e-13 | 2.9318e-13 | 6.5247e-13 | 5.1346e-13 | 2.8419e-13 | 5.4807e-13 | 5.978e-13 | 5.4393e-13 | 5.6582e-13 | 7.2867e-13 | 5.0789e-13 | 5.6732e-13 | 5.8321e-13 | 7.5611e-13 | 6.6913e-13 | 6.5621e-13 | 4.4023e-13 | 3.5506e-13 | 4.7287e-13 | 4.0923e-13 | 3.0189e-13 | 4.6312e-13 | 8.316e-13 | 5.2654e-13 | 5.2357e-13 | 2.7194e-13 | 7.7791e-13 | 5.5202e-13 | 5.0049e-13 | 4.9189e-13 | 6.1036e-13 | 5.3108e-13 | 3.0393e-13 | 3.5852e-13 | 5.5332e-13 | 5.6001e-13 | 2.7102e-13 | 3.5562e-13 | 6.3176e-13 | 6.4216e-13 | 4.942e-13 | 3.9316e-13 | 7.7951e-13 | 2.6727e-13 | 6.4259e-13 | 3.1343e-13 | 2.2234e-13 | 6.6377e-13 | 5.4898e-13 | 8.8079e-13 | 2.6085e-13 | 6.5184e-13 | 4.9048e-13 | 6.7337e-13 | 4.7378e-13 | 4.5602e-13 | 6.4113e-13 | 9.7005e-13 | 6.7488e-13 | 5.6411e-13 | 5.7877e-13 | 5.577e-13 | 7.8078e-13 | 5.0592e-13 | 6.0039e-13 | 3.3402e-13 | 3.7229e-13 | 5.8121e-13 | 4.6739e-13 | 3.5381e-13 | 5.1244e-13 | 5.6389e-13 | 5.3331e-13 | 3.8868e-13 | 4.1541e-13 | 5.0794e-13 | 5.9424e-13 | 6.9183e-13 | 3.3211e-13 | 4.7403e-13 | 5.904e-13 | 8.4376e-13 | 4.9786e-13 | 2.0074e-13 | 4.4539e-13 | 6.7982e-13 | 7.0213e-13 | 3.7776e-13 | 6.0035e-13 | 4.5748e-13 | 4.7372e-13 | 6.4598e-13 | 6.1336e-13 | 2.9253e-13 | 3.2906e-13 | 6.347e-13 | 5.8613e-13 | 4.06e-13 | 3.52e-13 | 5.1403e-13 | 4.1786e-13 | 3.2455e-13 | 7.7629e-13 | 4.1027e-13 | 4.756e-13 | 6.1562e-13 | 5.9669e-13 | 3.1087e-13 | 3.5839e-13 | 3.1296e-13 | 4.2664e-13 | 8.8712e-13 | 7.0476e-13 | 2.7385e-13 | 7.0405e-13 | 6.1484e-13 | 3.9301e-13 | 6.1794e-13 | 3.4397e-13 | 5.3134e-13 | 6.0808e-13 | 3.28e-13 | 3.767e-13 | 4.9121e-13 | 4.9372e-13 | 5.7001e-13 | 4.7449e-13 | 2.2361e-13 | 5.4757e-13 | 4.4311e-13 | 1.0104e-12 | 4.411e-13 | 4.9575e-13 | 3.7864e-13 | 4.5962e-13 | 5.0807e-13 | 4.3912e-13 | 6.5977e-13 | 4.003e-13 | 6.3759e-13 | 6.625e-13 | 5.2655e-13 | 6.3461e-13 | 4.1687e-13 | 6.5862e-13 | 9.1598e-13 | 1.2434e-12 | 7.4931e-13 | 5.0204e-13 | 3.493e-13 | 4.7986e-13 | 4.3236e-13 | 1.0338e-12 | 4.7702e-13 | 4.2803e-13 | 4.7414e-13 | 6.9213e-13 | 5.4362e-13 | 5.0412e-13 | 4.5351e-13 | 3.4777e-13 | 6.2188e-13 | 7.2219e-13 | 5.7755e-13 | 4.8638e-13 | 5.8633e-13 | 5.1102e-13 | 1.0921e-12 | 5.1138e-13 | 5.5206e-13 | 4.1557e-13 | 5.2464e-13 | 7.3973e-13 | 4.5384e-13 | 5.4243e-13 | 2.9501e-13 | 8.0532e-13 | 4.8005e-13 | 6.6864e-13 | 5.1283e-13 | 5.8237e-13 | 3.0655e-13 | 5.5313e-13 | 2.2977e-13 | 4.8334e-13 | 7.6144e-13 | 4.0414e-13 | 4.0861e-13 | 3.0737e-13 | 7.1434e-13 | 4.6338e-13 | 5.7688e-13 | 5.9557e-13 | 3.9868e-13 | 8.5285e-13 | 7.7928e-13 | 5.9036e-13 | 4.4572e-13 | 9.8562e-13 | 6.7929e-13 | 3.5973e-13 | 4.2366e-13 | 5.0231e-13 | 7.6627e-13 | 7.0054e-13 | 6.9401e-13 | 5.3764e-13 | 9.1022e-13 | 4.9109e-13 | 3.9216e-13 | 2.9251e-13 | 7.4597e-13 | 4.5417e-13 | 3.6005e-13 | 5.2627e-13 | 6.6582e-13 | 5.8786e-13 | 4.0099e-13 | 8.1373e-13 | 7.0086e-13 | 2.3374e-13 | 5.6778e-13 | 3.9212e-13 | 4.314e-13 | 6.1311e-13 | 4.2108e-13 | 8.1547e-13 | 6.0374e-13 | 3.1645e-13 | 3.9557e-13 | 1.1783e-12 | 5.6025e-13 | 4.5579e-13 | 7.8504e-13 | 7.6166e-13 | 6.5798e-13 | 3.7616e-13 | 6.2135e-13 | 5.7768e-13 | 4.7278e-13 | 5.8195e-13 | 5.4024e-13 | 2.944e-13 | 3.766e-13 | 7.7954e-13 | 4.582e-13 | 7.8462e-13 | 4.8143e-13 | 4.7774e-13 | 3.6576e-13 | 4.4186e-13 | 3.5247e-13 | 5.7277e-13 | 3.4643e-13 | 6.4185e-13 | 6.0119e-13 | 6.1461e-13 | 4.3208e-13 | 4.147e-13 | 4.7013e-13 | 1.1396e-12 | 4.6186e-13 | 5.2082e-13 | 3.7953e-13 | 4.7658e-13 | 5.0113e-13 | 3.6785e-13 | 4.3315e-13 | 5.4767e-13 | 2.5796e-13 | 3.0235e-13 | 5.6332e-13 | 4.2963e-13 | 7.0997e-13 | 6.9995e-13 | 6.3116e-13 | 4.6443e-13 | 3.2885e-13 | 8.3117e-13 | 4.1496e-13 | 4.4903e-13 | 6.9776e-13 | 4.0595e-13 | 7.7595e-13 | 3.9809e-13 | 7.4366e-13 | 1.0023e-12 | 4.0978e-13 | 5.5341e-13 | 5.6192e-13 | 4.7729e-13 | 7.5599e-13 | 4.1009e-13 | 6.6384e-13 | 5.4656e-13 | 6.2302e-13 | 5.6157e-13 | 7.1947e-13 | 1.122e-12 | 4.5443e-13 | 4.7415e-13 | 2.6254e-13 | 3.2943e-13 | 3.2787e-13 | 8.9824e-13 | 3.4895e-13 | 3.7676e-13 | 2.7604e-13 | 4.1967e-13 | 5.2151e-13 | 5.3813e-13 | 4.5774e-13 | 7.5354e-13 | 6.9468e-13 | 3.6635e-13 | 6.1702e-13 | 5.0226e-13 | 5.1438e-13 | 5.7319e-13 | 3.9591e-13 | 5.6906e-13 | 4.6078e-13 | 6.8044e-13 | 4.7738e-13 | 3.9347e-13 | 6.5486e-13 | 6.6453e-13 | 5.9685e-13 | 5.7289e-13 | 8.1104e-13 | 3.0419e-13 | 3.8879e-13 | 3.9248e-13 | 7.3145e-13 | 4.4959e-13 | 5.7545e-13 | 3.9079e-13 | 4.6174e-13 | 4.5952e-13 | 4.9013e-13 | 4.1209e-13 | 3.1838e-13 | 3.4414e-13 | 4.0279e-13 | 5.2266e-13 | 4.8494e-13 | 6.7858e-13 | 5.2633e-13 | 5.4248e-13 | 4.092e-13 | 4.5883e-13 | 4.1442e-13 | 3.2721e-13 | 4.7961e-13 | 4.499e-13 | 5.7806e-13 | 7.8562e-13 | 7.7481e-13 | 4.4012e-13 | 6.0807e-13 | 5.2154e-13 | 5.4577e-13 | 6.4775e-13 | 4.258e-13 | 3.2998e-13 | 5.5412e-13 | 4.556e-13 | 7.3778e-13 | 6.4754e-13 | 4.9338e-13 | 5.0416e-13 | 8.4378e-13 | 5.2174e-13 | 5.2446e-13 | 5.6121e-13 | 6.0564e-13 | 3.3939e-13 | 4.4196e-13 | 5.0987e-13 | 3.9528e-13 | 5.4877e-13 | 6.316e-13 | 5.7429e-13 | 7.213e-13 | 4.147e-13 | 9.2912e-13 | 6.1148e-13 | 3.6485e-13 | 8.8697e-13 | 9.5334e-13 | 4.3879e-13 | 4.5771e-13 | 4.2079e-13 | 1.5742e-13 | 6.8597e-13 | 3.6183e-13 | 4.921e-13 | 6.5243e-13 | 6.8567e-13 | 4.2739e-13 | 5.7721e-13 | 4.8418e-13 | 3.2728e-13 | 4.7988e-13 | 8.8512e-13 | 4.3843e-13 | 6.8485e-13 | 9.2737e-13 | 3.7254e-13 | 4.7751e-13 | 3.9535e-13 | 5.1169e-13 | 6.6028e-13 | 4.3405e-13 | 3.8375e-13 | 3.768e-13 | 6.7893e-13 | 6.0724e-13 | 5.3524e-13 | 6.5392e-13 | 4.4406e-13 | 6.3521e-13 | 5.5221e-13 | 6.288e-13 | 4.3752e-13 | 4.2218e-13 | 7.7623e-13 | 6.6838e-13 | 5.6601e-13 | 4.7887e-13 | 6.0523e-13 | 7.833e-13 | 3.23e-13 | 2.9489e-13 | 9.9228e-13 | 5.2144e-13 | 6.2432e-13 | 6.5374e-13 | 6.4583e-13 | 4.1985e-13 | 6.0006e-13 | 3.3937e-13 | 3.924e-13 | 4.1389e-13 | 4.4474e-13 | 6.123e-13 | 4.5957e-13 | 8.9925e-13 | 4.2541e-13 | 3.0335e-13 | 5.1461e-13 | 3.278e-13 | 6.1462e-13 | 5.0989e-13 | 5.4791e-13 | 5.7846e-13 | 4.9551e-13 | 7.4238e-13 | 4.4246e-13 | 2.9252e-13 | 2.8421e-13 | 5.3862e-13 | 5.1119e-13 | 5.893e-13 | 2.8935e-13 | 6.2198e-13 | 5.8302e-13 | 6.0343e-13 | 5.5502e-13 | 6.3293e-13 | 4.5241e-13 | 5.8278e-13 | 6.1797e-13 | 4.586e-13 | 7.3914e-13 | 5.5436e-13 | 8.5387e-13 | 6.3145e-13 | 6.3561e-13 | 4.8564e-13 | 3.5875e-13 | 5.925e-13 | 3.8574e-13 | 5.7163e-13 | 6.4058e-13 | 5.7672e-13 | 5.6704e-13 | 3.7057e-13 | 3.9688e-13 | 6.4061e-13 | 5.401e-13 | 3.6516e-13 | 3.0172e-13 | 5.0298e-13 | 5.8014e-13 | 8.0065e-13 | 4.9629e-13 | 6.2247e-13 | 6.135e-13 | 6.6739e-13 | 7.6319e-13 | 5.3466e-13 | 3.3263e-13 | 7.6924e-13 | 4.1763e-13 | 4.3023e-13 | 5.0027e-13 | 7.9573e-13 | 6.8196e-13 | 7.7059e-13 | 4.3757e-13 | 2.3263e-13 | 4.4326e-13 | 5.4177e-13 | 5.894e-13 | 4.7981e-13 | 6.3089e-13 | 5.4085e-13 | 5.0411e-13 | 4.4739e-13 | 6.2019e-13 | 3.2795e-13 | 2.3468e-13 | 4.7974e-13 | 5.4725e-13 | 2.584e-13 | 4.4959e-13 | 6.7004e-13 | 3.6106e-13 | 6.182e-13 | 7.5475e-13 | 4.8743e-13 | 5.6512e-13 | 5.0009e-13 | 3.669e-13 | 4.9341e-13 | 5.1552e-13 | 2.8863e-13 | 5.0759e-13 | 4.0061e-13 | 4.791e-13 | 3.3347e-13 | 5.5946e-13 | 7.8414e-13 | 5.2831e-13 | 5.344e-13 | 4.5409e-13 | 7.6778e-13 | 4.8963e-13 | 7.1975e-13 | 3.9157e-13 | 5.6569e-13 | 5.241e-13 | 7.7433e-13 | 2.2174e-13 | 5.0166e-13 | 5.441e-13 | 7.1532e-13 | 6.6757e-13 | 2.4418e-13 | 3.7076e-13 | 5.1324e-13 | 5.25e-13 | 6.1726e-13 | 7.3377e-13 | 5.1295e-13 | 4.8726e-13 | 5.107e-13 | 4.3293e-13 | 4.9135e-13 | 6.0441e-13 | 4.2274e-13 | 6.412e-13 | 6.6219e-13 | 5.1881e-13 | 5.641e-13 | 8.0987e-13 | 4.9216e-13 | 7.308e-13 | 3.9826e-13 | 4.5729e-13 | 4.8311e-13 | 4.0846e-13 | 4.9915e-13 | 4.7284e-13 | 5.2621e-13 | 3.4015e-13 | 4.8775e-13 | 3.3865e-13 | 7.4608e-13 | 3.4503e-13 | 3.9695e-13 | 4.9301e-13 | 6.0041e-13 | 3.8022e-13 | 4.1341e-13 | 7.4221e-13 | 7.7121e-13 | 3.3108e-13 | 1.3312e-12 | 6.9431e-13 | 4.2431e-13 | 5.574e-13 | 2.7709e-13 | 7.5261e-13 | 8.1747e-13 | 6.5086e-13 | 4.4553e-13 | 5.8579e-13 | 2.9057e-13 | 2.9683e-13 | 5.1602e-13 | 4.6737e-13 | 9.1569e-13 | 3.2089e-13 | 8.289e-13 | 4.5619e-13 | 3.4821e-13 | 5.9657e-13 | 1.0283e-12 | 3.1901e-13 | 6.1222e-13 | 3.9741e-13 | 6.3234e-13 | 5.7043e-13 | 6.185e-13 | 2.7052e-13 | 4.6193e-13 | 6.9702e-13 | 5.943e-13 | 3.0689e-13 | 7.3639e-13 | 7.1637e-13 | 5.4714e-13 | 4.0972e-13 | 6.9814e-13 | 6.0784e-13 | 2.2196e-13 | 5.7738e-13 | 3.5011e-13 | 4.7076e-13 | 5.9065e-13 | 6.435e-13 | 7.946e-13 | 4.2373e-13 | 4.4588e-13 | 4.4777e-13 | 3.7917e-13 | 3.187e-13 | 6.3998e-13 | 5.0943e-13 | 2.6642e-13 | 5.4526e-13 | 8.0927e-13 | 6.8921e-13 | 9.7241e-13 | 5.1078e-13 | 6.804e-13 | 6.2998e-13 | 5.5468e-13 | 4.0341e-13 | 3.2722e-13 | 4.6743e-13 | 4.2262e-13 | 9.028e-13 | 4.0394e-13 | 4.6001e-13 | 2.8935e-13 | 6.6481e-13 | 7.3827e-13 | 9.3636e-13 | 5.7635e-13 | 3.286e-13 | 3.8394e-13 | 5.8282e-13 | 3.5366e-13 | 8.4082e-13 | 1.0275e-12 | 2.6333e-13 | 4.5425e-13 | 5.877e-13 | 5.8119e-13 | 4.576e-13 | 6.7249e-13 | 6.5157e-13 | 4.1528e-13 | 6.5277e-13 | 5.795e-13 | 8.7435e-13 | 5.9694e-13 | 5.3791e-13 | 6.6604e-13 | 5.433e-13 | 4.4633e-13 | 5.1001e-13 | 3.6728e-13 | 6.775e-13 | 4.2546e-13 | 6.5166e-13 | 3.2789e-13 | 4.2998e-13 | 5.0335e-13 | 3.8282e-13 | 5.7636e-13 | 7.2888e-13 | 5.4561e-13 | 5.1058e-13 | 5.0816e-13 | 1.0316e-12 | 3.0953e-13 | 2.826e-13 | 3.8235e-13 | 5.6036e-13 | 9.0208e-13 | 2.511e-13 | 5.0687e-13 | 3.2358e-13 | 4.4179e-13 | 4.823e-13 | 8.4461e-13 | 3.6009e-13 | 4.4099e-13 | 4.4954e-13 | 4.4041e-13 | 3.0177e-13 | 4.2364e-13 | 6.1859e-13 | 5.0557e-13 | 5.2978e-13 | 4.1202e-13 | 4.9161e-13 | 7.4562e-13 | 6.6128e-13 | 2.9157e-13 | 4.9102e-13 | 6.4746e-13 | 9.6819e-13 | 5.465e-13 | 5.2876e-13 | 7.5096e-13 | 4.6574e-13 | 3.4634e-13 | 4.6524e-13 | 6.0371e-13 | 9.4693e-13 | 5.3492e-13 | 4.2575e-13 | 4.8733e-13 | 5.6021e-13 | 5.7151e-13 | 4.4127e-13 | 5.0108e-13 | 4.1713e-13 | 5.6914e-13 | 7.5255e-13 | 9.1908e-13 | 6.681e-13 | 5.6033e-13 | 5.7538e-13 | 3.6506e-13 | 3.9168e-13 | 7.7931e-13 | 7.1241e-13 | 8.2687e-13 | 3.9476e-13 | 4.4939e-13 | 4.0186e-13 | 5.1456e-13 | 4.1566e-13 | 3.1228e-13 | 5.1449e-13 | 7.2706e-13 | 5.8018e-13 | 6.4239e-13 | 4.8321e-13 | 5.5813e-13 | 6.0602e-13 | 4.4485e-13 | 7.3689e-13 | 8.1313e-13 | 6.0999e-13 | 4.1668e-13 | 3.8329e-13 | 5.6867e-13 | 5.6707e-13 | 6.8391e-13 | 4.2044e-13 | 5.7089e-13 | 6.7317e-13 | 4.2079e-13 | 3.022e-13 | 4.496e-13 | 3.374e-13 | 4.2746e-13 | 7.7692e-13 | 6.4653e-13 | 3.2414e-13 | 5.9908e-13 | 4.954e-13 | 7.2378e-13 | 3.3745e-13 | 4.5474e-13 | 4.8933e-13 | 5.6234e-13 | 6.125e-13 | 2.8096e-13 | 9.0159e-13 | 6.286e-13 | 4.1051e-13 | 6.9073e-13 | 3.9704e-13 | 3.1078e-13 | 5.8414e-13 | 5.0493e-13 | 6.2415e-13 | 5.7224e-13 | 6.9685e-13 | 3.8699e-13 | 6.7792e-13 | 7.0978e-13 | 4.1111e-13 | 2.1647e-13 | 6.9257e-13 | 5.6067e-13 | 6.9641e-13 | 1.0039e-12 | 5.3603e-13 | 3.0293e-13 | 4.8197e-13 | 5.8298e-13 | 4.3149e-13 | 4.5647e-13 | 8.9166e-13 | 7.8648e-13 | 4.683e-13 | 4.8679e-13 | 6.3385e-13 | 7.9827e-13 | 4.2903e-13 | 3.0527e-13 | 6.3766e-13 | 7.6692e-13 | 7.1882e-13 | 3.3511e-13 | 7.5119e-13 | 7.3261e-13 | 2.942e-13 | 2.751e-13 | 7.9159e-13 | 5.818e-13 | 8.1634e-13 | 2.5389e-13 | 8.0016e-13 | 4.5445e-13 | 7.3089e-13 | 6.8048e-13 | 8.1673e-13 | 4.8539e-13 | 4.4182e-13 | 6.0287e-13 | 6.8281e-13 | 6.8008e-13 | 3.3829e-13 | 3.282e-13 | 7.3758e-13 | 4.0571e-13 | 4.3573e-13 | 4.3111e-13 | 4.4552e-13 | 3.7388e-13 | 5.2961e-13 | 3.9858e-13 | 4.3075e-13 | 5.5545e-13 | 2.1993e-13 | 5.6606e-13 | 6.7037e-13 | 6.5762e-13 | 3.2472e-13 | 7.5577e-13 | 7.3647e-13 | 6.9482e-13 | 7.176e-13 | 5.8105e-13 | 8.8511e-13 | 4.8547e-13 | 3.4219e-13 | 2.1781e-13 | 7.8639e-13 | 3.8973e-13 | 2.8562e-13 | 8.9841e-13 | 6.955e-13 | 5.2006e-13 | 6.3031e-13 | 4.6542e-13 | 3.4631e-13 | 5.2383e-13 | 7.4011e-13 | 7.3205e-13 | 2.99e-13 | 4.389e-13 | 3.8741e-13 | 3.8348e-13 | 3.9188e-13 | 4.7652e-13 | 5.4348e-13 | 6.8983e-13 | 2.6178e-13 | 4.6605e-13 | 4.8366e-13 | 9.2499e-13 | 9.2689e-13 | 2.8641e-13 | 4.5172e-13 | 4.2511e-13 | 3.7202e-13 | 4.4298e-13 | 6.0926e-13 | 4.8993e-13 | 3.2413e-13 | 6.4389e-13 | 6.8862e-13 | 8.3457e-13 | 6.838e-13 | 2.6634e-13 | 6.883e-13 | 5.5513e-13 | 3.2205e-13 | 6.5264e-13 | 2.5439e-13 | 3.8447e-13 | 5.6358e-13 | 5.5381e-13 | 4.4275e-13 | 3.6172e-13 | 5.5743e-13 | 6.0509e-13 | 7.2005e-13 | 4.4755e-13 | 4.1742e-13 | 4.696e-13 | 6.4656e-13 | 4.3599e-13 | 3.9055e-13 | 4.0186e-13 | 5.918e-13 | 4.2159e-13 | 5.4169e-13 | 4.1907e-13 | 6.3334e-13 | 6.188e-13 | 5.7475e-13 | 8.7828e-13 | 3.2364e-13 | 4.7122e-13 | 3.4838e-13 | 5.8984e-13 | 4.9151e-13 | 5.9453e-13 | 4.0515e-13 | 4.0173e-13 | 3.9144e-13 | 5.9687e-13 | 5.8012e-13 | 6.8549e-13 | 7.9302e-13 | 5.6832e-13 | 5.3095e-13 | 6.6459e-13 | 4.6587e-13 | 4.0674e-13 | 6.8411e-13 | 5.2777e-13 | 3.8548e-13 | 4.8488e-13 | 4.6852e-13 | 4.9436e-13 | 6.3772e-13 | 3.169e-13 | 5.6663e-13 | 3.6018e-13 | 5.9635e-13 | 4.9258e-13 | 7.8035e-13 | 4.3181e-13 | 5.4529e-13 | 4.5065e-13 | 5.0892e-13 | 4.0408e-13 | 4.5868e-13 | 5.2871e-13 | 1.5385e-12 | 6.3371e-13 | 5.3864e-13 | 8.4246e-13 | 7.0115e-13 | 3.1006e-13 | 3.7963e-13 | 8.545e-13 | 8.5388e-13 | 3.5108e-13 | 7.1743e-13 | 6.3675e-13 | 6.3442e-13 | 5.8027e-13 | 7.7876e-13 | 3.9941e-13 | 4.123e-13 | 4.9828e-13 | 5.4617e-13 | 6.1883e-13 | 5.2003e-13 | 4.3152e-13 | 3.9917e-13 | 6.8179e-13 | 6.5224e-13 | 4.1336e-13 | 3.6297e-13 | 2.7389e-13 | 4.3424e-13 | 5.2443e-13 | 3.137e-13 | 6.1031e-13 | 2.165e-13 | 5.2139e-13 | 1.152e-13 | 4.7882e-13 | 3.8308e-13 | 3.3761e-13 | 3.5444e-13 | 3.9685e-13 | 7.4764e-13 | 3.1926e-13 | 5.7714e-13 | 9.71e-13 | 4.9606e-13 | 3.6154e-13 | 5.0518e-13 | 6.1123e-13 | 6.872e-13 | 7.2986e-13 | 4.2192e-13 | 4.0772e-13 | 2.9732e-13 | 5.1099e-13 | 3.93e-13 | 3.5352e-13 | 8.1497e-13 | 8.1815e-13 | 2.8346e-13 | 8.7853e-13 | 3.1706e-13 | 3.7921e-13 | 4.1339e-13 | 7.3817e-13 | 6.5075e-13 | 3.3728e-13 | 4.4623e-13 | 9.6683e-13 | 3.92e-13 | 5.0657e-13 | 4.1943e-13 | 6.545e-13 | 6.3736e-13 | 4.8654e-13 | 3.7661e-13 | 4.0251e-13 | 4.1692e-13 | 4.0077e-13 | 7.171e-13 | 5.7075e-13 | 6.1941e-13 | 5.5299e-13 | 5.9619e-13 | 7.2166e-13 | 4.485e-13 | 9.0465e-13 | 7.0189e-13 | 3.4717e-13 | 1.3185e-13 | 8.1676e-13 | 6.9293e-13 | 5.6776e-13 | 2.5482e-13 | 6.7497e-13 | 6.4334e-13 | 6.7886e-13 | 3.6253e-13 | 4.561e-13 | 6.2136e-13 | 4.3392e-13 | 3.3171e-13 | 4.3339e-13 | 3.0926e-13 | 1.0966e-12 | 6.2715e-13 | 6.7009e-13 | 5.8883e-13 | 3.2982e-13 | 4.5997e-13 | 3.9083e-13 | 6.4519e-13 | 6.1803e-13 | 2.5713e-13 | 6.5432e-13 | 6.263e-13 | 5.086e-13 | 7.3604e-13 | 3.0363e-13 | 6.6182e-13 | 2.2897e-13 | 5.8909e-13 | 3.5736e-13 | 4.5782e-13 | 3.4148e-13 | 6.1781e-13 | 5.5025e-13 | 6.2183e-13 | 4.0905e-13 | 4.3436e-13 | 2.521e-13 | 6.6342e-13 | 3.0144e-13 | 2.8548e-13 | 3.8344e-13 | 5.5278e-13 | 7.8037e-13 | 3.252e-13 | 6.2263e-13 | 5.2684e-13 | 3.7227e-13 | 5.4571e-13 | 2.7305e-13 | 5.6364e-13 | 7.9778e-13 | 5.6017e-13 | 3.3372e-13 | 5.2745e-13 | 4.8622e-13 | 4.8835e-13 | 3.6756e-13 | 3.8174e-13 | 4.8859e-13 | 4.6826e-13 | 6.2468e-13 | 3.8022e-13 | 6.5537e-13 | 3.6419e-13 | 3.4249e-13 | 5.8312e-13 | 7.1819e-13 | 5.4344e-13 | 7.3619e-13 | 4.7543e-13 | 6.8262e-13 | 4.9697e-13 | 4.5087e-13 | 4.3078e-13 | 5.5556e-13 | 3.774e-13 | 4.624e-13 | 2.7559e-13 | 3.5885e-13 | 5.0501e-13 | 5.5779e-13 | 6.6126e-13 | 4.3627e-13 | 6.4337e-13 | 4.4392e-13 | 6.3699e-13 | 3.5187e-13 | 3.502e-13 | 4.8716e-13 | 3.2994e-13 | 4.4354e-13 | 4.6843e-13 | 8.1982e-13 | 6.6424e-13 | 5.8984e-13 | 4.2485e-13 | 4.0168e-13 | 5.9331e-13 | 3.5468e-13 | 4.8581e-13 | 7.3042e-13 | 2.8751e-13 | 5.3814e-13 | 5.9952e-13 | 4.7041e-13 | 4.7246e-13 | 3.034e-13 | 3.5292e-13 | 5.4771e-13 | 5.1096e-13 | 4.2273e-13 | 3.2094e-13 | 7.9873e-13 | 4.0804e-13 | 6.1711e-13 | 6.3986e-13 | 6.5554e-13 | 3.7233e-13 | 4.6261e-13 | 3.1039e-13 | 3.4776e-13 | 2.6405e-13 | 3.35e-13 | 3.8277e-13 | 8.0635e-13 | 4.6949e-13 | 2.6931e-13 | 5.9421e-13 | 3.3435e-13 | 3.5437e-13 | 4.7788e-13 | 6.4393e-13 | 5.1277e-13 | 4.8731e-13 | 6.3648e-13 | 4.8504e-13 | 5.8385e-13 | 3.6648e-13 | 5.7151e-13 | 4.4416e-13 | 6.9375e-13 | 7.0271e-13 | 2.7188e-13 | 3.8721e-13 | 3.4624e-13 | 5.2018e-13 | 5.1055e-13 | 5.8794e-13 | 8.1136e-13 | 4.2314e-13 | 1.7092e-13 | 4.2759e-13 | 3.4038e-13 | 3.7672e-13 | 9.8531e-13 | 8.8274e-13 | 6.1512e-13 | 5.0406e-13 | 4.2816e-13 | 4.4272e-13 | 6.065e-13 | 4.361e-13 | 3.2279e-13 | 5.5134e-13 | 8.587e-13 | 4.0643e-13 | 5.0282e-13 | 3.6735e-13 | 4.5606e-13 | 8.6937e-13 | 5.2825e-13 | 9.8986e-13 | 4.5734e-13 | 3.7389e-13 | 6.9885e-13 | 4.975e-13 | 5.1632e-13 | 3.902e-13 | 3.0119e-13 | 2.1308e-13 | 4.6381e-13 | 4.7894e-13 | 4.5839e-13 | 4.1072e-13 | 4.029e-13 | 4.4905e-13 | 4.9138e-13 | 8.8273e-13 | 5.012e-13 | 5.4429e-13 | 3.6752e-13 | 5.1509e-13 | 3.3888e-13 | 3.3192e-13 | 4.2996e-13 | 4.4155e-13 | 4.5033e-13 | 4.5271e-13 | 4.7022e-13 | 7.4015e-13 | 2.6726e-13 | 3.6019e-13 | 5.3665e-13 | 6.3694e-13 | 4.6049e-13 | 2.904e-13 | 4.053e-13 | 6.2804e-13 | 4.6219e-13 | 4.0738e-13 | 3.8346e-13 | 3.6179e-13 | 5.8388e-13 | 6.142e-13 | 6.1318e-13 | 6.6006e-13 | 4.2504e-13 | 5.0236e-13 | 6.7071e-13 | 5.8982e-13 | 8.0548e-13 | 5.7294e-13 | 6.1625e-13 | 5.6922e-13 | 4.949e-13 | 6.952e-13 | 4.0423e-13 | 8.2541e-13 | 4.4346e-13 | 4.7807e-13 | 8.1663e-13 | 5.4474e-13 | 6.7909e-13 | 2.805e-13 | 4.1141e-13 | 4.7226e-13 | 4.1525e-13 | 3.6984e-13 | 4.1539e-13 | 6.0672e-13 | 4.2468e-13 | 5.6841e-13 | 5.653e-13 | 2.8203e-13 | 3.15e-13 | 3.3831e-13 | 5.7137e-13 | 5.1954e-13 | 7.9816e-13 | 4.7187e-13 | 3.0391e-13 | 5.6914e-13 | 4.2019e-13 | 7.5311e-13 | 5.5293e-13 | 4.1176e-13 | 6.8472e-13 | 7.1219e-13 | 4.7308e-13 | 4.4236e-13 | 5.574e-13 | 4.7348e-13 | 5.3842e-13 | 2.5923e-13 | 4.5943e-13 | 3.9969e-13 | 7.6721e-13 | 4.6563e-13 | 8.8842e-13 | 4.8463e-13 | 3.1496e-13 | 4.1603e-13 | 2.3652e-13 | 6.7035e-13 | 4.973e-13 | 6.3369e-13 | 3.7112e-13 | 1.0964e-12 | 5.8235e-13 | 5.488e-13 | 6.1146e-13 | 1.9301e-13 | 7.1647e-13 | 6.8789e-13 | 4.0365e-13 | 6.4179e-13 | 5.0819e-13 | 5.4298e-13 | 4.1647e-13 | 5.9394e-13 | 6.5009e-13 | 4.7703e-13 | 6.0155e-13 | 4.6572e-13 | 7.277e-13 | 5.6568e-13 | 4.3613e-13 | 6.2872e-13 | 5.6997e-13 | 6.1196e-13 | 2.1026e-13 | 4.809e-13 | 4.9398e-13 | 4.3717e-13 | 2.6087e-13 | 3.7147e-13 | 3.1441e-13 | 6.8999e-13 | 5.068e-13 | 4.2338e-13 | 3.8556e-13 | 7.2481e-13 | 7.4263e-13 | 7.3338e-13 | 5.2549e-13 | 3.5197e-13 | 2.138e-13 | 4.8362e-13 | 4.0125e-13 | 6.6035e-13 | 7.1088e-13 | 6.173e-13 | 4.9174e-13 | 2.7828e-13 | 5.3755e-13 | 7.7682e-13 | 6.2091e-13 | 1.7699e-13 | 5.7144e-13 | 3.943e-13 | 6.4603e-13 | 8.2941e-13 | 7.0714e-13 | 3.0474e-13 | 6.4877e-13 | 4.9619e-13 | 3.0921e-13 | 5.2723e-13 | 3.8759e-13 | 7.4973e-13 | 4.4258e-13 | 2.8096e-13 | 3.9065e-13 | 5.1577e-13 | 3.8805e-13 | 8.1701e-13 | 6.976e-13 | 5.6954e-13 | 5.445e-13 | 4.3163e-13 | 3.7082e-13 | 2.6475e-13 | 5.7028e-13 | 4.8689e-13 | 5.0789e-13 | 6.0758e-13 | 2.8044e-13 | 3.0208e-13 | 2.9862e-13 | 6.1847e-13 | 4.2826e-13 | 8.7423e-13 | 7.126e-13 | 6.1352e-13 | 9.5056e-13 | 4.0266e-13 | 3.8228e-13 | 7.9493e-13 | 6.0957e-13 | 5.1998e-13 | 5.9769e-13 | 6.8313e-13 | 7.4854e-13 | 7.4082e-13 | 8.537e-13 | 3.6795e-13 | 7.744e-13 | 9.275e-13 | 4.1466e-13 | 3.9046e-13 | 4.866e-13 | 4.2272e-13 | 2.1139e-13 | 4.9305e-13 | 2.8977e-13 | 5.735e-13 | 6.7674e-13 | 3.9514e-13 | 5.871e-13 | 4.9347e-13 | 4.76e-13 | 5.3575e-13 | 6.0644e-13 | 6.2131e-13 | 7.5329e-13 | 8.2263e-13 | 4.2405e-13 | 4.5373e-13 | 3.2245e-13 | 5.1659e-13 | 4.7485e-13 | 7.2061e-13 | 7.5672e-13 | 4.6058e-13 | 4.4039e-13 | 2.2465e-13 | 6.331e-13 | 4.8691e-13 | 4.3582e-13 | 7.4197e-13 | 2.723e-13 | 5.8329e-13 | 5.3039e-13 | 3.388e-13 | 5.7261e-13 | 5.3593e-13 | 6.2538e-13 | 4.6763e-13 | 5.0469e-13 | 6.5179e-13 | 7.2163e-13 | 6.0894e-13 | 3.1243e-13 | 9.6965e-13 | 6.0179e-13 | 5.2824e-13 | 5.2655e-13 | 3.6403e-13 | 6.2371e-13 | 4.396e-13 | 8.0265e-13 | 4.1011e-13 | 1.0365e-12 | 4.5516e-13 | 6.6103e-13 | 7.346e-13 | 6.6093e-13 | 7.4503e-13 | 3.6591e-13 | 7.8205e-13 | 6.1351e-13 | 4.9105e-13 | 3.2034e-13 | 3.7275e-13 | 9.4114e-13 | 4.1838e-13 | 5.1742e-13 | 3.8908e-13 | 6.8823e-13 | 5.2787e-13 | 5.9802e-13 | 7.9575e-13 | 3.7913e-13 | 6.6494e-13 | 7.8867e-13 | 4.4451e-13 | 2.9903e-13 | 7.3295e-13 | 5.1033e-13 | 5.2041e-13 | 7.5749e-13 | 5.5681e-13 | 7.7255e-13 | 4.4128e-13 | 4.3125e-13 | 6.1562e-13 | 5.4375e-13 | 7.2473e-13 | 4.6503e-13 | 3.8906e-13 | 6.6273e-13 | 2.864e-13 | 4.8117e-13 | 5.8416e-13 | 3.0303e-13 | 3.8476e-13 | 4.4254e-13 | 7.3117e-13 | 5.8382e-13 | 6.7161e-13 | 7.8406e-13 | 4.8513e-13 | 4.9633e-13 | 7.0815e-13 | 3.272e-13 | 5.8176e-13 | 4.8821e-13 | 8.0103e-13 | 3.7752e-13 | 7.8895e-13 | 5.1796e-13 | 4.3909e-13 | 2.9864e-13 | 5.1219e-13 | 4.6947e-13 | 4.3626e-13 | 4.6746e-13 | 4.0516e-13 | 4.1319e-13 | 3.4806e-13 | 2.1281e-13 | 4.2539e-13 | 6.8463e-13 | 4.5146e-13 | 4.5139e-13 | 5.2495e-13 | 3.7306e-13 | 2.9141e-13 | 5.2574e-13 | 5.1895e-13 | 5.1784e-13 | 5.617e-13 | 8.088e-13 | 5.2682e-13 | 6.7493e-13 | 4.0253e-13 | 5.5069e-13 | 5.674e-13 | 6.12e-13 | 2.2939e-13 | 6.4905e-13 | 3.9629e-13 | 5.8843e-13 | 4.6907e-13 | 4.063e-13 | 3.1438e-13 | 5.461e-13 | 6.0256e-13 | 3.1722e-13 | 5.8719e-13 | 4.2259e-13 | 3.5015e-13 | 6.1369e-13 | 3.2662e-13 | 8.7181e-13 | 4.6567e-13 | 3.8824e-13 | 3.875e-13 | 5.3246e-13 | 3.1667e-13 | 3.975e-13 | 6.9731e-13 | 4.2983e-13 | 4.3865e-13 | 3.4215e-13 | 5.3491e-13 | 4.2263e-13 | 3.6666e-13 | 4.9805e-13 | 3.2243e-13 | 3.7939e-13 | 3.1903e-13 | 7.5494e-13 | 6.2736e-13 | 8.1158e-13 | 6.3012e-13 | 7.406e-13 | 8.3476e-13 | 3.2541e-13 | 3.2121e-13 | 5.8903e-13 | 5.8329e-13 | 5.5103e-13 | 7.2252e-13 | 4.0237e-13 | 3.6901e-13 | 4.8093e-13 | 5.6324e-13 | 7.8862e-13 | 9.1455e-13 | 5.8883e-13 | 3.3572e-13 | 2.9733e-13 | 3.1885e-13 | 5.7546e-13 | 5.5024e-13 | 3.8319e-13 | 7.0077e-13 | 4.438e-13 | 6.697e-13 | 4.8458e-13 | 6.9623e-13 | 7.2824e-13 | 5.1872e-13 | 8.6126e-13 | 5.4803e-13 | 5.6574e-13 | 6.5148e-13 | 6.3711e-13 | 8.7251e-13 | 5.201e-13 | 9.2655e-13 | 5.8302e-13 | 3.4072e-13 | 6.6423e-13 | 4.6661e-13 | 6.0494e-13 | 6.3271e-13 | 5.1259e-13 | 6.409e-13 | 5.9068e-13 | 4.5805e-13 | 2.3346e-13 | 3.9937e-13 | 5.2517e-13 | 2.7782e-13 | 7.304e-13 | 6.9533e-13 | 3.6825e-13 | 3.7314e-13 | 5.0353e-13 | 3.8546e-13 | 3.8783e-13 | 6.1773e-13 | 3.6514e-13 | 2.8064e-13 | 5.0585e-13 | 5.488e-13 | 8.6468e-13 | 4.7717e-13 | 5.1174e-13 | 3.9908e-13 | 5.7415e-13 | 4.4354e-13 | 2.9775e-13 | 6.4829e-13 | 8.353e-13 | 3.6074e-13 | 5.6947e-13 | 7.8267e-13 | 3.6172e-13 | 5.4099e-13 | 4.5649e-13 | 5.516e-13 | 4.123e-13 | 3.7899e-13 | 4.818e-13 | 3.9788e-13 | 4.8316e-13 | 7.9464e-13 | 6.2506e-13 | 7.2891e-13 | 6.7803e-13 | 8.9042e-13 | 3.2972e-13 | 2.3255e-13 | 4.4872e-13 | 4.0355e-13 | 5.0484e-13 | 6.6077e-13 | 5.952e-13 | 4.5889e-13 | 5.8533e-13 | 3.7954e-13 | 4.7318e-13 | 7.426e-13 | 5.6984e-13 | 6.8895e-13 | 4.4158e-13 | 1.1915e-12 | 4.6824e-13 | 5.4069e-13 | 2.6028e-13 | 5.8651e-13 | 7.8622e-13 | 7.5413e-13 | 2.8374e-13 | 4.1987e-13 | 6.3501e-13 | 5.4838e-13 | 8.0944e-13 | 3.818e-13 | 7.8575e-13 | 5.2987e-13 | 5.392e-13 | 5.5835e-13 | 5.7445e-13 | 4.2294e-13 | 7.6386e-13 | 5.1593e-13 | 3.7417e-13 | 6.971e-13 | 5.1476e-13 | 5.674e-13 | 3.438e-13 | 6.046e-13 | 2.5357e-13 | 6.1635e-13 | 4.3109e-13 | 5.1845e-13 | 4.6906e-13 | 3.187e-13 | 4.5239e-13 | 3.3437e-13 | 6.7271e-13 | 5.6312e-13 | 2.9234e-13 | 2.2548e-13 | 7.4829e-13 | 5.5803e-13 | 4.5144e-13 | 7.026e-13 | 4.005e-13 | 9.8415e-13 | 3.4385e-13 | 5.8749e-13 | 6.5203e-13 | 4.3908e-13 | 3.9899e-13 | 4.7208e-13 | 6.4953e-13 | 2.6926e-13 | 8.6436e-13 | 4.4135e-13 | 5.8331e-13 | 4.1391e-13 | 6.8921e-13 | 5.1961e-13 | 8.4795e-13 | 3.7216e-13 | 4.4408e-13 | 8.9346e-13 | 6.1497e-13 | 5.5032e-13 | 5.914e-13 | 7.7537e-13 | 4.6848e-13 | 6.1565e-13 | 8.5064e-13 | 3.723e-13 | 6.1051e-13 | 6.3516e-13 | 6.3806e-13 | 6.991e-13 | 5.2472e-13 | 5.2759e-13 | 4.5893e-13 | 3.7465e-13 | 6.084e-13 | 6.2737e-13 | 8.8095e-13 | 7.9213e-13 | 2.4812e-13 | 7.0055e-13 | 3.6734e-13 | 4.2976e-13 | 4.3516e-13 | 4.6682e-13 | 4.1961e-13 | 4.1838e-13 | 9.2327e-13 | 5.293e-13 | 5.5997e-13 | 7.6344e-13 | 6.5031e-13 | 6.2103e-13 | 3.2658e-13 | 4.0063e-13 | 5.6438e-13 | 2.7757e-13 | 6.3196e-13 | 5.9471e-13 | 5.0149e-13 | 6.2031e-13 | 4.8322e-13 | 1.0562e-12 | 5.0405e-13 | 3.1527e-13 | 7.0558e-13 | 5.1007e-13 | 7.2792e-13 | 3.7534e-13 | 7.408e-13 | 6.527e-13 | 6.5351e-13 | 7.6829e-13 | 3.0995e-13 | 6.4933e-13 | 6.7843e-13 | 6.3773e-13 | 6.619e-13 | 5.3654e-13 | 4.6509e-13 | 8.335e-13 | 7.5744e-13 | 3.0692e-13 | 8.4026e-13 | 7.4196e-13 | 5.3379e-13 | 6.1179e-13 | 4.7252e-13 | 6.8542e-13 | 3.0882e-13 | 6.4935e-13 | 6.1818e-13 | 4.5273e-13 | 5.4937e-13 | 4.3274e-13 | 6.6116e-13 | 8.0742e-13 | 3.5358e-13 | 4.5345e-13 | 4.5672e-13 | 5.0008e-13 | 2.9984e-13 | 6.1579e-13 | 5.9101e-13 | 6.145e-13 | 4.5329e-13 | 3.8168e-13 | 8.1307e-13 | 4.3218e-13 | 4.5962e-13 | 5.7566e-13 | 5.2395e-13 | 5.8727e-13 | 4.8929e-13 | 7.9812e-13 | 5.9255e-13 | 4.7422e-13 | 5.2033e-13 | 3.6004e-13 | 4.5743e-13 | 3.9326e-13 | 4.462e-13 | 6.0927e-13 | 5.6734e-13 | 3.8662e-13 | 3.8421e-13 | 6.8832e-13 | 1.5871e-13 | 5.665e-13 | 4.8809e-13 | 5.2408e-13 | 5.5993e-13 | 4.3116e-13 | 4.1126e-13 | 3.631e-13 | 4.9704e-13 | 4.5568e-13 | 4.9512e-13 | 7.3122e-13 | 5.1626e-13 | 5.2057e-13 | 4.729e-13 | 6.4371e-13 | 8.0333e-13 | 2.9476e-13 | 5.9938e-13 | 5.0128e-13 | 5.8454e-13 | 3.6456e-13 | 5.3442e-13 | 4.4222e-13 | 4.3302e-13 | 3.8273e-13 | 5.4079e-13 | 3.4979e-13 | 5.1356e-13 | 4.2238e-13 | 5.0958e-13 | 5.396e-13 | 4.8223e-13 | 5.5569e-13 | 4.2525e-13 | 7.9339e-13 | 6.9154e-13 | 5.7104e-13 | 3.8903e-13 | 6.251e-13 | 6.0755e-13 | 5.3114e-13 | 4.6385e-13 | 6.5209e-13 | 5.3952e-13 | 4.7198e-13 | 6.5334e-13 | 7.9389e-13 | 4.5451e-13 | 6.0258e-13 | 7.0593e-13 | 3.6827e-13 | 4.8169e-13 | 7.1875e-13 | 2.8722e-13 | 6.7352e-13 | 2.7689e-13 | 5.4285e-13 | 3.0032e-13 | 4.3701e-13 | 1.0871e-12 | 2.6035e-13 | 6.9128e-13 | 5.4511e-13 | 7.6087e-13 | 3.1022e-13 | 2.5428e-13 | 5.9103e-13 | 4.7668e-13 | 3.3423e-13 | 3.7462e-13 | 4.5229e-13 | 7.43e-13 | 4.9176e-13 | 3.4686e-13 | 5.4884e-13 | 4.156e-13 | 5.6739e-13 | 2.8993e-13 | 2.8324e-13 | 5.1408e-13 | 5.0307e-13 | 5.7611e-13 | 6.6503e-13 | 5.0557e-13 | 4.2135e-13 | 5.9731e-13 | 6.892e-13 | 2.9191e-13 | 4.3907e-13 | 6.8996e-13 | 4.8147e-13 | 5.3935e-13 | 5.3717e-13 | 8.4375e-13 | 1.1237e-12 | 5.0717e-13 | 5.9866e-13 | 5.4481e-13 | 4.6284e-13 | 8.3557e-13 | 3.9856e-13 | 4.8795e-13 | 3.6318e-13 | 4.3539e-13 | 7.3145e-13 | 4.0002e-13 | 1.4831e-12 | 7.5013e-13 | 6.6841e-13 | 3.4052e-13 | 6.0791e-13 | 4.6837e-13 | 1.8292e-13 | 4.1905e-13 | 1.9066e-13 | 4.281e-13 | 3.8224e-13 | 4.5197e-13 | 5.1009e-13 | 5.1185e-13 | 5.335e-13 | 7.0183e-13 | 5.7707e-13 | 5.2449e-13 | 6.0967e-13 | 6.983e-13 | 5.3428e-13 | 4.1309e-13 | 6.1311e-13 | 4.4226e-13 | 5.4137e-13 | 5.3179e-13 | 3.7672e-13 | 4.1432e-13 | 4.0242e-13 | 5.3207e-13 | 6.8737e-13 | 3.2477e-13 | 3.7367e-13 | 5.3536e-13 | 5.404e-13 | 1.95e-13 | 5.0459e-13 | 5.0962e-13 | 4.9161e-13 | 6.9191e-13 | 7.731e-13 | 6.0429e-13 | 7.2386e-13 | 3.7798e-13 | 4.6995e-13 | 3.711e-13 | 6.3714e-13 | 6.4394e-13 | 6.1377e-13 | 3.967e-13 | 5.6906e-13 | 8.0645e-13 | 2.159e-13 | 5.2306e-13 | 5.5347e-13 | 4.6228e-13 | 1.8098e-13 | 4.2557e-13 | 4.2995e-13 | 3.7794e-13 | 4.8254e-13 | 5.6e-13 | 6.6349e-13 | 6.4275e-13 | 4.2173e-13 | 2.6139e-13 | 3.9196e-13 | 2.9693e-13 | 6.0017e-13 | 4.3347e-13 | 4.5137e-13 | 4.2471e-13 | 6.322e-13 | 4.2996e-13 | 6.9437e-13 | 4.1282e-13 | 7.4591e-13 | 4.3687e-13 | 4.5873e-13 | 3.9377e-13 | 7.5568e-13 | 4.8503e-13 | 5.3254e-13 | 6.7251e-13 | 3.9845e-13 | 2.9596e-13 | 1.0233e-12 | 5.9955e-13 | 6.6746e-13 | 3.8999e-13 | 3.9483e-13 | 7.1503e-13 | 3.1195e-13 | 4.174e-13 | 4.4271e-13 | 7.0677e-13 | 3.9575e-13 | 5.6477e-13 | 2.5349e-13 | 5.909e-13 | 2.7086e-13 | 3.4884e-13 | 9.2975e-13 | 4.3963e-13 | 4.2792e-13 | 4.3712e-13 | 5.4631e-13 | 4.6018e-13 | 5.4011e-13 | 5.5322e-13 | 3.4624e-13 | 2.1152e-13 | 3.8586e-13 | 7.4457e-13 | 5.869e-13 | 6.4525e-13 | 8.8512e-13 | 5.768e-13 | 4.6845e-13 | 5.0291e-13 | 5.3698e-13 | 1.9442e-13 | 4.8684e-13 | 4.4188e-13 | 3.3831e-13 | 4.8606e-13 | 6.7609e-13 | 6.0768e-13 | 4.8499e-13 | 7.4981e-13 | 7.208e-13 | 2.7217e-13 | 6.4146e-13 | 4.8075e-13 | 6.2015e-13 | 6.6235e-13 | 4.2907e-13 | 4.857e-13 | 4.504e-13 | 5.9111e-13 | 6.9897e-13 | 4.9015e-13 | 4.302e-13 | 4.8711e-13 | 2.7505e-13 | 8.168e-13 | 3.4972e-13 | 5.2678e-13 | 6.7174e-13 | 5.4901e-13 | 3.4175e-13 | 4.0374e-13 | 4.9229e-13 | 4.3625e-13 | 5.0752e-13 | 4.4783e-13 | 7.2681e-13 | 5.9753e-13 | 3.4854e-13 | 6.4717e-13 | 4.1628e-13 | 6.8093e-13 | 5.9129e-13 | 5.6457e-13 | 2.2265e-13 | 6.5681e-13 | 6.5781e-13 | 5.8849e-13 | 4.7508e-13 | 4.5366e-13 | 5.124e-13 | 4.3511e-13 | 3.1089e-13 | 4.7937e-13 | 4.1067e-13 | 4.2005e-13 | 5.1072e-13 | 6.3167e-13 | 4.6105e-13 | 3.4367e-13 | 4.8301e-13 | 3.5669e-13 | 5.4851e-13 | 6.176e-13 | 4.5107e-13 | 5.8688e-13 | 2.8166e-13 | 5.7444e-13 | 4.2559e-13 | 5.9778e-13 | 9.4188e-13 | 4.9867e-13 | 4.1801e-13 | 2.6579e-13 | 4.0669e-13 | 8.8084e-13 | 4.9339e-13 | 4.5605e-13 | 4.7049e-13 | 5.3814e-13 | 6.0967e-13 | 4.9505e-13 | 4.1128e-13 | 3.5317e-13 | 4.9537e-13 | 5.3059e-13 | 5.0708e-13 | 5.4018e-13 | 6.0657e-13 | 3.7168e-13 | 6.5587e-13 | 7.4406e-13 | 6.2926e-13 | 5.1934e-13 | 3.6871e-13 | 4.5119e-13 | 6.7607e-13 | 5.5615e-13 | 8.0951e-13 | 4.0491e-13 | 4.0933e-13 | 5.8135e-13 | 3.0563e-13 | 5.5975e-13 | 5.5896e-13 | 8.1773e-13 | 3.4405e-13 | 2.5069e-13 | 3.7877e-13 | 7.9605e-13 | 5.1441e-13 | 1.1436e-12 | 4.6546e-13 | 5.3892e-13 | 3.2427e-13 | 3.0805e-13 | 6.6611e-13 | 4.1969e-13 | 5.259e-13 | 5.1679e-13 | 2.9788e-13 | 7.9655e-13 | 4.9322e-13 | 5.7534e-13 | 2.6274e-13 | 4.2664e-13 | 8.4039e-13 | 3.7491e-13 | 2.9298e-13 | 6.4376e-13 | 4.9561e-13 | 6.778e-13 | 3.3249e-13 | 4.2246e-13 | 2.5508e-13 | 4.6968e-13 | 5.0288e-13 | 3.5251e-13 | 3.7051e-13 | 6.1272e-13 | 5.831e-13 | 6.4229e-13 | 6.5667e-13 | 3.3611e-13 | 7.4252e-13 | 5.2407e-13 | 2.9458e-13 | 3.5093e-13 | 4.4192e-13 | 3.674e-13 | 3.6132e-13 | 8.213e-13 | 4.9955e-13 | 4.9086e-13 | 3.8101e-13 | 6.5982e-13 | 4.7522e-13 | 3.8093e-13 | 4.4393e-13 | 5.9807e-13 | 4.4669e-13 | 3.8444e-13 | 4.7128e-13 | 5.7967e-13 | 4.2709e-13 | 5.1389e-13 | 5.199e-13 | 8.1902e-13 | 9.572e-13 | 3.6505e-13 | 5.7224e-13 | 7.2855e-13 | 3.5319e-13 | 6.0259e-13 | 5.5362e-13 | 4.2004e-13 | 4.9242e-13 | 3.7513e-13 | 3.0853e-13 | 3.3938e-13 | 1.9283e-13 | 3.9926e-13 | 7.6662e-13 | 6.1316e-13 | 4.8753e-13 | 4.8914e-13 | 4.0313e-13 | 4.3805e-13 | 5.1419e-13 | 6.0367e-13 | 3.1047e-13 | 5.2272e-13 | 5.6519e-13 | 4.6755e-13 | 3.4558e-13 | 4.7493e-13 | 7.3296e-13 | 5.5328e-13 | 1.0986e-12 | 9.5195e-13 | 4.0268e-13 | 1.9403e-13 | 7.1402e-13 | 6.0089e-13 | 9.3955e-13 | 3.863e-13 | 4.8186e-13 | 5.9101e-13 | 5.3106e-13 | 5.1937e-13 | 4.8611e-13 | 3.6921e-13 | 5.2814e-13 | 5.9972e-13 | 3.8457e-13 | 5.3601e-13 | 3.2025e-13 | 6.6484e-13 | 3.5405e-13 | 3.4073e-13 | 6.5718e-13 | 1.9492e-13 | 6.3916e-13 | 8.3026e-13 | 4.3721e-13 | 2.8733e-13 | 4.6271e-13 | 8.1456e-13 | 2.8962e-13 | 4.2607e-13 | 4.6115e-13 | 7.4922e-13 | 3.7266e-13 | 4.2333e-13 | 2.6235e-13 | 4.4446e-13 | 7.7847e-13 | 4.7771e-13 | 3.6306e-13 | 4.4515e-13 | 4.5855e-13 | 4.4078e-13 | 4.4395e-13 | 3.4889e-13 | 5.2936e-13 | 4.7395e-13 | 4.4168e-13 | 4.9348e-13 | 6.6325e-13 | 3.5471e-13 | 4.5646e-13 | 3.2267e-13 | 6.2982e-13 | 4.5838e-13 | 5.9895e-13 | 5.3692e-13 | 3.6912e-13 | 4.0662e-13 | 6.3299e-13 | 5.8966e-13 | 4.8176e-13 | 4.9292e-13 | 4.2336e-13 | 3.4457e-13 | 4.5433e-13 | 5.2134e-13 | 2.7223e-13 | 5.0433e-13 | 5.4692e-13 | 7.1944e-13 | 1.9725e-13 | 5.3746e-13 | 4.9376e-13 | 3.9224e-13 | 4.6038e-13 | 4.3602e-13 | 3.8397e-13 | 6.3651e-13 | 3.7021e-13 | 4.6677e-13 | 3.6455e-13 | 2.7266e-13 | 6.8644e-13 | 3.0861e-13 | 8.4055e-13 | 7.9931e-13 | 6.6678e-13 | 4.7742e-13 | 4.9031e-13 | 5.6212e-13 | 6.0481e-13 | 5.9822e-13 | 4.0153e-13 | 5.588e-13 | 5.2269e-13 | 3.4032e-13 | 5.8316e-13 | 4.2773e-13 | 5.0909e-13 | 5.1716e-13 | 5.9349e-13 | 5.883e-13 | 3.5708e-13 | 4.4247e-13 | 8.0698e-13 | 3.3847e-13 | 5.0076e-13 | 5.7834e-13 | 5.1484e-13 | 3.5565e-13 | 3.4718e-13 | 3.4129e-13 | 5.0565e-13 | 4.4624e-13 | 7.246e-13 | 5.7108e-13 | 4.6161e-13 | 4.2795e-13 | 1.4147e-12 | 5.0606e-13 | 4.0881e-13 | 4.7851e-13 | 4.9805e-13 | 3.7105e-13 | 5.4026e-13 | 8.6783e-13 | 6.1916e-13 | 5.4462e-13 | 7.4461e-13 | 4.0751e-13 | 4.7208e-13 | 4.2768e-13 | 5.9098e-13 | 3.5606e-13 | 6.3591e-13 | 4.9645e-13 | 6.0335e-13 | 4.5878e-13 | 5.8e-13 | 4.2396e-13 | 6.3296e-13 | 4.8644e-13 | 5.3505e-13 | 5.3259e-13 | 4.0699e-13 | 3.7013e-13 | 5.2536e-13 | 3.3599e-13 | 5.3095e-13 | 4.302e-13 | 3.7058e-13 | 3.2808e-13 | 5.4052e-13 | 4.897e-13 | 8.7355e-13 | 5.89e-13 | 6.2358e-13 | 6.4257e-13 | 5.1319e-13 | 4.7321e-13 | 5.4472e-13 | 4.8345e-13 | 4.2837e-13 | 5.5464e-13 | 6.686e-13 | 3.7359e-13 | 4.6622e-13 | 6.5308e-13 | 7.5511e-13 | 4.2356e-13 | 3.8559e-13 | 5.0092e-13 | 9.4844e-13 | 4.1494e-13 | 5.9177e-13 | 3.5406e-13 | 4.5053e-13 | 7.0366e-13 | 6.7069e-13 | 3.6685e-13 | 3.7537e-13 | 6.9968e-13 | 3.7336e-13 | 5.6432e-13 | 5.3625e-13 | 4.7802e-13 | 4.8389e-13 | 4.2262e-13 | 5.636e-13 | 6.1822e-13 | 3.6113e-13 | 9.5828e-13 | 4.2036e-13 | 4.7652e-13 | 8.3504e-13 | 3.6402e-13 | 4.3314e-13 | 3.6982e-13 | 4.5763e-13 | 6.7898e-13 | 4.133e-13 | 4.51e-13 | 5.2005e-13 | 6.0748e-13 | 4.1572e-13 | 5.3674e-13 | 3.7353e-13 | 3.0782e-13 | 3.0137e-13 | 6.5738e-13 | 3.5284e-13 | 4.8749e-13 | 5.3273e-13 | 3.6652e-13 | 2.9716e-13 | 5.8606e-13 | 9.9332e-13 | 3.6227e-13 | 4.5093e-13 | 7.2844e-13 | 2.5469e-13 | 5.3509e-13 | 4.3259e-13 | 4.4855e-13 | 4.0444e-13 | 5.9201e-13 | 4.1509e-13 | 4.5697e-13 | 4.9336e-13 | 3.7263e-13 | 7.9689e-13 | 6.3895e-13 | 7.6684e-13 | 6.5368e-13 | 1.1155e-12 | 5.3694e-13 | 5.9688e-13 | 3.0225e-13 | 5.0537e-13 | 4.1577e-13 | 5.0335e-13 | 4.1044e-13 | 5.5354e-13 | 4.5161e-13 | 4.1365e-13 | 4.3383e-13 | 5.2463e-13 | 5.5344e-13 | 3.3101e-13 | 6.2612e-13 | 3.648e-13 | 4.7791e-13 | 3.3194e-13 | 3.472e-13 | 2.8e-13 | 3.9768e-13 | 4.1532e-13 | 4.7764e-13 | 1.0888e-12 | 6.5944e-13 | 4.8227e-13 | 6.3023e-13 | 6.771e-13 | 4.1937e-13 | 2.0874e-13 | 4.2699e-13 | 3.7146e-13 | 6.1417e-13 | 4.242e-13 | 6.1505e-13 | 3.9725e-13 | 4.524e-13 | 4.3477e-13 | 5.7259e-13 | 4.8077e-13 | 4.3986e-13 | 6.4227e-13 | 4.62e-13 | 4.8719e-13 | 5.1141e-13 | 7.3229e-13 | 4.3582e-13 | 5.8944e-13 | 5.7256e-13 | 3.8904e-13 | 5.4436e-13 | 4.1005e-13 | 5.878e-13 | 4.7518e-13 | 6.3526e-13 | 6.0966e-13 | 5.2083e-13 | 6.6153e-13 | 4.6891e-13 | 3.1994e-13 | 5.5412e-13 | 5.7759e-13 | 4.293e-13 | 5.3604e-13 | 8.3657e-13 | 5.9015e-13 | 8.0421e-13 | 5.8348e-13 | 3.4293e-13 | 6.3059e-13 | 5.8295e-13 | 6.5905e-13 | 7.4041e-13 | 7.1602e-13 | 4.2256e-13 | 5.2163e-13 | 8.8833e-13 | 5.4593e-13 | 3.6319e-13 | 3.9791e-13 | 5.3621e-13 | 4.1551e-13 | 5.1038e-13 | 7.0064e-13 | 8.3238e-13 | 3.8771e-13 | 5.6921e-13 | 4.8952e-13 | 5.545e-13 | 3.7548e-13 | 3.0602e-13 | 6.2968e-13 | 6.053e-13 | 6.2826e-13 | 7.0232e-13 | 5.9826e-13 | 4.5695e-13 | 7.1065e-13 | 4.9971e-13 | 3.7529e-13 | 3.6854e-13 | 3.4625e-13 | 3.7125e-13 | 4.0978e-13 | 4.1751e-13 | 5.2395e-13 | 4.3066e-13 | 5.6046e-13 | 4.8871e-13 | 5.4413e-13 | 5.747e-13 | 2.203e-13 | 3.0962e-13 | 5.2047e-13 | 5.0418e-13 | 4.0669e-13 | 6.1824e-13 | 7.6152e-13 | 7.5324e-13 | 4.6641e-13 | 5.9145e-13 | 5.5917e-13 | 4.932e-13 | 4.0674e-13 | 4.7539e-13 | 3.8e-13 | 8.1478e-13 | 7.5301e-13 | 5.9469e-13 | 1.0179e-12 | 7.8332e-13 | 6.6956e-13 | 2.8542e-13 | 4.9101e-13 | 3.7935e-13 | 3.7592e-13 | 4.9105e-13 | 2.9809e-13 | 5.4446e-13 | 5.588e-13 | 3.1713e-13 | 7.0479e-13 | 4.073e-13 | 5.2317e-13 | 8.6625e-13 | 6.2359e-13 | 4.9434e-13 | 2.6702e-13 | 3.4624e-13 | 5.8159e-13 | 5.2288e-13 | 5.4022e-13 | 4.4102e-13 | 5.8318e-13 | 7.3679e-13 | 9.6147e-13 | 6.1358e-13 | 8.8516e-13 | 3.709e-13 | 3.5802e-13 | 6.2446e-13 | 3.7812e-13 | 3.8306e-13 | 4.3226e-13 | 4.8173e-13 | 3.5062e-13 | 2.221e-13 | 5.5982e-13 | 5.4348e-13 | 3.3748e-13 | 3.4473e-13 | 1.1129e-12 | 5.7193e-13 | 2.1216e-13 | 7.5948e-13 | 5.2095e-13 | 7.714e-13 | 3.5801e-13 | 6.0838e-13 | 4.8475e-13 | 3.8774e-13 | 4.9817e-13 | 5.3808e-13 | 5.2322e-13 | 4.6917e-13 | 3.0565e-13 | 4.7299e-13 | 5.8037e-13 | 4.5047e-13 | 7.8608e-13 | 6.822e-13 | 5.638e-13 | 4.4046e-13 | 3.9016e-13 | 4.7618e-13 | 5.7666e-13 | 5.376e-13 | 3.3319e-13 | 2.9526e-13 | 3.8579e-13 | 5.9783e-13 | 6.4035e-13 | 3.5016e-13 | 5.5736e-13 | 5.0426e-13 | 4.2909e-13 | 7.0824e-13 | 3.2607e-13 | 7.0734e-13 | 3.4959e-13 | 3.8244e-13 | 4.3842e-13 | 2.6555e-13 | 4.8507e-13 | 4.2751e-13 | 8.1586e-13 | 4.3246e-13 | 2.304e-13 | 5.7638e-13 | 6.2184e-13 | 5.7787e-13 | 6.3932e-13 | 4.3401e-13 | 8.7672e-13 | 2.7812e-13 | 1.0774e-12 | 8.7262e-13 | 3.6051e-13 | 3.4431e-13 | 7.4885e-13 | 2.4637e-13 | 5.5916e-13 | 4.2876e-13 | 4.3948e-13 | 4.6293e-13 | 5.4266e-13 | 3.0654e-13 | 3.9474e-13 | 4.2939e-13 | 8.3204e-13 | 5.4161e-13 | 3.9227e-13 | 7.0831e-13 | 4.4712e-13 | 4.7905e-13 | 7.3263e-13 | 6.5883e-13 | 6.7224e-13 | 6.8161e-13 | 4.1529e-13 | 2.9274e-13 | 4.8374e-13 | 5.433e-13 | 5.2539e-13 | 3.7332e-13 | 3.6009e-13 | 6.1204e-13 | 4.9565e-13 | 5.5652e-13 | 3.4068e-13 | 4.7131e-13 | 7.0123e-13 | 5.5566e-13 | 6.4946e-13 | 5.9342e-13 | 8.4764e-13 | 6.2975e-13 | 4.2001e-13 | 3.5004e-13 | 5.5795e-13 | 5.3477e-13 | 3.022e-13 | 3.9923e-13 | 3.2955e-13 | 9.2933e-13 | 7.5101e-13 | 7.8731e-13 | 4.9192e-13 | 2.601e-13 | 7.8356e-13 | 5.6715e-13 | 5.4238e-13 | 3.9758e-13 | 5.4161e-13 | 3.2582e-13 | 4.2857e-13 | 4.6767e-13 | 5.0509e-13 | 4.3632e-13 | 2.9215e-13 | 6.533e-13 | 3.3471e-13 | 5.4475e-13 | 5.339e-13 | 4.9944e-13 | 7.4906e-13 | 4.8315e-13 | 2.749e-13 | 4.4e-13 | 5.6938e-13 | 4.3249e-13 | 5.3604e-13 | 4.8951e-13 | 5.1056e-13 | 4.6935e-13 | 6.8169e-13 | 4.6372e-13 | 7.4961e-13 | 7.4965e-13 | 6.105e-13 | 5.9714e-13 | 2.6891e-13 | 4.805e-13 | 2.9375e-13 | 6.6863e-13 | 6.2664e-13 | 4.5156e-13 | 5.957e-13 | 3.0925e-13 | 5.8006e-13 | 6.396e-13 | 4.2958e-13 | 4.2753e-13 | 5.5414e-13 | 7.6174e-13 | 3.8996e-13 | 4.3712e-13 | 4.9148e-13 | 4.3088e-13 | 5.0622e-13 | 6.1597e-13 | 3.5814e-13 | 4.5358e-13 | 3.0552e-13 | 4.4625e-13 | 4.8733e-13 | 5.9092e-13 | 9.5478e-13 | 5.5385e-13 | 5.6066e-13 | 4.9292e-13 | 7.4057e-13 | 8.534e-13 | 3.0118e-13 | 5.5309e-13 | 4.1354e-13 | 4.5552e-13 | 3.9832e-13 | 4.6035e-13 | 4.9923e-13 | 4.4504e-13 | 9.6986e-13 | 6.2812e-13 | 6.173e-13 | 6.6763e-13 | 4.2662e-13 | 4.5746e-13 | 5.3786e-13 | 5.8523e-13 | 3.2779e-13 | 5.9835e-13 | 3.7454e-13 | 4.3373e-13 | 7.2604e-13 | 6.5259e-13 | 3.734e-13 | 3.2828e-13 | 7.4131e-13 | 5.4008e-13 | 4.0802e-13 | 5.094e-13 | 4.6768e-13 | 8.1845e-13 | 4.4767e-13 | 5.5918e-13 | 9.6006e-13 | 5.5655e-13 | 4.7655e-13 | 6.8562e-13 | 3.5749e-13 | 5.1835e-13 | 1.9046e-13 | 4.8165e-13 | 5.445e-13 | 3.6779e-13 | 5.8262e-13 | 6.6134e-13 | 5.6682e-13 | 2.6545e-13 | 6.5731e-13 | 4.8541e-13 | 3.9198e-13 | 4.4048e-13 | 2.9405e-13 | 3.926e-13 | 4.1868e-13 | 6.909e-13 | 4.0921e-13 | 6.5638e-13 | 4.7138e-13 | 6.4733e-13 | 4.7296e-13 | 6.1047e-13 | 4.6734e-13 | 7.2095e-13 | 5.647e-13 | 4.6975e-13 | 3.3887e-13 | 4.8925e-13 | 6.7019e-13 | 4.4538e-13 | 6.4418e-13 | 6.7169e-13 | 8.3976e-13 | 3.3494e-13 | 5.7382e-13 | 4.0521e-13 | 4.1811e-13 | 4.7349e-13 | 5.11e-13 | 4.8387e-13 | 4.8649e-13 | 4.3558e-13 | 4.4447e-13 | 4.5574e-13 | 4.4686e-13 | 6.5089e-13 | 4.243e-13 | 6.494e-13 | 5.8068e-13 | 6.5965e-13 | 7.1241e-13 | 5.0874e-13 | 4.353e-13 | 3.6084e-13 | 4.2573e-13 | 6.0332e-13 | 5.4107e-13 | 2.9561e-13 | 6.0673e-13 | 4.9842e-13 | 2.9501e-13 | 4.5745e-13 | 3.0294e-13 | 4.0397e-13 | 4.0463e-13 | 6.9225e-13 | 3.128e-13 | 3.1103e-13 | 7.0691e-13 | 3.186e-13 | 8.4218e-13 | 7.4234e-13 | 8.7311e-13 | 7.9459e-13 | 2.8928e-13 | 2.5678e-13 | 6.9974e-13 | 8.3396e-13 | 2.664e-13 | 2.7919e-13 | 7.4195e-13 | 3.1458e-13 | 9.2586e-13 | 7.3105e-13 | 6.4013e-13 | 3.4709e-13 | 8.3195e-13 | 3.713e-13 | 6.269e-13 | 5.2668e-13 | 6.7736e-13 | 2.9722e-13 | 4.0352e-13 | 3.9222e-13 | 5.1543e-13 | 7.4698e-13 | 7.1549e-13 | 5.9047e-13 | 4.3415e-13 | 4.6803e-13 | 3.6374e-13 | 5.0297e-13 | 4.9515e-13 | 7.6773e-13 | 7.6401e-13 | 3.7773e-13 | 3.6417e-13 | 6.5512e-13 | 2.4617e-13 | 3.8915e-13 | 2.8936e-13 | 4.5475e-13 | 5.1649e-13 | 5.5826e-13 | 3.72e-13 | 7.9534e-13 | 6.3768e-13 | 5.4598e-13 | 5.9456e-13 | 2.8951e-13 | 4.8334e-13 | 6.1774e-13 | 6.4343e-13 | 6.3568e-13 | 5.4702e-13 | 3.4148e-13 | 8.6504e-13 | 3.6639e-13 | 3.7393e-13 | 5.9804e-13 | 4.5608e-13 | 6.4608e-13 | 3.882e-13 | 4.8597e-13 | 5.0265e-13 | 5.2036e-13 | 5.1841e-13 | 7.0225e-13 | 7.6432e-13 | 4.8932e-13 | 6.0837e-13 | 3.7078e-13 | 7.6272e-13 | 3.4333e-13 | 5.5411e-13 | 6.8347e-13 | 4.3174e-13 | 7.5842e-13 | 3.6171e-13 | 4.7542e-13 | 3.0803e-13 | 4.0409e-13 | 7.3638e-13 | 3.4684e-13 | 4.3822e-13 | 3.5807e-13 | 7.1441e-13 | 6.603e-13 | 4.3112e-13 | 6.175e-13 | 1.0308e-12 | 2.7618e-13 | 3.9914e-13 | 4.7452e-13 | 8.8749e-13 | 6.9944e-13 | 7.1238e-13 | 3.3887e-13 | 4.7489e-13 | 3.0403e-13 | 4.7366e-13 | 7.7222e-13 | 8.7935e-13 | 4.5108e-13 | 6.6611e-13 | 4.8897e-13 | 3.2249e-13 | 4.5398e-13 | 6.6226e-13 | 3.6507e-13 | 4.4891e-13 | 4.3607e-13 | 6.1042e-13 | 5.4946e-13 | 4.8833e-13 | 3.3621e-13 | 6.8932e-13 | 3.9283e-13 | 5.4511e-13 | 3.9527e-13 | 2.1088e-13 | 6.5859e-13 | 5.886e-13 | 5.2471e-13 | 3.4438e-13 | 5.0546e-13 | 4.9652e-13 | 4.6624e-13 | 4.8873e-13 | 3.4113e-13 | 3.2942e-13 | 6.2684e-13 | 3.0082e-13 | 3.1305e-13 | 4.5649e-13 | 4.2948e-13 | 5.8469e-13 | 4.0203e-13 | 5.1341e-13 | 3.8968e-13 | 6.4638e-13 | 4.8793e-13 | 5.3186e-13 | 5.264e-13 | 7.9316e-13 | 4.7514e-13 | 4.8196e-13 | 3.4992e-13 | 4.3134e-13 | 4.6587e-13 | 4.1738e-13 | 4.9219e-13 | 2.4581e-13 | 7.0041e-13 | 5.6307e-13 | 3.3933e-13 | 4.5965e-13 | 2.5424e-13 | 4.0287e-13 | 5.3408e-13 | 4.7993e-13 | 5.5185e-13 | 5.9158e-13 | 3.5652e-13 | 4.5648e-13 | 6.0766e-13 | 7.7539e-13 | 4.2617e-13 | 6.527e-13 | 4.9492e-13 | 4.7822e-13 | 3.8589e-13 | 4.6609e-13 | 3.5046e-13 | 1.0591e-12 | 5.9232e-13 | 4.2357e-13 | 8.5509e-13 | 4.6223e-13 | 9.2814e-13 | 9.8856e-13 | 6.2039e-13 | 1.0805e-12 | 5.3499e-13 | 5.5362e-13 | 4.941e-13 | 7.6532e-13 | 4.6524e-13 | 4.1694e-13 | 3.9523e-13 | 4.1857e-13 | 4.012e-13 | 5.4647e-13 | 5.7679e-13 | 5.1071e-13 | 4.7084e-13 | 3.9754e-13 | 5.3024e-13 | 5.6785e-13 | 4.01e-13 | 4.2067e-13 | 5.8505e-13 | 4.7461e-13 | 5.2828e-13 | 4.0937e-13 | 2.5651e-13 | 4.6432e-13 | 8.6927e-13 | 6.254e-13 | 4.8104e-13 | 2.9025e-13 | 6.0821e-13 | 2.509e-13 | 7.6425e-13 | 4.2551e-13 | 4.5054e-13 | 5.9752e-13 | 1.0122e-12 | 7.4062e-13 | 3.8555e-13 | 4.5875e-13 | 4.9351e-13 | 5.3086e-13 | 6.4345e-13 | 4.8981e-13 | 4.1516e-13 | 4.4598e-13 | 4.1728e-13 | 5.7457e-13 | 4.4073e-13 | 5.6988e-13 | 6.592e-13 | 5.8925e-13 | 7.3138e-13 | 5.4224e-13 | 3.8603e-13 | 4.1107e-13 | 4.9019e-13 | 3.3015e-13 | 6.7566e-13 | 3.5017e-13 | 4.9139e-13 | 5.0131e-13 | 5.3396e-13 | 4.3096e-13 | 6.1067e-13 | 4.2849e-13 | 7.4383e-13 | 4.2393e-13 | 2.883e-13 | 6.3723e-13 | 6.6734e-13 | 4.5822e-13 | 2.8174e-13 | 6.8224e-13 | 4.9177e-13 | 4.9243e-13 | 3.4537e-13 | 4.7977e-13 | 6.3198e-13 | 3.9775e-13 | 5.2418e-13 | 3.7906e-13 | 3.387e-13 | 8.4004e-13 | 4.5219e-13 | 2.6314e-13 | 5.705e-13 | 1.0287e-12 | 3.1919e-13 | 5.8762e-13 | 5.4002e-13 | 4.1023e-13 | 4.1887e-13 | 7.7866e-13 | 6.5294e-13 | 5.5057e-13 | 7.1238e-13 | 6.9345e-13 | 3.1464e-13 | 4.1039e-13 | 5.8793e-13 | 2.7158e-13 | 7.964e-13 | 3.3381e-13 | 4.4842e-13 | 7.6386e-13 | 5.6516e-13 | 4.88e-13 | 2.9154e-13 | 5.7187e-13 | 4.9397e-13 | 6.2972e-13 | 6.5722e-13 | 3.3893e-13 | 3.2935e-13 | 4.9422e-13 | 3.0162e-13 | 8.3398e-13 | 3.8376e-13 | 4.5755e-13 | 3.167e-13 | 5.0906e-13 | 4.0668e-13 | 4.3073e-13 | 3.1062e-13 | 4.3277e-13 | 4.2513e-13 | 6.0379e-13 | 6.9594e-13 | 6.4958e-13 | 3.5332e-13 | 4.4448e-13 | 6.0901e-13 | 4.4084e-13 | 7.1848e-13 | 4.7302e-13 | 6.1441e-13 | 6.8085e-13 | 2.6864e-13 | 3.0196e-13 | 5.2954e-13 | 3.5236e-13 | 4.8005e-13 | 4.4054e-13 | 4.3983e-13 | 5.0747e-13 | 4.1711e-13 | 6.5892e-13 | 7.1482e-13 | 8.7499e-13 | 4.3928e-13 | 4.9252e-13 | 4.0884e-13 | 4.9062e-13 | 3.2572e-13 | 2.4226e-13 | 5.546e-13 | 6.0224e-13 | 3.6888e-13 | 3.7847e-13 | 4.4922e-13 | 5.0775e-13 | 3.1853e-13 | 4.6504e-13 | 6.7826e-13 | 9.1587e-13 | 7.3948e-13 | 6.2119e-13 | 5.4085e-13 | 7.1469e-13 | 1.0352e-12 | 7.7662e-13 | 3.8353e-13 | 3.5526e-13 | 2.8322e-13 | 4.6932e-13 | 4.4516e-13 | 5.1621e-13 | 4.3554e-13 | 6.489e-13 | 4.0815e-13 | 4.5618e-13 | 6.4178e-13 | 5.9506e-13 | 3.7987e-13 | 4.9903e-13 | 4.6013e-13 | 5.8298e-13 | 5.0419e-13 | 4.3296e-13 | 4.1653e-13 | 8.8474e-13 | 5.8801e-13 | 4.7241e-13 | 3.5317e-13 | 4.0659e-13 | 5.3129e-13 | 4.0967e-13 | 6.1359e-13 | 4.4789e-13 | 2.5334e-13 | 3.6745e-13 | 5.7324e-13 | 4.2439e-13 | 5.6442e-13 | 5.2707e-13 | 6.7287e-13 | 5.4031e-13 | 2.4785e-13 | 4.0266e-13 | 3.6271e-13 | 7.6397e-13 | 3.4526e-13 | 7.4905e-13 | 4.9705e-13 | 3.7911e-13 | 6.0848e-13 | 5.1141e-13 | 3.6231e-13 | 7.1931e-13 | 4.495e-13 | 3.8042e-13 | 6.7247e-13 | 5.1844e-13 | 2.7818e-13 | 3.8172e-13 | 5.6954e-13 | 6.4696e-13 | 4.1509e-13 | 2.1571e-13 | 4.5544e-13 | 4.3682e-13 | 5.7932e-13 | 6.254e-13 | 5.0018e-13 | 6.0908e-13 | 6.34e-13 | 5.5602e-13 | 5.8026e-13 | 8.0499e-13 | 4.0987e-13 | 3.6778e-13 | 3.3452e-13 | 9.3089e-13 | 7.6409e-13 | 6.6904e-13 | 5.3205e-13 | 6.5927e-13 | 4.7103e-13 | 8.3467e-13 | 4.2474e-13 | 3.6721e-13 | 5.079e-13 | 7.0684e-13 | 5.0524e-13 | 7.1065e-13 | 4.1075e-13 | 4.9301e-13 | 4.2025e-13 | 3.9122e-13 | 6.3063e-13 | 4.1152e-13 | 5.4642e-13 | 5.6102e-13 | 5.5067e-13 | 9.135e-13 | 3.8125e-13 | 4.3188e-13 | 5.0941e-13 | 2.2134e-13 | 6.4349e-13 | 7.3166e-13 | 4.713e-13 | 7.0094e-13 | 6.2555e-13 | 5.8905e-13 | 5.1762e-13 | 6.6066e-13 | 4.4474e-13 | 4.174e-13 | 3.6468e-13 | 5.1905e-13 | 7.3742e-13 | 3.1942e-13 | 5.2977e-13 | 4.5124e-13 | 3.245e-13 | 5.0384e-13 | 3.5044e-13 | 3.8021e-13 | 2.3967e-13 | 6.0798e-13 | 3.6584e-13 | 4.8201e-13 | 6.9066e-13 | 6.3806e-13 | 5.5195e-13 | 5.2815e-13 | 6.3246e-13 | 8.4527e-13 | 4.862e-13 | 6.5729e-13 | 2.1867e-13 | 8.7827e-13 | 1.7008e-13 | 2.815e-13 | 4.7764e-13 | 4.6024e-13 | 5.9098e-13 | 4.0039e-13 | 7.2147e-13 | 7.1453e-13 | 3.5201e-13 | 4.382e-13 | 6.046e-13 | 3.3897e-13 | 4.0373e-13 | 4.0029e-13 | 4.428e-13 | 4.1526e-13 | 6.005e-13 | 5.0534e-13 | 4.7605e-13 | 3.2409e-13 | 3.7217e-13 | 4.6835e-13 | 6.0365e-13 | 4.3398e-13 | 6.4687e-13 | 6.6136e-13 | 4.7223e-13 | 5.6227e-13 | 4.9198e-13 | 8.1685e-13 | 6.9532e-13 | 5.1049e-13 | 5.7706e-13 | 5.4999e-13 | 7.7755e-13 | 5.1802e-13 | 3.4999e-13 | 5.5577e-13 | 3.387e-13 | 4.1933e-13 | 4.7905e-13 | 5.043e-13 | 5.9683e-13 | 4.9776e-13 | 6.9115e-13 | 6.1378e-13 | 3.2086e-13 | 5.1847e-13 | 5.4507e-13 | 6.2681e-13 | 4.0104e-13 | 5.7372e-13 | 4.6207e-13 | 6.136e-13 | 6.0132e-13 | 4.8428e-13 | 3.1154e-13 | 5.6998e-13 | 4.7551e-13 | 5.4028e-13 | 4.2243e-13 | 7.893e-13 | 5.1734e-13 | 4.8828e-13 | 7.4201e-13 | 3.6132e-13 | 6.2283e-13 | 7.0797e-13 | 6.1445e-13 | 4.2544e-13 | 3.0428e-13 | 6.2583e-13 | 4.0402e-13 | 6.4676e-13 | 5.9849e-13 | 1.003e-12 | 4.4257e-13 | 2.7958e-13 | 5.216e-13 | 6.5868e-13 | 5.8925e-13 | 3.6042e-13 | 6.1967e-13 | 5.961e-13 | 5.3158e-13 | 8.6277e-13 | 5.5383e-13 | 3.7673e-13 | 6.7196e-13 | 8.4747e-13 | 4.0506e-13 | 3.2391e-13 | 5.0601e-13 | 3.0928e-13 | 4.7529e-13 | 4.1356e-13 | 6.5566e-13 | 5.929e-13 | 4.6581e-13 | 3.7996e-13 | 4.8798e-13 | 2.1563e-13 | 3.9326e-13 | 4.2569e-13 | 2.726e-13 | 4.5982e-13 | 9.7854e-13 | 6.4065e-13 | 3.6423e-13 | 5.2235e-13 | 4.7224e-13 | 5.2523e-13 | 5.8375e-13 | 5.8717e-13 | 5.2189e-13 | 3.2253e-13 | 3.5639e-13 | 8.0852e-13 | 5.1109e-13 | 2.9991e-13 | 6.1174e-13 | 4.841e-13 | 6.7189e-13 | 3.8764e-13 | 4.8478e-13 | 6.77e-13 | 2.6925e-13 | 7.8975e-13 | 6.9494e-13 | 5.6228e-13 | 6.1476e-13 | 6.3473e-13 | 6.4921e-13 | 3.3696e-13 | 4.6502e-13 | 3.3855e-13 | 6.3415e-13 | 5.2632e-13 | 7.1671e-13 | 4.4289e-13 | 7.5257e-13 | 5.4928e-13 | 7.3686e-13 | 4.2223e-13 | 4.5261e-13 | 6.5271e-13 | 5.794e-13 | 5.5019e-13 | 3.8287e-13 | 3.7389e-13 | 3.7435e-13 | 3.7691e-13 | 5.5702e-13 | 5.2736e-13 | 4.6935e-13 | 4.1413e-13 | 7.7623e-13 | 3.5901e-13 | 5.3443e-13 | 3.94e-13 | 3.0657e-13 | 5.1398e-13 | 4.9197e-13 | 6.0506e-13 | 5.4938e-13 | 3.4437e-13 | 4.1601e-13 | 3.8241e-13 | 3.9404e-13 | 7.1648e-13 | 8.0636e-13 | 5.5482e-13 | 6.6026e-13 | 8.6116e-13 | 4.2551e-13 | 7.4479e-13 | 3.5735e-13 | 3.8288e-13 | 4.3803e-13 | 4.5543e-13 | 5.0031e-13 | 4.5222e-13 | 3.5727e-13 | 7.4729e-13 | 5.2541e-13 | 4.438e-13 | 6.6059e-13 | 4.2342e-13 | 4.5321e-13 | 6.2921e-13 | 7.5299e-13 | 5.3374e-13 | 8.045e-13 | 5.1396e-13 | 1.7479e-13 | 3.6406e-13 | 4.4256e-13 | 3.6614e-13 | 7.3386e-13 | 5.2347e-13 | 5.0773e-13 | 4.3115e-13 | 3.0314e-13 | 4.0104e-13 | 5.5796e-13 | 3.8334e-13 | 4.7776e-13 | 3.6981e-13 | 6.3542e-13 | 3.6426e-13 | 7.5039e-13 | 5.8039e-13 | 6.4747e-13 | 7.0905e-13 | 7.9252e-13 | 7.5413e-13 | 8.145e-13 | 6.5723e-13 | 8.5343e-13 | 4.5785e-13 | 3.922e-13 | 5.8557e-13 | 6.2415e-13 | 5.9651e-13 | 3.9037e-13 | 5.2452e-13 | 6.359e-13 | 6.0821e-13 | 4.4109e-13 | 3.3664e-13 | 5.7464e-13 | 7.1165e-13 | 7.9805e-13 | 8.2442e-13 | 3.1317e-13 | 6.009e-13 | 4.5646e-13 | 3.1078e-13 | 4.1628e-13 | 7.3058e-13 | 6.2258e-13 | 1.0934e-12 | 3.2033e-13 | 4.8086e-13 | 5.3231e-13 | 4.6037e-13 | 6.3495e-13 | 7.4344e-13 | 8.3852e-13 | 6.6388e-13 | 6.6862e-13 | 4.7307e-13 | 3.8815e-13 | 7.0705e-13 | 3.5799e-13 | 4.4355e-13 | 5.5817e-13 | 2.5482e-13 | 3.6013e-13 | 3.7401e-13 | 4.7268e-13 | 3.9636e-13 | 4.9516e-13 | 4.7444e-13 | 5.4152e-13 | 3.8272e-13 | 5.4966e-13 | 9.8807e-13 | 5.5277e-13 | 5.0245e-13 | 2.8907e-13 | 4.0507e-13 | 4.4897e-13 | 7.0259e-13 | 3.329e-13 | 4.6288e-13 | 4.419e-13 | 4.4224e-13 | 6.6924e-13 | 8.5657e-13 | 3.6017e-13 | 6.0132e-13 | 7.1867e-13 | 4.9561e-13 | 5.2382e-13 | 3.7432e-13 | 5.6835e-13 | 3.817e-13 | 1.7836e-13 | 4.5157e-13 | 4.8403e-13 | 7.2284e-13 | 3.6128e-13 | 6.3762e-13 | 2.5009e-13 | 9.3642e-13 | 6.8776e-13 | 3.8354e-13 | 9.5833e-13 | 1.0042e-12 | 6.4525e-13 | 5.6134e-13 | 3.8115e-13 | 6.2495e-13 | 5.3067e-13 | 8.412e-13 | 4.0208e-13 | 4.9404e-13 | 3.7456e-13 | 4.091e-13 | 5.4722e-13 | 5.9893e-13 | 7.0865e-13 | 6.4353e-13 | 4.3922e-13 | 4.6922e-13 | 3.5845e-13 | 9.8012e-13 | 3.7866e-13 | 7.6523e-13 | 3.3307e-13 | 2.8339e-13 | 4.5647e-13 | 5.1405e-13 | 6.3076e-13 | 5.3677e-13 | 4.6046e-13 | 8.7291e-13 | 5.2819e-13 | 6.3468e-13 | 3.8997e-13 | 3.1791e-13 | 4.2098e-13 | 2.6274e-13 | 3.6258e-13 | 4.2347e-13 | 6.8363e-13 | 4.9912e-13 | 3.5515e-13 | 6.2256e-13 | 6.0077e-13 | 3.9093e-13 | 4.7945e-13 | 9.5905e-13 | 4.5172e-13 | 2.6982e-13 | 6.6526e-13 | 4.8244e-13 | 6.8173e-13 | 3.1194e-13 | 3.8063e-13 | 4.1629e-13 | 5.1769e-13 | 4.8512e-13 | 4.3092e-13 | 3.9818e-13 | 5.3024e-13 | 5.5877e-13 | 7.0112e-13 | 4.1272e-13 | 7.5074e-13 | 3.099e-13 | 5.1719e-13 | 4.4579e-13 | 3.8726e-13 | 8.5159e-13 | 3.9067e-13 | 3.0181e-13 | 4.1042e-13 | 6.6908e-13 | 3.7298e-13 | 5.7322e-13 | 6.5145e-13 | 5.3912e-13 | 5.1464e-13 | 5.5346e-13 | 5.3967e-13 | 5.0905e-13 | 5.4079e-13 | 3.3505e-13 | 3.0932e-13 | 3.6718e-13 | 7.9855e-13 | 4.4637e-13 | 6.8536e-13 | 5.7714e-13 | 3.6239e-13 | 5.3356e-13 | 5.5143e-13 | 5.8188e-13 | 6.5108e-13 | 3.4673e-13 | 8.8108e-13 | 4.9621e-13 | 4.0928e-13 | 1.2291e-12 | 5.6252e-13 | 1.963e-13 | 4.6273e-13 | 5.6669e-13 | 2.6027e-13 | 5.0351e-13 | 5.204e-13 | 6.2363e-13 | 6.6558e-13 | 6.0796e-13 | 5.6876e-13 | 3.2277e-13 | 3.8324e-13 | 6.1549e-13 | 6.2667e-13 | 3.8328e-13 | 5.014e-13 | 4.2184e-13 | 2.6897e-13 | 7.2552e-13 | 6.2089e-13 | 5.2286e-13 | 2.0527e-13 | 7.4763e-13 | 4.6339e-13 | 2.8291e-13 | 7.9826e-13 | 3.4796e-13 | 3.5382e-13 | 8.8396e-13 | 4.6085e-13 | 3.1937e-13 | 5.1871e-13 | 5.9466e-13 | 5.3654e-13 | 5.6697e-13 | 4.1202e-13 | 4.3099e-13 | 3.6132e-13 | 5.9044e-13 | 8.6565e-13 | 4.9479e-13 | 4.9274e-13 | 5.6304e-13 | 6.1054e-13 | 3.0257e-13 | 3.9058e-13 | 5.8389e-13 | 3.1529e-13 | 4.5386e-13 | 5.9928e-13 | 6.2577e-13 | 2.7781e-13 | 5.705e-13 | 7.2114e-13 | 7.4834e-13 | 4.028e-13 | 3.5102e-13 | 4.7229e-13 | 4.2207e-13 | 8.8402e-13 | 3.8733e-13 | 4.7119e-13 | 3.9817e-13 | 2.5677e-13 | 2.5247e-13 | 2.0733e-13 | 5.414e-13 | 6.4725e-13 | 3.904e-13 | 8.1802e-13 | 4.3377e-13 | 7.6257e-13 | 3.1986e-13 | 5.795e-13 | 3.6423e-13 | 5.7277e-13 | 8.2732e-13 | 6.8094e-13 | 4.7011e-13 | 4.9001e-13 | 6.6308e-13 | 5.9478e-13 | 3.8351e-13 | 5.9602e-13 | 7.375e-13 | 6.985e-13 | 4.4402e-13 | 5.1065e-13 | 5.9725e-13 | 4.8416e-13 | 6.0559e-13 | 5.6885e-13 | 7.4091e-13 | 4.5527e-13 | 3.8529e-13 | 6.4914e-13 | 5.5983e-13 | 5.9951e-13 | 7.5614e-13 | 7.3053e-13 | 5.7856e-13 | 4.1395e-13 | 5.7668e-13 | 4.6363e-13 | 2.4361e-13 | 4.6093e-13 | 4.5826e-13 | 3.3482e-13 | 5.6415e-13 | 6.1434e-13 | 5.7632e-13 | 6.2556e-13 | 6.6004e-13 | 7.4573e-13 | 4.8431e-13 | 9.3182e-13 | 2.9698e-13 | 6.0257e-13 | 5.9437e-13 | 5.5607e-13 | 5.0284e-13 | 6.4842e-13 | 4.3851e-13 | 5.8685e-13 | 8.2316e-13 | 7.9951e-13 | 5.8665e-13 | 4.4377e-13 | 4.7675e-13 | 5.1013e-13 | 6.6233e-13 | 5.4657e-13 | 6.2331e-13 | 9.0327e-13 | 8.8994e-13 | 5.8936e-13 | 4.2144e-13 | 4.7778e-13 | 4.7341e-13 | 3.6952e-13 | 6.2759e-13 | 5.2019e-13 | 4.9449e-13 | 8.0137e-13 | 5.9068e-13 | 3.995e-13 | 7.0365e-13 | 6.3954e-13 | 4.8292e-13 | 4.2002e-13 | 3.7237e-13 | 4.4988e-13 | 4.7816e-13 | 4.243e-13 | 5.1777e-13 | 5.9607e-13 | 6.005e-13 | 4.3965e-13 | 3.6127e-13 | 3.8134e-13 | 3.9531e-13 | 6.1805e-13 | 4.0517e-13 | 4.8611e-13 | 3.5707e-13 | 4.2529e-13 | 3.4477e-13 | 7.4658e-13 | 6.1727e-13 | 6.7656e-13 | 6.1342e-13 | 5.6264e-13 | 5.9822e-13 | 4.4605e-13 | 3.3115e-13 | 4.1002e-13 | 5.0647e-13 | 4.6615e-13 | 3.2565e-13 | 4.1283e-13 | 8.2162e-13 | 5.0424e-13 | 4.0616e-13 | 4.3321e-13 | 3.7812e-13 | 3.2902e-13 | 4.1354e-13 | 6.3885e-13 | 4.5791e-13 | 5.2575e-13 | 5.8209e-13 | 3.7286e-13 | 6.4244e-13 | 3.7092e-13 | 5.2212e-13 | 4.219e-13 | 6.5472e-13 | 5.5655e-13 | 3.0791e-13 | 4.342e-13 | 7.5451e-13 | 4.0706e-13 | 2.2843e-13 | 5.5454e-13 | 6.2855e-13 | 2.8509e-13 | 5.145e-13 | 1.9275e-13 | 5.1948e-13 | 4.317e-13 | 4.9853e-13 | 5.9686e-13 | 6.2297e-13 | 4.5793e-13 | 7.347e-13 | 5.6316e-13 | 5.1303e-13 | 6.9146e-13 | 4.4213e-13 | 3.3224e-13 | 3.5645e-13 | 5.9677e-13 | 3.5693e-13 | 4.5085e-13 | 5.6911e-13 | 4.3434e-13 | 4.8273e-13 | 8.4726e-13 | 4.6441e-13 | 3.2379e-13 | 4.8054e-13 | 7.241e-13 | 3.7017e-13 | 3.1985e-13 | 2.7001e-13 | 6.5955e-13 | 3.1724e-13 | 3.9565e-13 | 6.4857e-13 | 4.1799e-13 | 6.5445e-13 | 7.3492e-13 | 3.9366e-13 | 3.1887e-13 | 3.4302e-13 | 5.3812e-13 | 6.1419e-13 | 3.6561e-13 | 4.7126e-13 | 5.9629e-13 | 5.8558e-13 | 7.9567e-13 | 3.6544e-13 | 4.3206e-13 | 3.3756e-13 | 4.2528e-13 | 6.1185e-13 | 6.1821e-13 | 4.5532e-13 | 5.3379e-13 | 7.4338e-13 | 3.9195e-13 | 5.3861e-13 | 5.0414e-13 | 7.5033e-13 | 7.665e-13 | 2.7399e-13 | 6.8264e-13 | 4.7973e-13 | 5.9253e-13 | 2.6107e-13 | 4.7106e-13 | 6.622e-13 | 4.7836e-13 | 6.0436e-13 | 7.1021e-13 | 5.4592e-13 | 2.9485e-13 | 6.6111e-13 | 5.8651e-13 | 6.5456e-13 | 2.9544e-13 | 4.5324e-13 | 7.572e-13 | 6.0285e-13 | 5.6207e-13 | 4.4756e-13 | 3.3959e-13 | 6.8334e-13 | 4.1671e-13 | 6.0017e-13 | 3.0846e-13 | 5.5109e-13 | 6.9649e-13 | 9.5481e-13 | 5.8387e-13 | 7.1732e-13 | 3.5453e-13 | 4.0379e-13 | 4.1208e-13 | 6.3877e-13 | 5.6116e-13 | 4.3656e-13 | 2.3947e-13 | 3.8942e-13 | 3.7555e-13 | 6.5788e-13 | 2.2438e-13 | 5.9013e-13 | 3.6119e-13 | 2.5775e-13 | 4.0216e-13 | 4.3648e-13 | 5.1437e-13 | 7.1991e-13 | 2.7052e-13 | 6.3992e-13 | 4.2156e-13 | 3.1779e-13 | 7.1403e-13 | 7.7023e-13 | 5.3035e-13 | 5.5997e-13 | 5.0803e-13 | 3.4105e-13 | 4.9228e-13 | 3.0171e-13 | 6.4295e-13 | 4.3029e-13 | 3.732e-13 | 3.6308e-13 | 5.1062e-13 | 6.1633e-13 | 7.7006e-13 | 4.7961e-13 | 3.748e-13 | 5.3191e-13 | 3.8674e-13 | 7.5488e-13 | 4.6906e-13 | 9.2e-13 | 4.8267e-13 | 5.4843e-13 | 5.0327e-13 | 7.1716e-13 | 6.7383e-13 | 6.4346e-13 | 5.0836e-13 | 5.739e-13 | 6.5694e-13 | 6.3233e-13 | 5.4262e-13 | 1.0825e-12 | 3.9002e-13 | 6.9455e-13 | 3.8749e-13 | 3.686e-13 | 6.4106e-13 | 6.2134e-13 | 5.3769e-13 | 5.1844e-13 | 3.0352e-13 | 4.5921e-13 | 3.6092e-13 | 4.0854e-13 | 2.5745e-13 | 3.3431e-13 | 8.1715e-13 | 4.6195e-13 | 5.123e-13 | 8.3123e-13 | 6.947e-13 | 8.3149e-13 | 4.9436e-13 | 4.7929e-13 | 7.2423e-13 | 2.5736e-13 | 3.4942e-13 | 4.1218e-13 | 7.6195e-13 | 4.6417e-13 | 9.7758e-13 | 4.6248e-13 | 3.8234e-13 | 5.2075e-13 | 3.6223e-13 | 7.0189e-13 | 3.0738e-13 | 4.354e-13 | 6.8706e-13 | 6.7305e-13 | 3.9009e-13 | 3.5406e-13 | 4.2372e-13 | 5.8299e-13 | 7.1722e-13 | 2.9821e-13 | 5.2721e-13 | 7.2138e-13 | 4.878e-13 | 5.0924e-13 | 5.2569e-13 | 5.2164e-13 | 7.0022e-13 | 3.8775e-13 | 7.8755e-13 | 6.4581e-13 | 1.8694e-13 | 6.3489e-13 | 5.9896e-13 | 5.4256e-13 | 6.2819e-13 | 2.7766e-13 | 4.4898e-13 | 5.0583e-13 | 4.851e-13 | 5.4329e-13 | 4.2341e-13 | 4.102e-13 | 4.7644e-13 | 8.1302e-13 | 3.1757e-13 | 5.1656e-13 | 4.7669e-13 | 5.9268e-13 | 3.3138e-13 | 3.8911e-13 | 4.0247e-13 | 6.4247e-13 | 6.3808e-13 | 3.6643e-13 | 6.7066e-13 | 3.1441e-13 | 1.0843e-12 | 4.5935e-13 | 3.642e-13 | 2.8985e-13 | 3.4099e-13 | 3.7529e-13 | 6.0979e-13 | 3.2199e-13 | 5.9017e-13 | 3.9502e-13 | 3.4115e-13 | 4.1595e-13 | 4.9932e-13 | 4.9865e-13 | 6.8161e-13 | 5.0782e-13 | 5.1967e-13 | 6.6986e-13 | 6.2883e-13 | 6.9526e-13 | 2.9272e-13 | 5.9616e-13 | 5.3385e-13 | 7.9455e-13 | 4.6081e-13 | 3.7163e-13 | 5.0888e-13 | 3.86e-13 | 2.656e-13 | 3.5102e-13 | 7.2719e-13 | 5.5655e-13 | 3.9317e-13 | 3.3427e-13 | 5.2798e-13 | 4.9453e-13 | 5.9468e-13 | 3.4383e-13 | 4.1742e-13 | 7.0992e-13 | 6.4305e-13 | 4.4159e-13 | 4.1629e-13 | 4.0308e-13 | 3.3452e-13 | 6.1757e-13 | 1.0392e-12 | 5.6066e-13 | 5.9971e-13 | 6.0587e-13 | 2.0127e-13 | 6.6032e-13 | 6.3883e-13 | 3.6921e-13 | 5.3046e-13 | 3.5185e-13 | 6.2386e-13 | 2.2498e-13 | 3.1378e-13 | 7.6898e-13 | 1.0147e-12 | 5.335e-13 | 4.6209e-13 | 7.4981e-13 | 6.1209e-13 | 4.5501e-13 | 8.3739e-13 | 6.0597e-13 | 6.5777e-13 | 4.0414e-13 | 5.0819e-13 | 2.9318e-13 | 4.066e-13 | 4.1416e-13 | 3.0566e-13 | 9.6435e-13 | 3.9318e-13 | 4.6854e-13 | 5.1861e-13 | 4.8209e-13 | 5.785e-13 | 5.6052e-13 | 6.0486e-13 | 7.1089e-13 | 4.4948e-13 | 4.3095e-13 | 6.2926e-13 | 5.8388e-13 | 3.6343e-13 | 5.8012e-13 | 4.1825e-13 | 4.3326e-13 | 4.3295e-13 | 4.6736e-13 | 5.5807e-13 | 6.5613e-13 | 5.7031e-13 | 6.4793e-13 | 3.1508e-13 | 4.0224e-13 | 8.532e-13 | 4.1417e-13 | 6.0912e-13 | 7.0789e-13 | 5.1925e-13 | 3.8727e-13 | 4.5152e-13 | 5.8121e-13 | 3.8142e-13 | 5.6167e-13 | 3.6947e-13 | 4.4727e-13 | 7.2384e-13 | 4.3838e-13 | 3.8328e-13 | 4.5941e-13 | 3.97e-13 | 4.3405e-13 | 6.1679e-13 | 3.8925e-13 | 4.9148e-13 | 3.9126e-13 | 3.6429e-13 | 3.4352e-13 | 8.6351e-13 | 4.1078e-13 | 5.6959e-13 | 8.0113e-13 | 4.1902e-13 | 6.9651e-13 | 6.2849e-13 | 5.2387e-13 | 5.1194e-13 | 4.528e-13 | 4.7228e-13 | 2.9368e-13 | 7.7227e-13 | 6.0089e-13 | 3.8289e-13 | 2.3284e-13 | 4.6519e-13 | 7.3544e-13 | 4.9123e-13 | 4.8752e-13 | 7.899e-13 | 4.5378e-13 | 1.0065e-12 | 5.9594e-13 | 6.1943e-13 | 3.3014e-13 | 4.175e-13 | 6.4249e-13 | 6.2016e-13 | 3.4589e-13 | 5.8695e-13 | 5.6592e-13 | 3.3593e-13 | 6.7611e-13 | 3.7536e-13 | 3.3557e-13 | 3.1532e-13 | 4.9218e-13 | 4.4182e-13 | 2.8665e-13 | 8.109e-13 | 3.175e-13 | 4.233e-13 | 3.9197e-13 | 6.0053e-13 | 4.4394e-13 | 4.7557e-13 | 3.5487e-13 | 4.0628e-13 | 4.2384e-13 | 3.15e-13 | 8.7532e-13 | 5.071e-13 | 5.9649e-13 | 5.5902e-13 | 7.6053e-13 | 3.9702e-13 | 4.5957e-13 | 5.6575e-13 | 6.7766e-13 | 4.2501e-13 | 3.1045e-13 | 6.8663e-13 | 4.0573e-13 | 7.4421e-13 | 3.1514e-13 | 4.9046e-13 | 5.4058e-13 | 3.8119e-13 | 4.6213e-13 | 4.8161e-13 | 6.721e-13 | 5.5211e-13 | 4.5962e-13 | 7.1784e-13 | 3.2763e-13 | 7.5488e-13 | 5.8114e-13 | 3.4647e-13 | 5.2904e-13 | 4.9999e-13 | 4.0528e-13 | 4.0906e-13 | 8.5748e-13 | 6.1627e-13 | 3.401e-13 | 5.0842e-13 | 4.7326e-13 | 5.6177e-13 | 4.1265e-13 | 3.7147e-13 | 3.7011e-13 | 4.127e-13 | 2.1872e-13 | 6.0463e-13 | 4.9401e-13 | 3.7158e-13 | 4.1388e-13 | 3.4554e-13 | 8.4304e-13 | 4.4191e-13 | 3.2198e-13 | 8.2714e-13 | 7.0884e-13 | 8.0534e-13 | 6.7698e-13 | 4.6387e-13 | 5.3859e-13 | 3.4858e-13 | 6.4996e-13 | 2.4818e-13 | 4.4138e-13 | 6.6406e-13 | 7.8091e-13 | 4.1455e-13 | 5.092e-13 | 7.832e-13 | 4.9789e-13 | 5.5473e-13 | 3.6967e-13 | 6.0407e-13 | 7.3037e-13 | 6.0934e-13 | 4.5304e-13 | 5.0517e-13 | 5.6652e-13 | 6.6556e-13 | 5.0688e-13 | 5.5672e-13 | 4.6891e-13 | 5.6337e-13 | 5.5535e-13 | 4.6975e-13 | 7.2351e-13 | 5.6619e-13 | 3.5414e-13 | 5.1228e-13 | 4.9469e-13 | 3.789e-13 | 5.5086e-13 | 6.7663e-13 | 4.5793e-13 | 4.9959e-13 | 7.4319e-13 | 2.4783e-13 | 4.3639e-13 | 6.6105e-13 | 5.0494e-13 | 4.9357e-13 | 5.4887e-13 | 3.0675e-13 | 4.5236e-13 | 6.1554e-13 | 3.9271e-13 | 6.4244e-13 | 4.7977e-13 | 2.76e-13 | 4.6958e-13 | 5.6018e-13 | 4.8765e-13 | 2.3962e-13 | 6.0781e-13 | 3.3652e-13 | 1.9559e-13 | 4.2362e-13 | 3.3043e-13 | 3.4553e-13 | 7.2327e-13 | 3.9909e-13 | 2.8532e-13 | 2.7278e-13 | 5.3572e-13 | 6.2209e-13 | 8.1409e-13 | 4.6326e-13 | 6.4723e-13 | 2.5572e-13 | 6.3049e-13 | 3.4029e-13 | 8.6761e-13 | 5.4682e-13 | 9.5491e-13 | 3.8475e-13 | 3.7502e-13 | 6.2664e-13 | 4.8246e-13 | 4.9187e-13 | 5.4894e-13 | 6.3245e-13 | 5.2518e-13 | 2.4951e-13 | 4.9637e-13 | 4.1992e-13 | 8.5274e-13 | 2.8709e-13 | 3.4368e-13 | 5.1462e-13 | 3.8376e-13 | 4.4063e-13 | 4.8632e-13 | 6.6149e-13 | 7.4399e-13 | 3.332e-13 | 4.4596e-13 | 4.5577e-13 | 5.2005e-13 | 4.6251e-13 | 4.9734e-13 | 5.0217e-13 | 4.8377e-13 | 4.3247e-13 | 3.1057e-13 | 6.327e-13 | 3.7193e-13 | 9.9803e-13 | 4.7058e-13 | 4.6806e-13 | 7.5239e-13 | 3.5717e-13 | 3.9792e-13 | 5.3544e-13 | 2.6799e-13 | 5.5694e-13 | 3.9254e-13 | 8.3601e-13 | 6.5545e-13 | 5.5635e-13 | 2.7047e-13 | 4.9963e-13 | 3.1764e-13 | 5.1694e-13 | 5.5588e-13 | 3.8661e-13 | 3.9225e-13 | 5.0368e-13 | 6.7323e-13 | 8.1792e-13 | 3.9849e-13 | 4.472e-13 | 6.495e-13 | 3.7375e-13 | 4.9967e-13 | 7.6387e-13 | 6.1765e-13 | 4.1065e-13 | 4.5543e-13 | 5.8655e-13 | 4.1153e-13 | 2.5875e-13 | 2.7147e-13 | 5.0476e-13 | 4.1056e-13 | 2.9337e-13 | 6.3212e-13 | 4.4697e-13 | 6.7136e-13 | 3.9583e-13 | 5.2112e-13 | 3.1297e-13 | 6.3309e-13 | 6.2021e-13 | 4.5239e-13 | 6.5191e-13 | 4.7771e-13 | 7.2557e-13 | 4.2711e-13 | 4.5433e-13 | 6.8089e-13 | 5.3907e-13 | 6.0372e-13 | 1.824e-13 | 3.6298e-13 | 4.9524e-13 | 5.0872e-13 | 5.7626e-13 | 7.8489e-13 | 4.5937e-13 | 4.2651e-13 | 5.9369e-13 | 3.3718e-13 | 9.386e-13 | 4.8616e-13 | 4.3586e-13 | 3.0611e-13 | 7.9658e-13 | 6.7627e-13 | 3.6729e-13 | 4.3105e-13 | 4.8289e-13 | 8.002e-13 | 5.5815e-13 | 4.3459e-13 | 7.874e-13 | 4.4425e-13 | 5.6755e-13 | 5.5846e-13 | 3.0092e-13 | 3.3118e-13 | 4.4571e-13 | 4.5618e-13 | 7.3599e-13 | 5.4375e-13 | 5.9097e-13 | 5.6214e-13 | 7.7095e-13 | 9.4483e-13 | 4.4412e-13 | 4.4029e-13 | 3.0422e-13 | 5.0468e-13 | 7.7645e-13 | 8.7834e-13 | 4.4736e-13 | 5.9506e-13 | 5.4521e-13 | 2.5816e-13 | 4.3078e-13 | 2.787e-13 | 5.2656e-13 | 5.2503e-13 | 4.9527e-13 | 4.4372e-13 | 6.5175e-13 | 5.4662e-13 | 5.3915e-13 | 6.8143e-13 | 4.6339e-13 | 4.4753e-13 | 3.6518e-13 | 6.1292e-13 | 6.0991e-13 | 5.6883e-13 | 4.4508e-13 | 5.9642e-13 | 3.1503e-13 | 5.8414e-13 | 3.0472e-13 | 3.6436e-13 | 5.0727e-13 | 6.7394e-13 | 3.2607e-13 | 6.3789e-13 | 5.8713e-13 | 6.2274e-13 | 2.3873e-13 | 5.2353e-13 | 5.615e-13 | 5.9463e-13 | 4.1301e-13 | 4.2659e-13 | 5.5557e-13 | 2.9318e-13 | 4.5039e-13 | 5.6292e-13 | 7.9047e-13 | 3.1951e-13 | 6.0228e-13 | 4.3554e-13 | 4.6277e-13 | 7.6307e-13 | 4.205e-13 | 4.5053e-13 | 5.9077e-13 | 4.6888e-13 | 3.4431e-13 | 7.2551e-13 | 5.3514e-13 | 4.5783e-13 | 6.6356e-13 | 5.4282e-13 | 1.5642e-13 | 3.6796e-13 | 7.1211e-13 | 5.5543e-13 | 3.5453e-13 | 6.9429e-13 | 4.5986e-13 | 6.3567e-13 | 5.9089e-13 | 4.8524e-13 | 4.1866e-13 | 5.7623e-13 | 4.7693e-13 | 9.0311e-13 | 2.8071e-13 | 5.3767e-13 | 5.0876e-13 | 6.9496e-13 | 5.4306e-13 | 5.6938e-13 | 5.3688e-13 | 5.468e-13 | 3.9603e-13 | 4.5268e-13 | 4.0819e-13 | 8.025e-13 | 2.8355e-13 | 3.3419e-13 | 6.2338e-13 | 5.7092e-13 | 4.5363e-13 | 2.9116e-13 | 2.9174e-13 | 3.3892e-13 | 7.306e-13 | 3.0378e-13 | 5.3745e-13 | 6.4008e-13 | 5.7574e-13 | 3.7973e-13 | 4.2822e-13 | 6.231e-13 | 4.6792e-13 | 7.1341e-13 | 4.9178e-13 | 6.2906e-13 | 4.7785e-13 | 4.8109e-13 | 6.0808e-13 | 3.8781e-13 | 2.8077e-13 | 4.4655e-13 | 6.7527e-13 | 5.7424e-13 | 4.2823e-13 | 6.8383e-13 | 3.7664e-13 | 3.1695e-13 | 4.5508e-13 | 4.2805e-13 | 5.3911e-13 | 7.0466e-13 | 4.0329e-13 | 5.6073e-13 | 4.2688e-13 | 6.5674e-13 | 4.003e-13 | 4.3271e-13 | 4.7392e-13 | 7.8366e-13 | 6.4687e-13 | 4.5697e-13 | 4.1492e-13 | 6.0396e-13 | 7.7096e-13 | 6.1032e-13 | 7.0609e-13 | 3.7712e-13 | 8.8135e-13 | 7.3055e-13 | 6.4941e-13 | 3.0719e-13 | 9.1087e-13 | 8.5909e-13 | 6.3786e-13 | 5.5397e-13 | 5.0162e-13 | 6.5497e-13 | 4.6786e-13 | 5.0284e-13 | 3.4377e-13 | 2.8871e-13 | 9.1906e-13 | 5.3004e-13 | 6.8511e-13 | 6.552e-13 | 8.0811e-13 | 3.4902e-13 | 6.3597e-13 | 4.8844e-13 | 5.0319e-13 | 5.4996e-13 | 3.7523e-13 | 5.0314e-13 | 5.0073e-13 | 6.5154e-13 | 6.1248e-13 | 6.7378e-13 | 7.2029e-13 | 4.4084e-13 | 7.7822e-13 | 2.7835e-13 | 7.3607e-13 | 3.8477e-13 | 5.6896e-13 | 6.6089e-13 | 5.2141e-13 | 6.3802e-13 | 3.6537e-13 | 7.4321e-13 | 4.3588e-13 | 4.6734e-13 | 6.1967e-13 | 6.1644e-13 | 2.8809e-13 | 7.1974e-13 | 5.7642e-13 | 4.9548e-13 | 4.726e-13 | 5.9036e-13 | 4.7919e-13 | 5.3816e-13 | 4.8955e-13 | 4.7105e-13 | 4.1449e-13 | 6.6525e-13 | 5.0033e-13 | 5.1203e-13 | 4.1347e-13 | 3.5866e-13 | 4.5958e-13 | 3.6401e-13 | 4.2489e-13 | 5.4504e-13 | 6.0926e-13 | 6.0733e-13 | 3.2604e-13 | 4.5277e-13 | 4.1587e-13 | 5.6646e-13 | 4.7709e-13 | 4.2218e-13 | 4.7127e-13 | 2.0715e-13 | 6.9412e-13 | 5.4923e-13 | 6.2698e-13 | 6.7442e-13 | 3.0635e-13 | 3.6808e-13 | 6.6719e-13 | 6.0746e-13 | 3.0105e-13 | 5.3963e-13 | 5.5719e-13 | 3.0929e-13 | 3.6329e-13 | 3.4165e-13 | 6.5264e-13 | 3.9631e-13 | 3.0358e-13 | 5.561e-13 | 3.2685e-13 | 4.1922e-13 | 4.6988e-13 | 1.4202e-12 | 4.9376e-13 | 4.7878e-13 | 3.7701e-13 | 6.5999e-13 | 4.2189e-13 | 7.8455e-13 | 2.6452e-13 | 5.1397e-13 | 6.9545e-13 | 3.3848e-13 | 5.0773e-13 | 3.572e-13 | 6.9578e-13 | 4.7535e-13 | 2.0881e-13 | 6.9375e-13 | 6.2322e-13 | 6.5022e-13 | 7.1737e-13 | 2.3304e-13 | 3.1626e-13 | 3.1624e-13 | 4.2005e-13 | 3.7367e-13 | 6.8248e-13 | 4.4661e-13 | 3.7796e-13 | 5.6673e-13 | 5.6417e-13 | 5.1008e-13 | 7.1381e-13 | 4.8969e-13 | 7.3763e-13 | 5.5333e-13 | 7.2171e-13 | 5.496e-13 | 4.364e-13 | 5.4234e-13 | 4.2428e-13 | 4.9013e-13 | 7.1367e-13 | 3.9493e-13 | 5.3045e-13 | 1.7239e-13 | 3.006e-13 | 6.1549e-13 | 5.9141e-13 | 3.6891e-13 | 7.0617e-13 | 5.7995e-13 | 5.8641e-13 | 5.2372e-13 | 5.7277e-13 | 4.4827e-13 | 4.2562e-13 | 2.5439e-13 | 2.5537e-13 | 4.4307e-13 | 5.9628e-13 | 6.4739e-13 | 2.2875e-13 | 5.0853e-13 | 4.0316e-13 | 4.0792e-13 | 3.358e-13 | 9.6421e-13 | 6.4373e-13 | 6.1321e-13 | 3.9159e-13 | 3.5371e-13 | 2.8741e-13 | 3.6803e-13 | 3.7323e-13 | 4.5337e-13 | 5.8754e-13 | 6.0122e-13 | 8.2643e-13 | 4.2402e-13 | 3.3382e-13 | 3.8556e-13 | 5.3703e-13 | 6.5924e-13 | 4.2201e-13 | 4.9596e-13 | 6.9491e-13 | 4.1578e-13 | 4.7577e-13 | 5.6885e-13 | 4.5673e-13 | 5.8717e-13 | 3.1208e-13 | 9.1928e-13 | 3.4788e-13 | 6.6125e-13 | 3.6894e-13 | 4.8669e-13 | 4.2703e-13 | 3.4783e-13 | 4.8235e-13 | 4.6957e-13 | 5.3964e-13 | 6.4634e-13 | 4.6152e-13 | 4.3084e-13 | 7.4566e-13 | 3.8371e-13 | 3.1722e-13 | 5.8347e-13 | 4.0579e-13 | 4.7141e-13 | 6.6877e-13 | 2.9185e-13 | 3.4783e-13 | 9.4192e-13 | 7.9099e-13 | 1.9615e-13 | 6.112e-13 | 4.361e-13 | 5.8636e-13 | 4.332e-13 | 3.8256e-13 | 8.5142e-13 | 6.7467e-13 | 7.0197e-13 | 7.8366e-13 | 5.8393e-13 | 3.6051e-13 | 7.2776e-13 | 4.8173e-13 | 3.149e-13 | 5.2902e-13 | 5.1608e-13 | 6.2827e-13 | 5.6205e-13 | 6.0061e-13 | 7.1515e-13 | 1.0015e-12 | 5.4624e-13 | 4.4411e-13 | 7.2763e-13 | 2.5152e-13 | 5.6065e-13 | 5.2511e-13 | 5.2236e-13 | 4.246e-13 | 7.1272e-13 | 4.0108e-13 | 4.1985e-13 | 4.4174e-13 | 3.0944e-13 | 6.948e-13 | 4.3247e-13 | 3.6245e-13 | 3.0635e-13 | 6.5791e-13 | 4.8876e-13 | 4.9293e-13 | 2.1993e-13 | 5.0433e-13 | 3.9008e-13 | 4.8199e-13 | 5.8001e-13 | 4.4466e-13 | 3.5395e-13 | 5.4866e-13 | 5.834e-13 | 3.8683e-13 | 5.1094e-13 | 5.4367e-13 | 3.7346e-13 | 5.911e-13 | 4.8143e-13 | 5.5677e-13 | 8.2479e-13 | 5.6879e-13 | 4.0404e-13 | 1.1448e-12 | 5.7716e-13 | 4.6612e-13 | 4.7259e-13 | 6.0709e-13 | 4.5013e-13 | 2.1187e-13 | 5.3466e-13 | 4.0259e-13 | 4.7003e-13 | 2.7152e-13 | 3.1552e-13 | 4.8701e-13 | 3.1449e-13 | 4.2161e-13 | 3.5401e-13 | 5.6382e-13 | 9.4157e-13 | 3.067e-13 | 6.0404e-13 | 4.2241e-13 | 6.432e-13 | 4.9327e-13 | 3.6853e-13 | 5.9364e-13 | 4.9516e-13 | 5.3807e-13 | 9.5644e-13 | 5.5076e-13 | 7.0451e-13 | 4.1057e-13 | 8.7753e-13 | 5.7006e-13 | 3.7343e-13 | 3.3923e-13 | 3.1478e-13 | 5.1469e-13 | 6.0769e-13 | 4.6077e-13 | 4.3737e-13 | 5.227e-13 | 1.2496e-12 | 5.5674e-13 | 4.5783e-13 | 6.2949e-13 | 6.1496e-13 | 6.6454e-13 | 4.5334e-13 | 2.4049e-13 | 6.9978e-13 | 5.26e-13 | 3.7257e-13 | 8.6401e-13 | 7.1117e-13 | 5.458e-13 | 5.7398e-13 | 4.2303e-13 | 5.5136e-13 | 5.3759e-13 | 7.7281e-13 | 5.1936e-13 | 6.4169e-13 | 1.1562e-12 | 6.2919e-13 | 3.7393e-13 | 4.5356e-13 | 5.4605e-13 | 7.7998e-13 | 8.4039e-13 | 5.906e-13 | 3.7379e-13 | 4.4817e-13 | 4.96e-13 | 3.5498e-13 | 2.8494e-13 | 4.74e-13 | 8.2494e-13 | 4.3383e-13 | 6.4073e-13 | 5.1585e-13 | 6.7657e-13 | 4.7783e-13 | 5.9893e-13 | 4.3502e-13 | 3.9769e-13 | 4.6585e-13 | 3.3171e-13 | 3.9736e-13 | 6.7254e-13 | 3.6579e-13 | 7.5174e-13 | 5.7901e-13 | 5.9325e-13 | 5.1056e-13 | 8.0976e-13 | 4.6193e-13 | 9.1961e-13 | 7.2783e-13 | 5.7334e-13 | 3.8276e-13 | 3.88e-13 | 4.8901e-13 | 3.68e-13 | 2.3327e-13 | 6.2958e-13 | 8.4473e-13 | 4.9947e-13 | 5.0146e-13 | 4.6001e-13 | 3.5503e-13 | 6.0496e-13 | 3.9073e-13 | 3.0947e-13 | 7.3063e-13 | 3.2369e-13 | 8.4052e-13 | 6.2324e-13 | 4.077e-13 | 2.8245e-13 | 4.8552e-13 | 9.6632e-13 | 4.5482e-13 | 3.9682e-13 | 3.9591e-13 | 7.2947e-13 | 5.7322e-13 | 5.084e-13 | 4.1912e-13 | 7.2628e-13 | 6.3684e-13 | 3.3918e-13 | 7.1628e-13 | 6.2265e-13 | 4.9917e-13 | 4.4808e-13 | 3.5566e-13 | 4.1478e-13 | 6.2171e-13 | 3.8997e-13 | 3.9883e-13 | 4.0237e-13 | 4.3093e-13 | 3.6673e-13 | 4.4616e-13 | 4.1559e-13 | 9.6259e-13 | 4.3912e-13 | 7.4153e-13 | 6.0846e-13 | 1.0705e-12 | 2.4571e-13 | 5.9753e-13 | 3.9464e-13 | 3.3957e-13 | 4.9493e-13 | 4.4111e-13 | 5.3401e-13 | 4.3625e-13 | 3.6897e-13 | 5.4134e-13 | 6.7665e-13 | 5.3538e-13 | 6.1976e-13 | 6.9786e-13 | 3.7305e-13 | 5.262e-13 | 2.7875e-13 | 5.5562e-13 | 7.327e-13 | 3.1639e-13 | 6.1438e-13 | 6.7271e-13 | 4.5398e-13 | 1.8805e-13 | 5.7191e-13 | 3.4948e-13 | 5.2101e-13 | 6.354e-13 | 3.0611e-13 | 4.283e-13 | 5.2525e-13 | 3.1093e-13 | 4.2521e-13 | 4.0914e-13 | 4.3031e-13 | 5.101e-13 | 4.0604e-13 | 4.9488e-13 | 4.4079e-13 | 5.3473e-13 | 4.3712e-13 | 4.2175e-13 | 4.6722e-13 | 5.9679e-13 | 4.7909e-13 | 7.7745e-13 | 3.7966e-13 | 6.673e-13 | 3.7329e-13 | 4.6883e-13 | 6.3503e-13 | 3.7189e-13 | 3.0514e-13 | 4.7997e-13 | 5.0794e-13 | 2.9961e-13 | 6.6557e-13 | 8.8722e-13 | 2.89e-13 | 5.0853e-13 | 6.0122e-13 | 2.6544e-13 | 2.7617e-13 | 5.0985e-13 | 4.751e-13 | 5.1505e-13 | 5.7284e-13 | 2.8994e-13 | 2.2083e-13 | 3.8246e-13 | 5.3355e-13 | 6.3649e-13 | 6.0106e-13 | 2.893e-13 | 3.7242e-13 | 4.7096e-13 | 3.7381e-13 | 5.4575e-13 | 3.8652e-13 | 4.0179e-13 | 4.3746e-13 | 5.407e-13 | 4.7947e-13 | 5.3909e-13 | 3.7236e-13 | 5.887e-13 | 6.4166e-13 | 3.3829e-13 | 6.954e-13 | 5.2372e-13 | 5.0624e-13 | 4.158e-13 | 5.2931e-13 | 4.972e-13 | 5.0503e-13 | 4.6789e-13 | 2.7605e-13 | 7.2207e-13 | 6.7282e-13 | 5.7807e-13 | 3.7863e-13 | 3.4327e-13 | 3.6395e-13 | 3.549e-13 | 5.7279e-13 | 9.131e-13 | 6.7885e-13 | 7.8071e-13 | 5.0501e-13 | 7.1173e-13 | 6.4915e-13 | 5.86e-13 | 5.3068e-13 | 5.8458e-13 | 4.8807e-13 | 5.1722e-13 | 5.7514e-13 | 6.0862e-13 | 4.2231e-13 | 4.1489e-13 | 3.2269e-13 | 8.4376e-13 | 2.6909e-13 | 4.8958e-13 | 4.1941e-13 | 3.5121e-13 | 7.6637e-13 | 6.9103e-13 | 4.3828e-13 | 5.3778e-13 | 3.2245e-13 | 3.39e-13 | 4.5594e-13 | 6.6659e-13 | 5.5649e-13 | 5.3732e-13 | 6.067e-13 | 8.284e-13 | 3.3982e-13 | 2.4494e-13 | 7.859e-13 | 7.9537e-13 | 6.4004e-13 | 4.1987e-13 | 4.5566e-13 | 3.5824e-13 | 3.7212e-13 | 6.7072e-13 | 4.2046e-13 | 7.9919e-13 | 2.3268e-13 | 3.8913e-13 | 5.2514e-13 | 5.1915e-13 | 5.7936e-13 | 5.9269e-13 | 4.5086e-13 | 6.6631e-13 | 3.8339e-13 | 4.4554e-13 | 6.4866e-13 | 4.0049e-13 | 1.1047e-12 | 6.7323e-13 | 5.8102e-13 | 5.0056e-13 | 7.0401e-13 | 3.1887e-13 | 3.3808e-13 | 3.722e-13 | 4.1563e-13 | 1.6259e-13 | 6.0204e-13 | 4.5128e-13 | 5.6182e-13 | 3.0709e-13 | 4.7506e-13 | 5.1265e-13 | 4.3295e-13 | 5.922e-13 | 5.3313e-13 | 3.0031e-13 | 3.3209e-13 | 8.2971e-13 | 1.031e-12 | 4.0718e-13 | 4.4397e-13 | 3.0598e-13 | 2.8915e-13 | 5.9508e-13 | 6.657e-13 | 4.4217e-13 | 8.1222e-13 | 3.3202e-13 | 3.4593e-13 | 5.9496e-13 | 5.0201e-13 | 6.1181e-13 | 4.9442e-13 | 4.5063e-13 | 3.5504e-13 | 4.28e-13 | 6.4258e-13 | 5.6871e-13 | 3.0958e-13 | 2.7681e-13 | 5.2097e-13 | 4.372e-13 | 7.8295e-13 | 4.5908e-13 | 4.3884e-13 | 7.1945e-13 | 5.2558e-13 | 7.0526e-13 | 8.1908e-13 | 6.0065e-13 | 6.6945e-13 | 4.5409e-13 | 5.2876e-13 | 9.5328e-13 | 4.6008e-13 | 5.2171e-13 | 4.9472e-13 | 3.0868e-13 | 3.1045e-13 | 3.7309e-13 | 4.921e-13 | 1.1823e-12 | 3.5969e-13 | 3.4738e-13 | 6.7772e-13 | 4.9046e-13 | 9.2142e-13 | 5.3069e-13 | 9.2167e-13 | 6.7939e-13 | 5.6201e-13 | 5.4689e-13 | 7.3636e-13 | 2.8413e-13 | 3.5473e-13 | 1.0675e-12 | 8.3788e-13 | 8.7672e-13 | 5.2587e-13 | 4.3291e-13 | 5.783e-13 | 3.71e-13 | 3.6897e-13 | 6.1897e-13 | 5.4472e-13 | 6.3099e-13 | 4.8483e-13 | 4.3783e-13 | 4.9707e-13 | 5.2678e-13 | 3.862e-13 | 3.4386e-13 | 8.1295e-13 | 7.4075e-13 | 4.3978e-13 | 5.1896e-13 | 6.1518e-13 | 6.4738e-13 | 5.9197e-13 | 3.72e-13 | 4.1225e-13 | 6.3853e-13 | 3.5011e-13 | 4.9968e-13 | 5.1959e-13 | 4.7635e-13 | 4.3164e-13 | 6.388e-13 | 3.8059e-13 | 4.6108e-13 | 2.4346e-13 | 4.5936e-13 | 4.1692e-13 | 4.6193e-13 | 4.616e-13 | 4.5522e-13 | 4.7548e-13 | 3.3669e-13 | 4.4581e-13 | 3.7664e-13 | 8.4397e-13 | 4.5638e-13 | 8.7125e-13 | 4.7773e-13 | 3.8962e-13 | 8.0229e-13 | 3.9554e-13 | 5.908e-13 | 6.5947e-13 | 4.2289e-13 | 3.0683e-13 | 4.1679e-13 | 3.6369e-13 | 3.6781e-13 | 8.2705e-13 | 6.5711e-13 | 4.6934e-13 | 8.2039e-13 | 7.5465e-13 | 4.0449e-13 | 8.5594e-13 | 3.0716e-13 | 3.5046e-13 | 4.1782e-13 | 3.2721e-13 | 8.596e-13 | 9.3713e-13 | 7.1041e-13 | 6.3849e-13 | 4.7205e-13 | 4.7608e-13 | 7.8608e-13 | 5.1609e-13 | 6.3148e-13 | 5.9124e-13 | 6.9214e-13 | 6.9522e-13 | 4.5094e-13 | 2.8934e-13 | 6.7125e-13 | 6.3938e-13 | 3.9934e-13 | 5.712e-13 | 4.4062e-13 | 4.4049e-13 | 6.4396e-13 | 6.3168e-13 | 6.1598e-13 | 5.2681e-13 | 6.671e-13 | 7.3491e-13 | 5.7108e-13 | 2.7456e-13 | 6.5735e-13 | 4.1454e-13 | 2.1345e-13 | 5.4181e-13 | 3.5623e-13 | 3.0139e-13 | 5.2879e-13 | 4.067e-13 | 4.0891e-13 | 1.0268e-12 | 5.192e-13 | 3.9812e-13 | 4.1339e-13 | 6.9516e-13 | 4.6272e-13 | 4.1833e-13 | 4.5926e-13 | 5.199e-13 | 5.3601e-13 | 5.1786e-13 | 5.2976e-13 | 6.221e-13 | 3.9423e-13 | 4.1729e-13 | 4.2156e-13 | 8.2661e-13 | 4.928e-13 | 4.6479e-13 | 5.0605e-13 | 3.7024e-13 | 4.2954e-13 | 6.7045e-13 | 6.063e-13 | 5.8588e-13 | 8.0693e-13 | 2.5673e-13 | 4.0739e-13 | 4.3219e-13 | 2.0585e-13 | 8.7378e-13 | 3.7678e-13 | 5.9921e-13 | 6.6093e-13 | 5.131e-13 | 2.2948e-13 | 5.012e-13 | 4.195e-13 | 5.9909e-13 | 8.3456e-13 | 4.3963e-13 | 3.9472e-13 | 2.1658e-13 | 4.5113e-13 | 6.7588e-13 | 4.9009e-13 | 5.8838e-13 | 4.1811e-13 | 5.2457e-13 | 8.9413e-13 | 2.9646e-13 | 4.3462e-13 | 4.6035e-13 | 6.4778e-13 | 3.3557e-13 | 6.04e-13 | 4.9839e-13 | 4.0263e-13 | 7.6529e-13 | 4.8668e-13 | 4.3445e-13 | 5.6595e-13 | 4.9539e-13 | 5.3037e-13 | 6.2396e-13 | 5.049e-13 | 4.4369e-13 | 3.323e-13 | 6.5767e-13 | 3.2214e-13 | 3.3695e-13 | 4.5641e-13 | 4.7328e-13 | 5.9309e-13 | 4.0714e-13 | 6.2411e-13 | 3.4055e-13 | 3.4527e-13 | 7.3182e-13 | 6.9121e-13 | 3.8216e-13 | 5.1633e-13 | 4.1388e-13 | 6.2385e-13 | 4.6739e-13 | 3.1014e-13 | 4.6303e-13 | 5.5615e-13 | 3.2348e-13 | 4.2991e-13 | 3.4451e-13 | 3.9682e-13 | 6.8773e-13 | 4.2135e-13 | 7.4007e-13 | 5.3668e-13 | 5.2805e-13 | 7.5214e-13 | 5.8817e-13 | 4.8656e-13 | 4.2617e-13 | 4.9863e-13 | 5.5568e-13 | 4.3344e-13 | 4.2602e-13 | 4.9777e-13 | 3.3597e-13 | 5.3918e-13 | 6.7107e-13 | 6.2805e-13 | 4.5757e-13 | 2.2002e-13 | 5.2866e-13 | 3.8101e-13 | 5.4849e-13 | 5.0045e-13 | 5.7035e-13 | 9.5783e-13 | 5.3172e-13 | 2.5713e-13 | 4.0643e-13 | 5.9939e-13 | 4.1207e-13 | 4.5386e-13 | 6.0691e-13 | 6.6582e-13 | 2.1799e-13 | 6.4863e-13 | 6.1292e-13 | 6.7231e-13 | 6.8757e-13 | 2.9837e-13 | 2.136e-13 | 1.9025e-13 | 6.6424e-13 | 5.9923e-13 | 5.8553e-13 | 2.7979e-13 | 4.6041e-13 | 7.287e-13 | 4.986e-13 | 5.9956e-13 | 4.4176e-13 | 5.5438e-13 | 4.9326e-13 | 1.8346e-13 | 7.2353e-13 | 6.573e-13 | 4.3801e-13 | 3.7999e-13 | 5.0517e-13 | 6.2356e-13 | 4.6633e-13 | 8.2016e-13 | 5.5039e-13 | 4.5907e-13 | 5.982e-13 | 5.5703e-13 | 1.886e-13 | 6.3907e-13 | 3.1551e-13 | 4.6842e-13 | 7.1646e-13 | 5.0019e-13 | 5.0157e-13 | 5.7625e-13 | 5.0669e-13 | 7.5357e-13 | 3.783e-13 | 6.6592e-13 | 4.6687e-13 | 7.9406e-13 | 8.8175e-13 | 5.7533e-13 | 7.1345e-13 | 4.5731e-13 | 2.4613e-13 | 4.9409e-13 | 5.3456e-13 | 4.1198e-13 | 3.0828e-13 | 5.0585e-13 | 3.982e-13 | 5.5329e-13 | 4.135e-13 | 5.962e-13 | 7.7284e-13 | 3.4097e-13 | 2.5974e-13 | 7.6273e-13 | 7.0798e-13 | 3.7711e-13 | 6.6981e-13 | 5.4696e-13 | 3.8199e-13 | 5.6701e-13 | 8.7301e-13 | 5.5313e-13 | 5.2397e-13 | 5.293e-13 | 4.7269e-13 | 3.0647e-13 | 4.1205e-13 | 7.2518e-13 | 8.7325e-13 | 3.3507e-13 | 3.7162e-13 | 5.9326e-13 | 7.3243e-13 | 4.265e-13 | 5.8652e-13 | 4.1371e-13 | 7.8024e-13 | 5.9087e-13 | 6.4587e-13 | 7.8735e-13 | 5.8798e-13 | 6.9386e-13 | 4.5453e-13 | 4.6302e-13 | 4.8035e-13 | 5.1416e-13 | 8.7276e-13 | 4.0812e-13 | 5.8858e-13 | 3.8641e-13 | 2.1026e-13 | 4.0251e-13 | 7.2554e-13 | 6.6878e-13 | 4.9531e-13 | 5.9485e-13 | 5.8413e-13 | 4.1172e-13 | 6.143e-13 | 3.6006e-13 | 8.399e-13 | 7.4409e-13 | 4.3391e-13 | 5.3566e-13 | 3.1172e-13 | 4.505e-13 | 6.0643e-13 | 5.3474e-13 | 2.3548e-13 | 2.8828e-13 | 8.4395e-13 | 3.9657e-13 | 3.3835e-13 | 4.4038e-13 | 7.1932e-13 | 4.2895e-13 | 5.1079e-13 | 3.9548e-13 | 4.8406e-13 | 6.7262e-13 | 4.4943e-13 | 4.4147e-13 | 5.1873e-13 | 3.6048e-13 | 6.1499e-13 | 2.6683e-13 | 5.3562e-13 | 3.5047e-13 | 2.6494e-13 | 7.1042e-13 | 5.8831e-13 | 4.6928e-13 | 6.5344e-13 | 4.8085e-13 | 5.0507e-13 | 6.1876e-13 | 6.0769e-13 | 3.7317e-13 | 2.9183e-13 | 5.806e-13 | 4.17e-13 | 6.6932e-13 | 5.9654e-13 | 7.1947e-13 | 4.8191e-13 | 4.1366e-13 | 5.2734e-13 | 3.1776e-13 | 3.2734e-13 | 7.8267e-13 | 4.3431e-13 | 4.9241e-13 | 6.0748e-13 | 7.9361e-13 | 6.5973e-13 | 4.9083e-13 | 2.9152e-13 | 8.8509e-13 | 4.0905e-13 | 4.2124e-13 | 4.3887e-13 | 7.5451e-13 | 5.3057e-13 | 7.0378e-13 | 5.8456e-13 | 8.1448e-13 | 3.5136e-13 | 6.3581e-13 | 6.2718e-13 | 3.6973e-13 | 1.1403e-12 | 6.6951e-13 | 7.0176e-13 | 6.9751e-13 | 4.7766e-13 | 4.2084e-13 | 4.9625e-13 | 5.3121e-13 | 5.9782e-13 | 6.2613e-13 | 4.4304e-13 | 5.4917e-13 | 4.1273e-13 | 4.8501e-13 | 4.6949e-13 | 6.4317e-13 | 6.5223e-13 | 6.6661e-13 | 9.0056e-13 | 5.2265e-13 | 6.3684e-13 | 3.1896e-13 | 4.8731e-13 | 5.2419e-13 | 3.9835e-13 | 4.4202e-13 | 3.6713e-13 | 3.63e-13 | 5.7582e-13 | 6.0219e-13 | 5.453e-13 | 6.5037e-13 | 5.7983e-13 | 2.9853e-13 | 6.0896e-13 | 6.3949e-13 | 5.1664e-13 | 3.5205e-13 | 6.5168e-13 | 5.0403e-13 | 5.635e-13 | 7.9096e-13 | 5.1845e-13 | 5.0286e-13 | 4.0466e-13 | 5.9279e-13 | 7.1576e-13 | 5.1976e-13 | 7.3261e-13 | 2.2561e-13 | 3.0563e-13 | 4.659e-13 | 7.4605e-13 | 6.2248e-13 | 5.8451e-13 | 5.2197e-13 | 5.0534e-13 | 1.011e-12 | 5.2197e-13 | 6.9626e-13 | 6.1581e-13 | 3.0091e-13 | 3.6247e-13 | 8.2935e-13 | 7.7888e-13 | 4.1696e-13 | 5.7404e-13 | 8.605e-13 | 4.892e-13 | 7.3116e-13 | 5.2736e-13 | 5.1755e-13 | 4.3418e-13 | 6.6454e-13 | 2.998e-13 | 3.8026e-13 | 3.1034e-13 | 4.6648e-13 | 3.1231e-13 | 5.957e-13 | 5.7165e-13 | 5.0561e-13 | 5.2305e-13 | 6.4934e-13 | 5.0808e-13 | 4.7458e-13 | 3.2282e-13 | 5.8652e-13 | 6.1711e-13 | 4.0841e-13 | 6.0192e-13 | 5.1729e-13 | 5.9382e-13 | 4.9594e-13 | 6.6206e-13 | 5.8757e-13 | 7.1029e-13 | 3.2686e-13 | 3.3165e-13 | 5.7312e-13 | 3.8751e-13 | 5.1061e-13 | 5.9705e-13 | 7.6121e-13 | 6.0182e-13 | 6.3289e-13 | 5.5193e-13 | 4.9317e-13 | 4.5541e-13 | 8.6366e-13 | 4.0263e-13 | 6.7291e-13 | 6.394e-13 | 5.1478e-13 | 4.1132e-13 | 5.2015e-13 | 5.3969e-13 | 7.535e-13 | 4.6788e-13 | 5.3323e-13 | 6.5483e-13 | 4.6458e-13 | 7.0211e-13 | 4.5235e-13 | 6.6332e-13 | 4.9402e-13 | 4.0493e-13 | 3.9812e-13 | 7.8842e-13 | 6.3102e-13 | 3.526e-13 | 5.1136e-13 | 7.318e-13 | 3.345e-13 | 6.8023e-13 | 6.6642e-13 | 4.3211e-13 | 7.7752e-13 | 3.3816e-13 | 3.728e-13 | 5.5053e-13 | 3.2742e-13 | 5.6382e-13 | 6.1088e-13 | 4.2173e-13 | 7.3844e-13 | 3.6858e-13 | 2.5531e-13 | 2.6266e-13 | 4.1158e-13 | 3.0181e-13 | 5.8361e-13 | 8.6979e-13 | 5.2753e-13 | 7.0896e-13 | 6.3265e-13 | 5.2459e-13 | 2.1856e-13 | 4.3489e-13 | 3.463e-13 | 7.3412e-13 | 8.0402e-13 | 6.371e-13 | 4.6439e-13 | 5.57e-13 | 3.729e-13 | 4.3774e-13 | 5.993e-13 | 4.226e-13 | 4.9322e-13 | 3.796e-13 | 5.2201e-13 | 6.6629e-13 | 5.86e-13 | 9.3887e-13 | 1.782e-13 | 7.093e-13 | 5.6857e-13 | 5.61e-13 | 4.9679e-13 | 4.6414e-13 | 4.701e-13 | 6.9201e-13 | 8.3306e-13 | 7.6136e-13 | 6.4084e-13 | 5.0803e-13 | 3.1995e-13 | 3.6976e-13 | 4.8605e-13 | 3.832e-13 | 5.87e-13 | 5.0024e-13 | 2.3858e-13 | 4.6549e-13 | 5.8057e-13 | 4.4004e-13 | 8.2809e-13 | 4.8228e-13 | 4.3455e-13 | 6.3169e-13 | 7.799e-13 | 7.515e-13 | 6.592e-13 | 6.0573e-13 | 7.0119e-13 | 3.2111e-13 | 4.4362e-13 | 3.91e-13 | 4.5253e-13 | 4.4341e-13 | 7.9768e-13 | 5.9269e-13 | 3.2411e-13 | 5.3542e-13 | 3.1063e-13 | 4.051e-13 | 4.1544e-13 | 3.5405e-13 | 5.3582e-13 | 6.4577e-13 | 3.1098e-13 | 6.0324e-13 | 4.8351e-13 | 5.3036e-13 | 5.3679e-13 | 1.1725e-12 | 4.3541e-13 | 5.9661e-13 | 3.5012e-13 | 2.6943e-13 | 5.9769e-13 | 4.3435e-13 | 3.6603e-13 | 2.8422e-13 | 3.8078e-13 | 5.7212e-13 | 4.4203e-13 | 5.405e-13 | 4.6551e-13 | 5.2124e-13 | 3.3002e-13 | 6.0427e-13 | 4.5819e-13 | 5.8292e-13 | 5.2065e-13 | 6.253e-13 | 5.1943e-13 | 3.502e-13 | 4.4389e-13 | 5.665e-13 | 5.292e-13 | 6.5128e-13 | 8.014e-13 | 4.8127e-13 | 6.8285e-13 | 3.297e-13 | 6.2482e-13 | 5.4463e-13 | 2.8691e-13 | 5.3744e-13 | 5.5532e-13 | 6.6738e-13 | 5.8078e-13 | 4.3554e-13 | 6.1628e-13 | 4.1678e-13 | 6.6807e-13 | 3.0491e-13 | 7.1071e-13 | 5.1348e-13 | 5.4847e-13 | 5.7016e-13 | 6.2709e-13 | 5.0242e-13 | 3.4789e-13 | 4.2317e-13 | 6.3544e-13 | 4.6371e-13 | 4.8066e-13 | 6.3664e-13 | 7.099e-13 | 4.3223e-13 | 4.4595e-13 | 6.2736e-13 | 5.0992e-13 | 3.848e-13 | 7.1306e-13 | 4.2119e-13 | 4.7734e-13 | 7.8315e-13 | 4.3478e-13 | 4.1298e-13 | 3.216e-13 | 5.3442e-13 | 6.3452e-13 | 5.6609e-13 | 3.8876e-13 | 5.1755e-13 | 3.9862e-13 | 5.4729e-13 | 4.5685e-13 | 4.7657e-13 | 5.0531e-13 | 5.2634e-13 | 4.7711e-13 | 8.751e-13 | 2.995e-13 | 4.9567e-13 | 6.7442e-13 | 4.5071e-13 | 6.8513e-13 | 6.9995e-13 | 5.2307e-13 | 6.1068e-13 | 3.1728e-13 | 6.2001e-13 | 5.6808e-13 | 3.7734e-13 | 4.9109e-13 | 7.0339e-13 | 2.6957e-13 | 6.1606e-13 | 3.6222e-13 | 3.7517e-13 | 6.7954e-13 | 5.5965e-13 | 6.8247e-13 | 3.7443e-13 | 6.0829e-13 | 4.7467e-13 | 4.4182e-13 | 3.5459e-13 | 5.0304e-13 | 4.7348e-13 | 6.1794e-13 | 3.4756e-13 | 4.5317e-13 | 3.932e-13 | 7.9968e-13 | 5.7656e-13 | 3.7712e-13 | 4.0164e-13 | 5.9028e-13 | 5.9466e-13 | 9.2498e-13 | 3.1025e-13 | 3.7311e-13 | 1.0183e-12 | 3.202e-13 | 5.1837e-13 | 6.1291e-13 | 4.4523e-13 | 5.2668e-13 | 7.8889e-13 | 5.8597e-13 | 8.2949e-13 | 5.907e-13 | 3.0944e-13 | 4.0071e-13 | 5.4284e-13 | 2.8889e-13 | 5.2395e-13 | 3.8826e-13 | 3.4093e-13 | 5.7296e-13 | 4.6978e-13 | 3.9843e-13 | 5.732e-13 | 8.8664e-13 | 3.5645e-13 | 3.5048e-13 | 5.1075e-13 | 8.9398e-13 | 5.6648e-13 | 5.6444e-13 | 6.5789e-13 | 4.8209e-13 | 3.6168e-13 | 3.3916e-13 | 6.6816e-13 | 5.0552e-13 | 2.8328e-13 | 7.6691e-13 | 7.2394e-13 | 5.3632e-13 | 5.7477e-13 | 9.3182e-13 | 3.9009e-13 | 6.6327e-13 | 3.8957e-13 | 3.2371e-13 | 3.3512e-13 | 5.7181e-13 | 5.1456e-13 | 3.5729e-13 | 7.1606e-13 | 9.2687e-13 | 4.3667e-13 | 4.9751e-13 | 2.1751e-13 | 5.0451e-13 | 2.2025e-13 | 5.0893e-13 | 6.7705e-13 | 7.8902e-13 | 5.0823e-13 | 6.0248e-13 | 4.9513e-13 | 7.6753e-13 | 6.1744e-13 | 8.1819e-13 | 3.307e-13 | 3.4777e-13 | 4.0752e-13 | 4.8405e-13 | 6.4599e-13 | 4.9679e-13 | 7.1366e-13 | 3.4181e-13 | 5.1458e-13 | 7.3373e-13 | 5.9192e-13 | 5.6664e-13 | 4.8426e-13 | 3.4892e-13 | 5.2963e-13 | 5.2897e-13 | 3.7843e-13 | 4.9993e-13 | 4.5239e-13 | 7.0627e-13 | 3.4432e-13 | 5.0635e-13 | 4.86e-13 | 4.4225e-13 | 6.8065e-13 | 3.9499e-13 | 5.8513e-13 | 3.7358e-13 | 9.8793e-13 | 3.9745e-13 | 7.1847e-13 | 5.3419e-13 | 7.8724e-13 | 3.1398e-13 | 4.7423e-13 | 3.9664e-13 | 5.3618e-13 | 4.6778e-13 | 6.0419e-13 | 3.3099e-13 | 6.1999e-13 | 3.956e-13 | 4.5025e-13 | 4.6377e-13 | 9.0686e-13 | 5.6064e-13 | 8.8213e-13 | 3.269e-13 | 4.3409e-13 | 4.1686e-13 | 5.877e-13 | 5.9503e-13 | 3.1049e-13 | 4.2068e-13 | 6.6034e-13 | 4.0051e-13 | 3.0469e-13 | 6.0147e-13 | 7.1938e-13 | 7.9014e-13 | 6.3391e-13 | 2.9197e-13 | 5.8593e-13 | 5.8044e-13 | 4.806e-13 | 4.2755e-13 | 8.1734e-13 | 7.2796e-13 | 4.0239e-13 | 6.7342e-13 | 8.7461e-13 | 4.6848e-13 | 3.5615e-13 | 4.2617e-13 | 7.0019e-13 | 5.85e-13 | 3.8977e-13 | 4.63e-13 | 2.4237e-13 | 4.8547e-13 | 2.2407e-13 | 6.7168e-13 | 6.0008e-13 | 3.3418e-13 | 5.9464e-13 | 4.6836e-13 | 4.9177e-13 | 3.8266e-13 | 5.9381e-13 | 5.6487e-13 | 6.706e-13 | 4.1515e-13 | 6.6462e-13 | 5.1025e-13 | 6.5446e-13 | 5.5178e-13 | 3.6923e-13 | 4.2755e-13 | 3.8901e-13 | 6.4507e-13 | 6.5866e-13 | 6.0506e-13 | 6.6112e-13
Respiratory tract deposition rate | Ϛ | /s |  |  |  |  | Ϛ | 1.2258e-05 | 1.567e-05 | 1.0021e-05 | 1.4138e-05 | 1.3974e-05 | 1.3199e-05 | 1.1907e-05 | 1.4374e-05 | 9.6397e-06 | 1.299e-05 | 1.5601e-05 | 1.4693e-05 | 1.5631e-05 | 1.5232e-05 | 1.7397e-05 | 1.3033e-05 | 1.4224e-05 | 1.3975e-05 | 1.4471e-05 | 1.1917e-05 | 9.0131e-06 | 1.5622e-05 | 1.5914e-05 | 1.3746e-05 | 1.2062e-05 | 1.4491e-05 | 1.4854e-05 | 1.7948e-05 | 1.3889e-05 | 1.3103e-05 | 1.324e-05 | 1.4563e-05 | 1.286e-05 | 1.7465e-05 | 1.318e-05 | 1.2485e-05 | 1.424e-05 | 1.3159e-05 | 1.7229e-05 | 1.8406e-05 | 1.5159e-05 | 1.7188e-05 | 1.7007e-05 | 1.692e-05 | 1.9903e-05 | 1.5303e-05 | 1.317e-05 | 1.0729e-05 | 1.4381e-05 | 1.4701e-05 | 1.455e-05 | 1.1908e-05 | 1.3277e-05 | 1.5154e-05 | 1.3651e-05 | 1.8133e-05 | 2.0791e-05 | 1.1721e-05 | 1.4313e-05 | 1.8221e-05 | 1.3456e-05 | 1.2296e-05 | 1.3128e-05 | 1.9556e-05 | 1.3468e-05 | 1.252e-05 | 1.2847e-05 | 1.3385e-05 | 1.4791e-05 | 1.3158e-05 | 1.8382e-05 | 9.6139e-06 | 1.6751e-05 | 1.4962e-05 | 1.5195e-05 | 1.4026e-05 | 1.7859e-05 | 1.1243e-05 | 1.268e-05 | 1.7024e-05 | 1.4363e-05 | 1.4384e-05 | 1.3738e-05 | 1.1243e-05 | 1.2003e-05 | 1.4e-05 | 1.524e-05 | 1.4129e-05 | 1.1097e-05 | 1.3171e-05 | 1.4533e-05 | 1.0864e-05 | 1.4014e-05 | 1.7457e-05 | 1.5081e-05 | 1.3392e-05 | 1.4196e-05 | 1.2461e-05 | 1.2567e-05 | 1.0721e-05 | 1.649e-05 | 1.4994e-05 | 1.6113e-05 | 1.192e-05 | 1.2782e-05 | 1.6033e-05 | 1.1901e-05 | 1.2839e-05 | 1.0622e-05 | 1.7484e-05 | 1.4116e-05 | 1.4749e-05 | 1.7007e-05 | 9.1178e-06 | 1.7382e-05 | 1.325e-05 | 1.4657e-05 | 1.2717e-05 | 1.1983e-05 | 1.9336e-05 | 1.2503e-05 | 1.1613e-05 | 1.8241e-05 | 1.2472e-05 | 1.491e-05 | 1.3214e-05 | 1.4368e-05 | 1.3206e-05 | 1.515e-05 | 1.368e-05 | 1.5627e-05 | 1.7907e-05 | 1.5861e-05 | 1.5939e-05 | 1.4134e-05 | 1.2799e-05 | 1.2972e-05 | 1.5346e-05 | 1.4829e-05 | 1.0542e-05 | 1.4056e-05 | 1.6533e-05 | 1.3233e-05 | 1.521e-05 | 1.6288e-05 | 1.538e-05 | 1.2796e-05 | 1.6241e-05 | 1.8327e-05 | 1.7265e-05 | 1.2291e-05 | 1.1276e-05 | 1.2764e-05 | 1.4973e-05 | 9.0432e-06 | 9.8608e-06 | 1.1372e-05 | 1.0464e-05 | 1.6077e-05 | 1.3468e-05 | 1.373e-05 | 1.6985e-05 | 1.1843e-05 | 1.6788e-05 | 1.1783e-05 | 1.3188e-05 | 1.5512e-05 | 1.923e-05 | 1.5409e-05 | 9.9241e-06 | 1.2121e-05 | 1.5058e-05 | 1.3198e-05 | 1.7889e-05 | 1.6506e-05 | 1.4598e-05 | 1.5634e-05 | 1.0284e-05 | 1.082e-05 | 1.0859e-05 | 1.7612e-05 | 1.4324e-05 | 1.5781e-05 | 1.6654e-05 | 1.2408e-05 | 1.346e-05 | 1.4271e-05 | 1.781e-05 | 1.4527e-05 | 1.534e-05 | 1.8874e-05 | 1.2914e-05 | 1.0599e-05 | 1.2214e-05 | 1.109e-05 | 1.2252e-05 | 1.284e-05 | 1.4414e-05 | 1.5784e-05 | 1.5868e-05 | 1.4988e-05 | 1.1177e-05 | 1.4885e-05 | 1.5408e-05 | 1.6777e-05 | 1.9084e-05 | 1.2353e-05 | 1.1978e-05 | 1.653e-05 | 1.3884e-05 | 1.375e-05 | 1.7996e-05 | 1.5815e-05 | 1.6586e-05 | 1.4434e-05 | 1.5101e-05 | 1.1972e-05 | 1.5231e-05 | 1.2377e-05 | 1.7742e-05 | 1.5157e-05 | 1.539e-05 | 1.4203e-05 | 1.5431e-05 | 1.484e-05 | 1.5914e-05 | 1.6397e-05 | 1.3623e-05 | 1.4315e-05 | 1.1635e-05 | 1.5523e-05 | 1.113e-05 | 1.5268e-05 | 9.3728e-06 | 1.5012e-05 | 1.4889e-05 | 1.6319e-05 | 1.3178e-05 | 1.2529e-05 | 1.4736e-05 | 1.6398e-05 | 9.7321e-06 | 1.205e-05 | 1.0771e-05 | 1.4078e-05 | 1.1373e-05 | 1.5906e-05 | 1.5026e-05 | 1.4691e-05 | 1.0873e-05 | 1.1576e-05 | 1.2213e-05 | 1.3875e-05 | 9.5961e-06 | 1.2503e-05 | 1.2283e-05 | 1.3576e-05 | 1.5717e-05 | 1.3124e-05 | 1.4052e-05 | 1.417e-05 | 1.1253e-05 | 1.2961e-05 | 1.3268e-05 | 1.3953e-05 | 1.8052e-05 | 1.5496e-05 | 1.3865e-05 | 1.5833e-05 | 1.3132e-05 | 1.3676e-05 | 1.4352e-05 | 1.1304e-05 | 1.5519e-05 | 1.3707e-05 | 1.3385e-05 | 1.0989e-05 | 1.3352e-05 | 1.8008e-05 | 1.7846e-05 | 1.3961e-05 | 1.1516e-05 | 1.3671e-05 | 1.367e-05 | 1.5642e-05 | 1.3227e-05 | 1.8521e-05 | 1.422e-05 | 1.8529e-05 | 1.5921e-05 | 1.1001e-05 | 1.467e-05 | 1.5764e-05 | 1.6653e-05 | 1.7195e-05 | 1.267e-05 | 1.4e-05 | 1.1279e-05 | 1.7228e-05 | 1.2075e-05 | 1.1984e-05 | 1.28e-05 | 1.1883e-05 | 1.3843e-05 | 1.629e-05 | 9.8996e-06 | 1.4089e-05 | 1.2167e-05 | 1.1214e-05 | 1.2677e-05 | 1.4476e-05 | 1.3653e-05 | 1.5676e-05 | 1.2924e-05 | 1.5281e-05 | 1.2083e-05 | 1.3348e-05 | 1.639e-05 | 1.6789e-05 | 1.267e-05 | 1.713e-05 | 1.5593e-05 | 1.3776e-05 | 1.3411e-05 | 9.8271e-06 | 1.9078e-05 | 1.5372e-05 | 1.6356e-05 | 1.4243e-05 | 1.3757e-05 | 9.9597e-06 | 1.1904e-05 | 1.17e-05 | 1.3798e-05 | 1.1522e-05 | 1.4442e-05 | 1.4985e-05 | 1.8404e-05 | 1.1299e-05 | 1.4766e-05 | 1.1277e-05 | 1.0346e-05 | 1.7304e-05 | 1.1842e-05 | 1.104e-05 | 1.3989e-05 | 1.7355e-05 | 1.6291e-05 | 1.2107e-05 | 1.6029e-05 | 1.339e-05 | 1.5181e-05 | 1.2369e-05 | 1.2031e-05 | 1.2691e-05 | 1.0522e-05 | 1.4186e-05 | 1.7065e-05 | 1.242e-05 | 1.1278e-05 | 1.4985e-05 | 1.4143e-05 | 1.4621e-05 | 1.4549e-05 | 1.0397e-05 | 1.1433e-05 | 1.1974e-05 | 1.3336e-05 | 1.3876e-05 | 1.5148e-05 | 1.433e-05 | 1.2573e-05 | 1.7655e-05 | 1.3352e-05 | 1.6011e-05 | 1.1511e-05 | 1.2088e-05 | 1.0226e-05 | 1.2562e-05 | 1.2103e-05 | 1.6086e-05 | 1.1561e-05 | 1.318e-05 | 1.8479e-05 | 1.1549e-05 | 1.352e-05 | 1.5479e-05 | 1.4633e-05 | 1.5204e-05 | 9.3627e-06 | 1.5695e-05 | 1.3628e-05 | 1.4396e-05 | 1.6706e-05 | 1.575e-05 | 1.6726e-05 | 1.2683e-05 | 1.0819e-05 | 1.1089e-05 | 1.2289e-05 | 1.5504e-05 | 1.5842e-05 | 1.6392e-05 | 1.4751e-05 | 1.4602e-05 | 1.8533e-05 | 1.2431e-05 | 1.389e-05 | 1.2584e-05 | 1.2836e-05 | 1.2748e-05 | 1.3951e-05 | 1.583e-05 | 9.7673e-06 | 1.7764e-05 | 1.1357e-05 | 1.4742e-05 | 1.6397e-05 | 1.4551e-05 | 1.2384e-05 | 1.3316e-05 | 1.2809e-05 | 1.3904e-05 | 1.3625e-05 | 1.4237e-05 | 1.1679e-05 | 1.4495e-05 | 1.3047e-05 | 1.3005e-05 | 1.3832e-05 | 1.3351e-05 | 1.7907e-05 | 1.6247e-05 | 1.2373e-05 | 1.5577e-05 | 1.7297e-05 | 1.5109e-05 | 1.5949e-05 | 1.5868e-05 | 1.6404e-05 | 1.1556e-05 | 1.4757e-05 | 1.2653e-05 | 1.8036e-05 | 1.166e-05 | 1.4842e-05 | 1.317e-05 | 1.5503e-05 | 1.6856e-05 | 1.6076e-05 | 1.01e-05 | 1.181e-05 | 1.2191e-05 | 1.4541e-05 | 1.4288e-05 | 1.6353e-05 | 1.0322e-05 | 1.191e-05 | 1.1452e-05 | 1.3189e-05 | 1.3405e-05 | 1.1014e-05 | 1.7628e-05 | 1.365e-05 | 1.4855e-05 | 1.5682e-05 | 1.3511e-05 | 1.0194e-05 | 1.3277e-05 | 1.7188e-05 | 1.2585e-05 | 1.52e-05 | 1.3446e-05 | 1.2082e-05 | 1.1186e-05 | 1.6768e-05 | 1.4264e-05 | 1.2041e-05 | 1.4154e-05 | 1.3764e-05 | 1.4761e-05 | 1.1893e-05 | 1.3523e-05 | 1.6697e-05 | 1.3099e-05 | 1.4012e-05 | 1.3621e-05 | 1.2034e-05 | 1.4856e-05 | 1.2269e-05 | 1.1178e-05 | 1.3192e-05 | 1.2275e-05 | 1.1975e-05 | 1.5678e-05 | 1.5855e-05 | 1.5811e-05 | 1.7263e-05 | 1.2658e-05 | 1.1582e-05 | 1.6747e-05 | 1.8675e-05 | 1.3587e-05 | 1.6064e-05 | 1.3725e-05 | 1.752e-05 | 1.8098e-05 | 1.6027e-05 | 1.4469e-05 | 1.6133e-05 | 1.3526e-05 | 1.2149e-05 | 1.4907e-05 | 1.807e-05 | 2.0349e-05 | 1.3797e-05 | 1.2845e-05 | 1.1817e-05 | 1.1733e-05 | 1.1648e-05 | 1.2441e-05 | 1.3925e-05 | 1.29e-05 | 1.159e-05 | 1.7293e-05 | 1.3372e-05 | 1.3194e-05 | 1.2378e-05 | 1.4001e-05 | 1.1618e-05 | 1.3133e-05 | 1.3961e-05 | 1.2778e-05 | 1.2748e-05 | 1.4853e-05 | 1.7535e-05 | 1.4722e-05 | 1.1194e-05 | 1.767e-05 | 1.2944e-05 | 1.4117e-05 | 1.7951e-05 | 1.4999e-05 | 1.9555e-05 | 1.485e-05 | 1.4662e-05 | 1.7169e-05 | 1.7276e-05 | 1.7224e-05 | 1.2397e-05 | 1.201e-05 | 1.3673e-05 | 1.3297e-05 | 1.1478e-05 | 1.5458e-05 | 1.3514e-05 | 1.1354e-05 | 1.4364e-05 | 9.1035e-06 | 1.889e-05 | 9.2724e-06 | 1.1587e-05 | 1.453e-05 | 1.6342e-05 | 1.1303e-05 | 1.4151e-05 | 1.3511e-05 | 1.4002e-05 | 1.3342e-05 | 1.502e-05 | 1.233e-05 | 1.3071e-05 | 1.3703e-05 | 1.0997e-05 | 1.6929e-05 | 1.4579e-05 | 1.5387e-05 | 1.1874e-05 | 1.6487e-05 | 1.2077e-05 | 1.0528e-05 | 1.835e-05 | 1.3867e-05 | 1.179e-05 | 1.3684e-05 | 1.6405e-05 | 1.1982e-05 | 1.2232e-05 | 9.7981e-06 | 1.7006e-05 | 1.357e-05 | 1.3375e-05 | 1.8817e-05 | 1.6276e-05 | 1.1895e-05 | 1.298e-05 | 1.024e-05 | 1.4058e-05 | 1.9342e-05 | 1.4885e-05 | 1.3111e-05 | 1.6872e-05 | 1.396e-05 | 1.2644e-05 | 1.7716e-05 | 1.2401e-05 | 1.4662e-05 | 1.8014e-05 | 1.4753e-05 | 1.3656e-05 | 1.3285e-05 | 1.2842e-05 | 1.6872e-05 | 1.8508e-05 | 1.6532e-05 | 9.9632e-06 | 1.3435e-05 | 1.4553e-05 | 1.1115e-05 | 1.1752e-05 | 1.91e-05 | 1.4264e-05 | 1.5615e-05 | 1.3931e-05 | 1.2223e-05 | 1.5318e-05 | 1.3681e-05 | 1.0838e-05 | 1.1408e-05 | 1.1839e-05 | 1.9201e-05 | 1.0264e-05 | 1.5269e-05 | 1.7149e-05 | 1.6295e-05 | 1.2792e-05 | 1.363e-05 | 1.58e-05 | 1.3583e-05 | 1.7299e-05 | 1.1618e-05 | 1.0897e-05 | 1.471e-05 | 1.4605e-05 | 1.219e-05 | 1.3002e-05 | 1.2853e-05 | 1.3633e-05 | 1.4515e-05 | 1.1218e-05 | 1.3782e-05 | 1.7142e-05 | 1.4091e-05 | 1.2949e-05 | 1.4887e-05 | 1.7607e-05 | 1.6403e-05 | 1.4086e-05 | 1.734e-05 | 1.2443e-05 | 1.7325e-05 | 1.106e-05 | 1.4749e-05 | 1.2931e-05 | 1.8051e-05 | 1.2845e-05 | 1.9384e-05 | 1.607e-05 | 1.8032e-05 | 1.2291e-05 | 1.2499e-05 | 1.4537e-05 | 1.4891e-05 | 1.4594e-05 | 1.7172e-05 | 1.7298e-05 | 1.359e-05 | 1.7405e-05 | 1.2764e-05 | 1.4459e-05 | 1.4326e-05 | 1.3426e-05 | 1.311e-05 | 1.615e-05 | 1.1081e-05 | 1.0593e-05 | 1.4466e-05 | 1.393e-05 | 1.4415e-05 | 1.5895e-05 | 1.5414e-05 | 1.564e-05 | 1.8112e-05 | 1.6884e-05 | 1.6159e-05 | 1.5526e-05 | 1.5049e-05 | 1.5941e-05 | 1.4723e-05 | 1.1711e-05 | 1.3774e-05 | 1.3823e-05 | 1.5751e-05 | 1.5332e-05 | 1.441e-05 | 1.358e-05 | 1.478e-05 | 1.5467e-05 | 1.3988e-05 | 1.517e-05 | 1.0592e-05 | 1.6617e-05 | 1.4062e-05 | 1.6899e-05 | 1.5417e-05 | 1.3084e-05 | 1.9001e-05 | 1.1289e-05 | 1.487e-05 | 1.1784e-05 | 1.4441e-05 | 1.3351e-05 | 1.2257e-05 | 1.5106e-05 | 1.276e-05 | 1.1642e-05 | 1.3342e-05 | 1.1971e-05 | 1.4558e-05 | 1.4486e-05 | 2.0229e-05 | 1.9131e-05 | 1.2726e-05 | 1.1413e-05 | 1.3477e-05 | 1.5121e-05 | 1.2406e-05 | 1.743e-05 | 1.1224e-05 | 1.1416e-05 | 1.669e-05 | 1.2255e-05 | 1.3861e-05 | 1.2502e-05 | 1.3252e-05 | 1.3103e-05 | 1.4711e-05 | 1.0201e-05 | 1.0696e-05 | 1.1494e-05 | 1.1158e-05 | 1.8324e-05 | 1.7689e-05 | 1.3432e-05 | 1.2727e-05 | 1.3939e-05 | 1.4777e-05 | 1.5137e-05 | 1.1271e-05 | 1.159e-05 | 1.2931e-05 | 1.2579e-05 | 1.6144e-05 | 1.3053e-05 | 1.2619e-05 | 1.1156e-05 | 1.6399e-05 | 1.3779e-05 | 1.3822e-05 | 1.0913e-05 | 1.3929e-05 | 1.1661e-05 | 1.4282e-05 | 1.2168e-05 | 1.1848e-05 | 1.3434e-05 | 1.7415e-05 | 1.5473e-05 | 1.4255e-05 | 1.0774e-05 | 1.6797e-05 | 1.5693e-05 | 1.3968e-05 | 1.5587e-05 | 1.4548e-05 | 1.5117e-05 | 1.2227e-05 | 1.5554e-05 | 1.1886e-05 | 1.4295e-05 | 1.1183e-05 | 1.2714e-05 | 1.7459e-05 | 1.0091e-05 | 1.4346e-05 | 1.2157e-05 | 1.1631e-05 | 1.5678e-05 | 1.1558e-05 | 1.0542e-05 | 1.5956e-05 | 1.3632e-05 | 1.5769e-05 | 1.1809e-05 | 1.4853e-05 | 1.4865e-05 | 1.2186e-05 | 8.9207e-06 | 1.5892e-05 | 1.5299e-05 | 1.3159e-05 | 1.6236e-05 | 1.7317e-05 | 1.1874e-05 | 1.3835e-05 | 1.6502e-05 | 1.0535e-05 | 1.604e-05 | 1.2784e-05 | 1.4925e-05 | 1.5768e-05 | 1.9426e-05 | 1.6024e-05 | 1.7348e-05 | 1.4828e-05 | 1.6018e-05 | 1.3842e-05 | 1.1877e-05 | 1.2514e-05 | 1.6475e-05 | 1.4658e-05 | 1.2155e-05 | 1.3389e-05 | 1.2208e-05 | 1.2291e-05 | 1.411e-05 | 1.2979e-05 | 1.6851e-05 | 1.495e-05 | 1.1659e-05 | 1.455e-05 | 1.1211e-05 | 1.7781e-05 | 1.6149e-05 | 1.1244e-05 | 1.3114e-05 | 1.7991e-05 | 1.4845e-05 | 1.0215e-05 | 1.3465e-05 | 1.2725e-05 | 1.4507e-05 | 1.393e-05 | 1.4475e-05 | 1.6229e-05 | 1.7053e-05 | 1.2263e-05 | 1.3214e-05 | 1.1947e-05 | 1.3899e-05 | 1.6017e-05 | 1.5977e-05 | 1.487e-05 | 1.6125e-05 | 1.1973e-05 | 1.3082e-05 | 1.165e-05 | 1.5353e-05 | 1.4817e-05 | 1.3509e-05 | 1.2854e-05 | 1.5782e-05 | 1.3823e-05 | 1.3548e-05 | 1.3113e-05 | 1.0775e-05 | 1.3339e-05 | 1.3525e-05 | 1.6096e-05 | 1.5785e-05 | 1.3525e-05 | 1.2855e-05 | 1.1925e-05 | 1.7162e-05 | 1.576e-05 | 1.7076e-05 | 1.4228e-05 | 1.3133e-05 | 1.4456e-05 | 1.3159e-05 | 1.589e-05 | 1.4848e-05 | 1.6457e-05 | 1.4899e-05 | 1.2474e-05 | 1.6235e-05 | 1.1698e-05 | 1.0322e-05 | 1.667e-05 | 1.7797e-05 | 1.0089e-05 | 1.4856e-05 | 1.404e-05 | 1.3464e-05 | 1.1165e-05 | 1.0999e-05 | 1.4512e-05 | 1.1788e-05 | 1.1947e-05 | 1.7641e-05 | 1.7009e-05 | 1.0996e-05 | 1.3849e-05 | 1.6173e-05 | 1.3359e-05 | 1.5149e-05 | 1.7194e-05 | 1.2006e-05 | 1.1679e-05 | 1.4233e-05 | 1.5326e-05 | 1.3391e-05 | 1.6633e-05 | 1.3835e-05 | 1.5103e-05 | 9.9469e-06 | 1.1885e-05 | 1.4526e-05 | 1.4032e-05 | 1.5153e-05 | 1.2314e-05 | 1.24e-05 | 1.5551e-05 | 1.1348e-05 | 1.3651e-05 | 1.3683e-05 | 1.2775e-05 | 1.4057e-05 | 1.2146e-05 | 1.1795e-05 | 1.5184e-05 | 1.8782e-05 | 1.2202e-05 | 1.2983e-05 | 1.6805e-05 | 1.4645e-05 | 1.8234e-05 | 1.4412e-05 | 1.3809e-05 | 1.6003e-05 | 1.3975e-05 | 1.3954e-05 | 1.0741e-05 | 1.0818e-05 | 1.487e-05 | 1.1532e-05 | 1.4056e-05 | 1.0653e-05 | 1.5399e-05 | 1.1304e-05 | 1.2005e-05 | 1.7414e-05 | 1.5386e-05 | 1.3574e-05 | 1.3056e-05 | 1.5348e-05 | 1.0436e-05 | 1.4149e-05 | 1.6588e-05 | 1.5669e-05 | 1.3402e-05 | 1.4222e-05 | 1.1191e-05 | 1.3991e-05 | 1.3092e-05 | 1.4959e-05 | 1.1887e-05 | 1.4525e-05 | 1.5089e-05 | 1.4697e-05 | 1.269e-05 | 1.4972e-05 | 1.2752e-05 | 1.4795e-05 | 1.7278e-05 | 1.285e-05 | 1.4272e-05 | 1.3414e-05 | 1.059e-05 | 1.4646e-05 | 1.2274e-05 | 1.0663e-05 | 1.639e-05 | 1.3126e-05 | 1.1628e-05 | 1.2621e-05 | 1.4867e-05 | 1.4796e-05 | 1.5351e-05 | 1.1221e-05 | 1.358e-05 | 1.3441e-05 | 1.4454e-05 | 1.1207e-05 | 1.5782e-05 | 1.8137e-05 | 1.2965e-05 | 1.2378e-05 | 1.4448e-05 | 1.2412e-05 | 1.498e-05 | 1.1373e-05 | 1.8e-05 | 1.3007e-05 | 1.297e-05 | 1.3235e-05 | 1.4552e-05 | 1.2733e-05 | 1.3111e-05 | 1.4423e-05 | 1.6386e-05 | 1.7966e-05 | 1.5693e-05 | 1.447e-05 | 1.1469e-05 | 1.1212e-05 | 1.5113e-05 | 1.5869e-05 | 1.4266e-05 | 1.3042e-05 | 1.4584e-05 | 1.359e-05 | 1.0675e-05 | 1.3624e-05 | 1.2529e-05 | 1.4441e-05 | 1.208e-05 | 1.687e-05 | 1.0236e-05 | 1.0865e-05 | 1.1774e-05 | 1.3462e-05 | 1.4337e-05 | 1.2685e-05 | 1.5336e-05 | 9.8388e-06 | 1.7193e-05 | 1.4734e-05 | 1.3417e-05 | 1.2375e-05 | 9.9332e-06 | 1.7868e-05 | 1.4826e-05 | 1.4296e-05 | 1.5606e-05 | 1.3893e-05 | 1.7653e-05 | 1.7241e-05 | 1.2793e-05 | 1.1682e-05 | 1.8502e-05 | 1.5441e-05 | 1.9322e-05 | 1.4506e-05 | 1.6139e-05 | 1.3879e-05 | 1.9352e-05 | 1.3969e-05 | 1.4289e-05 | 1.1599e-05 | 1.3493e-05 | 1.6182e-05 | 1.5766e-05 | 1.1445e-05 | 1.8886e-05 | 9.9849e-06 | 1.7462e-05 | 1.0454e-05 | 1.5636e-05 | 1.1535e-05 | 1.9027e-05 | 1.3627e-05 | 1.2865e-05 | 1.7358e-05 | 1.2824e-05 | 1.6473e-05 | 1.6265e-05 | 1.8571e-05 | 1.6274e-05 | 1.3607e-05 | 1.7786e-05 | 1.8644e-05 | 1.3491e-05 | 1.5549e-05 | 1.4177e-05 | 1.1921e-05 | 1.671e-05 | 1.5584e-05 | 1.8323e-05 | 1.4186e-05 | 1.4834e-05 | 1.3211e-05 | 1.1385e-05 | 1.501e-05 | 1.7123e-05 | 1.1956e-05 | 1.1002e-05 | 1.3857e-05 | 1.569e-05 | 1.4524e-05 | 1.3551e-05 | 1.8723e-05 | 1.2513e-05 | 1.4881e-05 | 1.2031e-05 | 1.6716e-05 | 1.2619e-05 | 1.2677e-05 | 1.5522e-05 | 1.2147e-05 | 1.368e-05 | 1.3234e-05 | 1.276e-05 | 1.2463e-05 | 1.3921e-05 | 1.2501e-05 | 1.1921e-05 | 1.3334e-05 | 1.2963e-05 | 1.2834e-05 | 1.8453e-05 | 1.3152e-05 | 1.5134e-05 | 1.1963e-05 | 1.2874e-05 | 1.2433e-05 | 1.1656e-05 | 1.1741e-05 | 1.2259e-05 | 1.3752e-05 | 1.2876e-05 | 1.5545e-05 | 1.6915e-05 | 1.2033e-05 | 1.7045e-05 | 1.2596e-05 | 1.6824e-05 | 1.4334e-05 | 1.4735e-05 | 8.9897e-06 | 1.4208e-05 | 1.4745e-05 | 1.4482e-05 | 1.3086e-05 | 1.7172e-05 | 1.4845e-05 | 1.2664e-05 | 1.4931e-05 | 1.241e-05 | 1.2377e-05 | 1.2884e-05 | 1.2278e-05 | 1.3623e-05 | 1.6813e-05 | 1.1471e-05 | 1.2819e-05 | 1.2312e-05 | 1.2173e-05 | 1.5129e-05 | 1.389e-05 | 1.4343e-05 | 1.713e-05 | 1.5453e-05 | 1.8327e-05 | 1.5491e-05 | 1.3054e-05 | 1.6773e-05 | 1.6631e-05 | 1.784e-05 | 9.5114e-06 | 1.4308e-05 | 1.207e-05 | 1.2819e-05 | 1.6275e-05 | 1.6465e-05 | 1.4505e-05 | 1.6646e-05 | 1.4255e-05 | 1.6511e-05 | 1.3168e-05 | 1.3529e-05 | 1.4744e-05 | 1.7862e-05 | 1.0909e-05 | 1.6117e-05 | 1.3493e-05 | 1.1905e-05 | 1.0814e-05 | 1.4835e-05 | 1.1554e-05 | 1.1615e-05 | 1.5783e-05 | 1.5644e-05 | 1.5539e-05 | 1.065e-05 | 1.2082e-05 | 1.1236e-05 | 1.7528e-05 | 1.6362e-05 | 1.2697e-05 | 1.4738e-05 | 1.2273e-05 | 1.2184e-05 | 1.027e-05 | 1.0374e-05 | 1.335e-05 | 1.5836e-05 | 1.4953e-05 | 1.5003e-05 | 1.8242e-05 | 1.4073e-05 | 1.4591e-05 | 1.4784e-05 | 1.6916e-05 | 1.7851e-05 | 1.389e-05 | 1.8344e-05 | 1.5755e-05 | 1.1696e-05 | 1.2923e-05 | 1.4319e-05 | 1.773e-05 | 1.2739e-05 | 1.4699e-05 | 1.6135e-05 | 1.1302e-05 | 1.4033e-05 | 1.6593e-05 | 1.3262e-05 | 1.6243e-05 | 1.3223e-05 | 1.3482e-05 | 1.4451e-05 | 1.5861e-05 | 1.393e-05 | 1.3446e-05 | 1.3941e-05 | 1.6259e-05 | 1.6188e-05 | 1.7263e-05 | 1.1426e-05 | 1.2557e-05 | 1.4696e-05 | 1.4223e-05 | 1.707e-05 | 1.4098e-05 | 1.2472e-05 | 1.392e-05 | 1.6737e-05 | 1.5616e-05 | 1.5498e-05 | 1.1351e-05 | 1.3434e-05 | 1.3311e-05 | 1.1525e-05 | 1.7988e-05 | 1.4382e-05 | 1.3548e-05 | 1.7264e-05 | 1.508e-05 | 1.4551e-05 | 1.6026e-05 | 1.2905e-05 | 1.3453e-05 | 1.5749e-05 | 1.599e-05 | 1.6351e-05 | 1.1723e-05 | 1.4541e-05 | 1.6985e-05 | 1.4719e-05 | 1.6108e-05 | 1.7989e-05 | 1.4266e-05 | 1.7908e-05 | 1.452e-05 | 1.7612e-05 | 1.0822e-05 | 1.3695e-05 | 1.602e-05 | 1.2453e-05 | 1.0433e-05 | 1.2616e-05 | 1.5753e-05 | 1.3936e-05 | 1.8507e-05 | 1.6037e-05 | 1.0147e-05 | 1.5826e-05 | 1.5591e-05 | 1.2267e-05 | 1.2975e-05 | 1.3613e-05 | 1.5021e-05 | 1.5854e-05 | 1.1936e-05 | 1.7548e-05 | 1.6942e-05 | 1.4868e-05 | 1.1688e-05 | 1.434e-05 | 1.1679e-05 | 1.4722e-05 | 1.3525e-05 | 1.1791e-05 | 1.5795e-05 | 1.7291e-05 | 1.1342e-05 | 1.1704e-05 | 1.163e-05 | 1.5341e-05 | 1.629e-05 | 1.9074e-05 | 1.5409e-05 | 1.6083e-05 | 1.2434e-05 | 1.5652e-05 | 1.7351e-05 | 1.4706e-05 | 1.2057e-05 | 1.7062e-05 | 1.4719e-05 | 1.3891e-05 | 1.4369e-05 | 1.3512e-05 | 1.2619e-05 | 1.5974e-05 | 1.2241e-05 | 1.27e-05 | 1.6232e-05 | 1.0438e-05 | 1.3829e-05 | 1.084e-05 | 1.0374e-05 | 1.208e-05 | 1.3594e-05 | 1.2275e-05 | 1.0299e-05 | 1.1116e-05 | 1.0211e-05 | 1.7904e-05 | 1.2508e-05 | 1.5507e-05 | 1.2883e-05 | 1.4464e-05 | 1.8576e-05 | 1.3862e-05 | 1.2617e-05 | 1.2241e-05 | 1.4985e-05 | 1.7715e-05 | 1.1003e-05 | 1.5438e-05 | 1.5398e-05 | 1.4799e-05 | 1.1709e-05 | 1.6122e-05 | 1.6176e-05 | 1.3999e-05 | 1.1111e-05 | 1.1091e-05 | 1.691e-05 | 1.2856e-05 | 1.263e-05 | 1.0961e-05 | 1.3512e-05 | 1.4603e-05 | 1.6542e-05 | 1.3431e-05 | 1.2984e-05 | 1.4063e-05 | 1.4083e-05 | 1.525e-05 | 1.3783e-05 | 1.2368e-05 | 1.4303e-05 | 1.3582e-05 | 1.5084e-05 | 1.227e-05 | 1.6385e-05 | 1.547e-05 | 1.183e-05 | 1.1375e-05 | 1.3283e-05 | 1.5082e-05 | 1.5266e-05 | 1.6241e-05 | 1.3785e-05 | 1.6478e-05 | 1.609e-05 | 1.1797e-05 | 1.0113e-05 | 1.5925e-05 | 1.4234e-05 | 1.3963e-05 | 1.407e-05 | 1.6632e-05 | 1.4723e-05 | 1.0106e-05 | 1.4632e-05 | 1.2105e-05 | 1.1025e-05 | 1.1701e-05 | 1.1893e-05 | 1.232e-05 | 1.3573e-05 | 1.4636e-05 | 1.5777e-05 | 1.235e-05 | 1.4255e-05 | 1.267e-05 | 9.9493e-06 | 1.3011e-05 | 1.2182e-05 | 1.08e-05 | 1.3053e-05 | 1.1935e-05 | 1.5628e-05 | 1.3715e-05 | 1.2069e-05 | 1.3032e-05 | 1.7302e-05 | 1.6408e-05 | 1.3302e-05 | 1.2401e-05 | 1.8879e-05 | 1.4357e-05 | 1.3531e-05 | 1.7124e-05 | 1.6194e-05 | 1.1433e-05 | 9.7232e-06 | 1.2535e-05 | 1.804e-05 | 1.3628e-05 | 1.1686e-05 | 1.2545e-05 | 8.4593e-06 | 1.8463e-05 | 1.2972e-05 | 1.7841e-05 | 1.4277e-05 | 1.236e-05 | 1.6869e-05 | 1.5336e-05 | 1.6571e-05 | 1.092e-05 | 1.5541e-05 | 1.3984e-05 | 1.2612e-05 | 1.3166e-05 | 1.3689e-05 | 1.1797e-05 | 1.3153e-05 | 1.1346e-05 | 1.8467e-05 | 1.5185e-05 | 1.2938e-05 | 1.4079e-05 | 1.5564e-05 | 1.1477e-05 | 1.671e-05 | 1.191e-05 | 1.5058e-05 | 1.1028e-05 | 1.4738e-05 | 1.3062e-05 | 1.6273e-05 | 1.1543e-05 | 1.7748e-05 | 1.2913e-05 | 1.7364e-05 | 1.2217e-05 | 1.4094e-05 | 1.5001e-05 | 1.5293e-05 | 1.7504e-05 | 1.5823e-05 | 1.6389e-05 | 1.0776e-05 | 1.1014e-05 | 1.5404e-05 | 1.3109e-05 | 1.1791e-05 | 1.0105e-05 | 9.8097e-06 | 1.7367e-05 | 1.1144e-05 | 1.3764e-05 | 1.338e-05 | 1.6089e-05 | 1.3801e-05 | 1.1347e-05 | 1.9232e-05 | 1.6422e-05 | 1.3199e-05 | 1.3715e-05 | 1.3229e-05 | 1.4941e-05 | 1.4e-05 | 1.2771e-05 | 9.976e-06 | 1.65e-05 | 1.6303e-05 | 1.2094e-05 | 1.2845e-05 | 1.2263e-05 | 1.696e-05 | 1.4641e-05 | 1.2535e-05 | 1.3475e-05 | 1.2778e-05 | 1.2512e-05 | 1.0757e-05 | 1.4921e-05 | 1.5102e-05 | 1.7432e-05 | 1.1506e-05 | 1.1146e-05 | 1.1965e-05 | 1.7559e-05 | 1.8096e-05 | 1.1925e-05 | 1.2089e-05 | 1.5902e-05 | 1.3583e-05 | 1.5898e-05 | 1.8924e-05 | 1.2563e-05 | 1.2391e-05 | 1.4664e-05 | 1.0482e-05 | 1.7148e-05 | 1.2396e-05 | 1.4864e-05 | 1.5248e-05 | 1.5661e-05 | 1.229e-05 | 1.5735e-05 | 1.1651e-05 | 1.2462e-05 | 1.1731e-05 | 1.2916e-05 | 1.6376e-05 | 1.4299e-05 | 1.1493e-05 | 1.6517e-05 | 1.6885e-05 | 1.2782e-05 | 1.6144e-05 | 1.5754e-05 | 1.4488e-05 | 1.0739e-05 | 1.6061e-05 | 1.1702e-05 | 1.7425e-05 | 1.2228e-05 | 1.4827e-05 | 1.4044e-05 | 1.8948e-05 | 1.741e-05 | 1.4558e-05 | 1.6782e-05 | 1.243e-05 | 1.6022e-05 | 1.6367e-05 | 1.2254e-05 | 1.2716e-05 | 1.4615e-05 | 1.4396e-05 | 1.6647e-05 | 1.2527e-05 | 1.4669e-05 | 1.5024e-05 | 1.3181e-05 | 1.5931e-05 | 1.6967e-05 | 1.7823e-05 | 1.5112e-05 | 1.1711e-05 | 1.2676e-05 | 1.3221e-05 | 1.7979e-05 | 1.1653e-05 | 1.5723e-05 | 1.5356e-05 | 1.6877e-05 | 1.1896e-05 | 1.7567e-05 | 1.5795e-05 | 9.8872e-06 | 1.4911e-05 | 1.1587e-05 | 1.7879e-05 | 1.1844e-05 | 1.6525e-05 | 1.2406e-05 | 1.2535e-05 | 1.3618e-05 | 1.5861e-05 | 1.3481e-05 | 1.3553e-05 | 1.4658e-05 | 1.0594e-05 | 1.2118e-05 | 1.3755e-05 | 1.182e-05 | 1.2907e-05 | 1.5052e-05 | 1.3265e-05 | 1.5947e-05 | 1.2303e-05 | 1.54e-05 | 1.3716e-05 | 1.4089e-05 | 1.5741e-05 | 1.0275e-05 | 1.3607e-05 | 1.5426e-05 | 1.0175e-05 | 1.2658e-05 | 1.6082e-05 | 1.2819e-05 | 1.4733e-05 | 1.5912e-05 | 1.4369e-05 | 1.0732e-05 | 1.55e-05 | 1.2032e-05 | 1.6444e-05 | 1.2394e-05 | 1.3217e-05 | 9.6059e-06 | 1.5378e-05 | 1.1188e-05 | 1.3424e-05 | 1.3327e-05 | 1.5671e-05 | 1.3521e-05 | 1.6966e-05 | 1.3679e-05 | 1.4079e-05 | 1.4019e-05 | 9.9081e-06 | 1.467e-05 | 1.4771e-05 | 1.0693e-05 | 1.4061e-05 | 9.7151e-06 | 1.4033e-05 | 1.4449e-05 | 1.4197e-05 | 1.4098e-05 | 1.5167e-05 | 1.7001e-05 | 1.4585e-05 | 1.4061e-05 | 1.1973e-05 | 1.1406e-05 | 1.7304e-05 | 1.0659e-05 | 1.6425e-05 | 1.3751e-05 | 1.0849e-05 | 1.3895e-05 | 1.1939e-05 | 1.7474e-05 | 1.1986e-05 | 1.164e-05 | 1.6377e-05 | 1.2942e-05 | 1.1141e-05 | 1.6573e-05 | 1.4002e-05 | 1.3744e-05 | 1.6496e-05 | 1.5364e-05 | 1.6957e-05 | 1.5689e-05 | 1.4031e-05 | 1.1149e-05 | 1.3915e-05 | 1.8198e-05 | 1.2738e-05 | 1.5519e-05 | 1.4498e-05 | 1.1191e-05 | 1.5738e-05 | 1.4259e-05 | 1.7986e-05 | 1.5349e-05 | 1.212e-05 | 1.476e-05 | 1.3594e-05 | 1.2442e-05 | 1.4937e-05 | 1.2971e-05 | 1.378e-05 | 1.4573e-05 | 1.5813e-05 | 1.4572e-05 | 1.7353e-05 | 1.4131e-05 | 1.1778e-05 | 1.972e-05 | 1.3344e-05 | 1.4271e-05 | 1.6025e-05 | 1.4738e-05 | 1.5231e-05 | 1.1575e-05 | 1.3486e-05 | 1.2036e-05 | 1.291e-05 | 1.5651e-05 | 1.5982e-05 | 1.2984e-05 | 1.1116e-05 | 1.2532e-05 | 1.3131e-05 | 1.5674e-05 | 1.4251e-05 | 1.4573e-05 | 1.5006e-05 | 1.2128e-05 | 1.3433e-05 | 1.1201e-05 | 1.5583e-05 | 1.4345e-05 | 1.6191e-05 | 1.3843e-05 | 1.5196e-05 | 1.3008e-05 | 1.0948e-05 | 1.1827e-05 | 1.3704e-05 | 1.389e-05 | 1.4524e-05 | 1.0845e-05 | 1.309e-05 | 1.2786e-05 | 1.4902e-05 | 1.3275e-05 | 2.1181e-05 | 1.2569e-05 | 1.049e-05 | 1.4865e-05 | 1.3325e-05 | 1.497e-05 | 1.2153e-05 | 1.2806e-05 | 1.3144e-05 | 1.2497e-05 | 1.2838e-05 | 1.6781e-05 | 1.7265e-05 | 1.9094e-05 | 1.2662e-05 | 1.6498e-05 | 1.5641e-05 | 1.5095e-05 | 1.4763e-05 | 2.0282e-05 | 1.4592e-05 | 1.1259e-05 | 1.6074e-05 | 1.3481e-05 | 1.3078e-05 | 1.2859e-05 | 1.7767e-05 | 1.2182e-05 | 1.3216e-05 | 1.7237e-05 | 1.4782e-05 | 1.2946e-05 | 1.1208e-05 | 1.4662e-05 | 1.6771e-05 | 1.1098e-05 | 1.7173e-05 | 1.3192e-05 | 1.327e-05 | 1.2664e-05 | 1.4592e-05 | 1.8765e-05 | 1.5599e-05 | 1.2674e-05 | 1.9165e-05 | 1.6335e-05 | 1.0753e-05 | 1.6748e-05 | 1.8298e-05 | 1.6816e-05 | 1.483e-05 | 1.0563e-05 | 1.1293e-05 | 1.1884e-05 | 1.5655e-05 | 1.8604e-05 | 1.3036e-05 | 1.9171e-05 | 1.1873e-05 | 1.2881e-05 | 1.5737e-05 | 1.6484e-05 | 1.5753e-05 | 1.374e-05 | 1.3366e-05 | 1.1645e-05 | 1.362e-05 | 1.4571e-05 | 1.1145e-05 | 1.0789e-05 | 1.4238e-05 | 1.4305e-05 | 1.0601e-05 | 1.166e-05 | 1.4824e-05 | 1.1036e-05 | 1.6789e-05 | 1.5155e-05 | 1.5124e-05 | 1.0912e-05 | 1.3187e-05 | 1.316e-05 | 1.6243e-05 | 1.537e-05 | 1.4888e-05 | 1.2645e-05 | 1.1839e-05 | 1.5024e-05 | 1.6748e-05 | 1.1032e-05 | 1.486e-05 | 1.6914e-05 | 1.4697e-05 | 1.2876e-05 | 1.333e-05 | 1.8674e-05 | 1.6722e-05 | 1.1463e-05 | 1.6403e-05 | 1.3989e-05 | 1.4471e-05 | 1.4059e-05 | 1.7391e-05 | 1.1681e-05 | 1.5472e-05 | 1.5436e-05 | 1.5913e-05 | 1.3765e-05 | 1.3625e-05 | 1.4092e-05 | 1.3041e-05 | 1.4513e-05 | 1.5508e-05 | 1.4823e-05 | 1.3113e-05 | 1.4601e-05 | 1.261e-05 | 1.5043e-05 | 1.5584e-05 | 1.8238e-05 | 1.2691e-05 | 1.3268e-05 | 1.2094e-05 | 1.256e-05 | 1.402e-05 | 1.1812e-05 | 1.5845e-05 | 1.7138e-05 | 1.1665e-05 | 1.5857e-05 | 1.6975e-05 | 1.2499e-05 | 1.6161e-05 | 1.2245e-05 | 1.5856e-05 | 1.4496e-05 | 1.4868e-05 | 1.3977e-05 | 1.2002e-05 | 1.0776e-05 | 1.5053e-05 | 1.3925e-05 | 1.1992e-05 | 1.9741e-05 | 1.3417e-05 | 1.7637e-05 | 1.559e-05 | 1.5989e-05 | 1.2837e-05 | 1.3826e-05 | 1.18e-05 | 1.0151e-05 | 1.1063e-05 | 1.1933e-05 | 1.4951e-05 | 1.2265e-05 | 1.427e-05 | 1.1263e-05 | 1.2557e-05 | 1.6579e-05 | 1.5108e-05 | 1.396e-05 | 1.6554e-05 | 1.1592e-05 | 1.0437e-05 | 1.6644e-05 | 1.8522e-05 | 1.304e-05 | 1.2963e-05 | 1.4667e-05 | 1.3063e-05 | 1.2474e-05 | 1.4507e-05 | 1.1346e-05 | 1.4005e-05 | 1.1141e-05 | 1.5629e-05 | 1.3982e-05 | 1.4622e-05 | 1.089e-05 | 1.2979e-05 | 1.596e-05 | 1.201e-05 | 1.1162e-05 | 1.6064e-05 | 1.2951e-05 | 1.12e-05 | 1.1579e-05 | 1.7365e-05 | 1.6145e-05 | 1.2156e-05 | 1.5201e-05 | 1.4294e-05 | 1.7829e-05 | 1.3459e-05 | 1.2586e-05 | 1.8802e-05 | 1.4232e-05 | 1.1724e-05 | 1.3794e-05 | 1.5452e-05 | 1.5876e-05 | 1.2652e-05 | 1.6993e-05 | 1.4921e-05 | 1.1573e-05 | 1.7765e-05 | 1.7159e-05 | 1.6307e-05 | 1.2445e-05 | 1.3556e-05 | 1.9595e-05 | 1.641e-05 | 1.5668e-05 | 1.4087e-05 | 1.3109e-05 | 1.2861e-05 | 1.2484e-05 | 1.2952e-05 | 1.2599e-05 | 1.5836e-05 | 1.511e-05 | 1.1852e-05 | 1.1837e-05 | 1.0125e-05 | 1.0207e-05 | 1.3029e-05 | 1.6432e-05 | 1.515e-05 | 1.2362e-05 | 1.1577e-05 | 1.1505e-05 | 1.3688e-05 | 1.2571e-05 | 1.4565e-05 | 1.779e-05 | 1.1945e-05 | 1.4396e-05 | 1.6012e-05 | 1.3806e-05 | 1.2166e-05 | 1.6139e-05 | 1.1309e-05 | 1.412e-05 | 1.2798e-05 | 1.3106e-05 | 1.4338e-05 | 1.6378e-05 | 1.0359e-05 | 1.3829e-05 | 1.3865e-05 | 1.5077e-05 | 1.7214e-05 | 1.4034e-05 | 1.3538e-05 | 1.482e-05 | 1.6697e-05 | 1.5996e-05 | 1.236e-05 | 1.2965e-05 | 1.2345e-05 | 1.3398e-05 | 1.3797e-05 | 1.2029e-05 | 8.6896e-06 | 1.6868e-05 | 1.2422e-05 | 1.256e-05 | 1.2174e-05 | 1.5154e-05 | 1.4514e-05 | 1.0198e-05 | 1.4303e-05 | 1.3509e-05 | 1.4085e-05 | 1.1788e-05 | 1.5391e-05 | 1.1701e-05 | 1.3384e-05 | 1.6243e-05 | 1.2109e-05 | 1.6249e-05 | 1.3639e-05 | 1.4948e-05 | 1.3181e-05 | 1.3955e-05 | 1.1928e-05 | 1.2514e-05 | 1.6292e-05 | 1.7037e-05 | 1.1203e-05 | 1.6287e-05 | 1.3788e-05 | 1.6636e-05 | 1.985e-05 | 1.5862e-05 | 1.6241e-05 | 1.3757e-05 | 1.2192e-05 | 1.1415e-05 | 1.6133e-05 | 1.0317e-05 | 1.4561e-05 | 1.1844e-05 | 1.1076e-05 | 1.9335e-05 | 1.1683e-05 | 1.394e-05 | 1.5341e-05 | 1.4821e-05 | 1.4433e-05 | 1.6434e-05 | 1.3005e-05 | 1.3666e-05 | 1.3226e-05 | 1.2826e-05 | 1.3207e-05 | 1.4549e-05 | 1.6909e-05 | 9.8753e-06 | 1.1505e-05 | 1.6668e-05 | 1.7142e-05 | 1.1645e-05 | 1.2581e-05 | 1.2991e-05 | 1.454e-05 | 1.1408e-05 | 1.8919e-05 | 1.3973e-05 | 1.7843e-05 | 1.4162e-05 | 1.2654e-05 | 1.3538e-05 | 1.6267e-05 | 1.0357e-05 | 1.4133e-05 | 1.3167e-05 | 1.4017e-05 | 1.2651e-05 | 1.972e-05 | 9.5644e-06 | 1.1197e-05 | 1.7544e-05 | 1.4215e-05 | 1.1156e-05 | 1.6122e-05 | 1.1915e-05 | 1.488e-05 | 1.6539e-05 | 1.3279e-05 | 1.3495e-05 | 1.1838e-05 | 1.129e-05 | 1.388e-05 | 1.2132e-05 | 1.4087e-05 | 1.4838e-05 | 1.2565e-05 | 1.1712e-05 | 1.8684e-05 | 1.5387e-05 | 1.2742e-05 | 1.2165e-05 | 1.2521e-05 | 1.2102e-05 | 1.4519e-05 | 1.5673e-05 | 1.3084e-05 | 1.1887e-05 | 1.535e-05 | 1.6888e-05 | 9.8955e-06 | 1.7782e-05 | 1.2823e-05 | 9.4234e-06 | 2.0335e-05 | 1.1161e-05 | 1.5657e-05 | 1.3637e-05 | 1.8058e-05 | 1.0224e-05 | 1.6507e-05 | 1.1453e-05 | 1.601e-05 | 1.1899e-05 | 1.2455e-05 | 1.3755e-05 | 1.3102e-05 | 1.5076e-05 | 1.4124e-05 | 1.4955e-05 | 1.8052e-05 | 1.8219e-05 | 1.4579e-05 | 1.6734e-05 | 1.1384e-05 | 1.6973e-05 | 1.0803e-05 | 1.6378e-05 | 1.3637e-05 | 1.3327e-05 | 1.1517e-05 | 1.169e-05 | 1.631e-05 | 1.4492e-05 | 1.2047e-05 | 1.6142e-05 | 1.8107e-05 | 1.6752e-05 | 1.393e-05 | 1.1945e-05 | 1.5796e-05 | 1.5419e-05 | 1.6016e-05 | 1.333e-05 | 1.3528e-05 | 1.6459e-05 | 1.5547e-05 | 1.5124e-05 | 1.3699e-05 | 1.2863e-05 | 1.4695e-05 | 1.3735e-05 | 1.4871e-05 | 1.145e-05 | 1.2546e-05 | 1.4314e-05 | 1.2057e-05 | 1.6635e-05 | 1.4823e-05 | 1.1401e-05 | 1.4338e-05 | 1.6036e-05 | 1.4776e-05 | 1.1386e-05 | 1.5772e-05 | 1.4712e-05 | 1.0835e-05 | 1.5985e-05 | 1.5143e-05 | 1.4708e-05 | 1.4523e-05 | 1.3263e-05 | 1.5193e-05 | 1.3947e-05 | 1.5499e-05 | 1.7797e-05 | 1.0996e-05 | 1.2632e-05 | 1.5838e-05 | 1.6419e-05 | 1.2481e-05 | 1.2006e-05 | 1.6712e-05 | 1.3854e-05 | 1.4337e-05 | 1.4857e-05 | 1.4646e-05 | 1.3879e-05 | 1.4993e-05 | 1.3761e-05 | 1.2537e-05 | 1.4919e-05 | 1.6118e-05 | 1.951e-05 | 1.4074e-05 | 1.3282e-05 | 1.5438e-05 | 1.1373e-05 | 1.9215e-05 | 1.6931e-05 | 1.3961e-05 | 1.1118e-05 | 1.0324e-05 | 1.7772e-05 | 1.2778e-05 | 1.5734e-05 | 1.7454e-05 | 1.5106e-05 | 1.0907e-05 | 1.9132e-05 | 1.2869e-05 | 1.2589e-05 | 1.4517e-05 | 1.7963e-05 | 1.5298e-05 | 1.3312e-05 | 1.5297e-05 | 1.617e-05 | 1.3812e-05 | 1.4248e-05 | 1.3451e-05 | 1.199e-05 | 1.4575e-05 | 1.5125e-05 | 1.6703e-05 | 1.4436e-05 | 1.5583e-05 | 1.446e-05 | 1.3881e-05 | 1.2381e-05 | 1.4702e-05 | 1.2641e-05 | 1.5906e-05 | 1.2683e-05 | 2.0717e-05 | 1.7422e-05 | 1.257e-05 | 1.2701e-05 | 1.2927e-05 | 1.1957e-05 | 1.1547e-05 | 1.6044e-05 | 1.3205e-05 | 1.5433e-05 | 1.2805e-05 | 1.5283e-05 | 1.196e-05 | 1.399e-05 | 1.8654e-05 | 1.0548e-05 | 1.3148e-05 | 1.3064e-05 | 1.2708e-05 | 1.6861e-05 | 1.4148e-05 | 1.2244e-05 | 1.5166e-05 | 1.5844e-05 | 1.1295e-05 | 1.0762e-05 | 1.3641e-05 | 1.4875e-05 | 1.3855e-05 | 1.9055e-05 | 1.8714e-05 | 1.3433e-05 | 1.3064e-05 | 1.3208e-05 | 1.5012e-05 | 1.6981e-05 | 1.2002e-05 | 1.0498e-05 | 1.2287e-05 | 1.1925e-05 | 1.214e-05 | 1.5495e-05 | 1.5237e-05 | 1.1794e-05 | 1.5122e-05 | 1.5037e-05 | 1.331e-05 | 1.6721e-05 | 1.0939e-05 | 1.719e-05 | 1.5148e-05 | 1.514e-05 | 1.3419e-05 | 1.9615e-05 | 1.2243e-05 | 1.1265e-05 | 1.1275e-05 | 9.8853e-06 | 1.4128e-05 | 1.2925e-05 | 1.6848e-05 | 1.2992e-05 | 1.2289e-05 | 1.4639e-05 | 1.251e-05 | 1.2841e-05 | 1.3052e-05 | 1.0149e-05 | 1.3751e-05 | 1.1737e-05 | 1.5613e-05 | 1.7542e-05 | 1.555e-05 | 1.0127e-05 | 1.2188e-05 | 1.5111e-05 | 1.9017e-05 | 1.6035e-05 | 1.5608e-05 | 1.574e-05 | 1.7983e-05 | 1.2097e-05 | 1.6531e-05 | 1.4122e-05 | 1.6178e-05 | 1.3338e-05 | 1.4329e-05 | 1.5641e-05 | 1.2683e-05 | 1.1226e-05 | 1.917e-05 | 1.2265e-05 | 1.5917e-05 | 1.5861e-05 | 1.5572e-05 | 1.5096e-05 | 1.3376e-05 | 1.5618e-05 | 9.204e-06 | 1.7761e-05 | 1.1989e-05 | 1.4069e-05 | 1.6435e-05 | 1.6864e-05 | 1.83e-05 | 1.091e-05 | 1.5973e-05 | 1.4748e-05 | 1.1888e-05 | 1.7269e-05 | 1.386e-05 | 1.361e-05 | 1.0517e-05 | 1.853e-05 | 1.1936e-05 | 1.8125e-05 | 1.5455e-05 | 1.5618e-05 | 1.5678e-05 | 1.3943e-05 | 1.5099e-05 | 1.5188e-05 | 1.4027e-05 | 1.2831e-05 | 8.5303e-06 | 1.5106e-05 | 1.4299e-05 | 1.1021e-05 | 1.0074e-05 | 1.0866e-05 | 1.2274e-05 | 1.2093e-05 | 9.705e-06 | 1.2132e-05 | 1.2695e-05 | 1.0944e-05 | 1.632e-05 | 1.7446e-05 | 1.4332e-05 | 1.408e-05 | 1.9548e-05 | 1.4994e-05 | 1.2412e-05 | 1.2569e-05 | 1.607e-05 | 1.4661e-05 | 1.5928e-05 | 1.7209e-05 | 1.2452e-05 | 1.3262e-05 | 1.6384e-05 | 1.778e-05 | 1.838e-05 | 1.4542e-05 | 1.2476e-05 | 1.2726e-05 | 1.0867e-05 | 1.2294e-05 | 1.1491e-05 | 1.2328e-05 | 1.1403e-05 | 1.5149e-05 | 1.6733e-05 | 1.0481e-05 | 1.5186e-05 | 1.4399e-05 | 1.2467e-05 | 1.5013e-05 | 1.2982e-05 | 1.447e-05 | 1.3579e-05 | 1.6231e-05 | 1.8487e-05 | 1.8014e-05 | 1.3943e-05 | 1.1213e-05 | 1.2984e-05 | 1.247e-05 | 1.2741e-05 | 1.3109e-05 | 1.5674e-05 | 1.5445e-05 | 1.8584e-05 | 1.6793e-05 | 1.5034e-05 | 1.5434e-05 | 1.5496e-05 | 1.6657e-05 | 1.3815e-05 | 1.633e-05 | 1.6318e-05 | 1.1453e-05 | 1.3454e-05 | 1.5502e-05 | 1.1645e-05 | 1.5e-05 | 1.6844e-05 | 1.5038e-05 | 1.8807e-05 | 1.344e-05 | 1.7426e-05 | 1.4149e-05 | 1.716e-05 | 1.1282e-05 | 1.926e-05 | 1.3198e-05 | 1.3319e-05 | 1.2697e-05 | 1.1272e-05 | 1.2683e-05 | 9.8116e-06 | 1.7603e-05 | 1.5352e-05 | 1.5912e-05 | 1.2749e-05 | 1.1783e-05 | 1.5077e-05 | 1.4733e-05 | 1.1881e-05 | 1.1481e-05 | 1.2e-05 | 1.5777e-05 | 1.4389e-05 | 1.5867e-05 | 1.5076e-05 | 1.485e-05 | 1.1167e-05 | 1.2353e-05 | 1.3806e-05 | 1.5301e-05 | 1.3808e-05 | 1.2876e-05 | 1.7838e-05 | 1.4591e-05 | 1.7272e-05 | 1.1259e-05 | 1.5233e-05 | 9.9018e-06 | 1.2295e-05 | 1.2565e-05 | 1.7472e-05 | 1.5041e-05 | 1.6373e-05 | 1.1247e-05 | 1.5082e-05 | 1.2921e-05 | 1.1447e-05 | 1.5137e-05 | 1.6111e-05 | 1.1929e-05 | 1.3628e-05 | 1.0314e-05 | 1.5452e-05 | 1.162e-05 | 1.098e-05 | 1.7213e-05 | 1.2867e-05 | 1.6045e-05 | 1.3264e-05 | 1.7652e-05 | 1.5824e-05 | 1.4398e-05 | 1.4681e-05 | 1.206e-05 | 1.6756e-05 | 1.3235e-05 | 1.171e-05 | 1.2551e-05 | 1.66e-05 | 1.2382e-05 | 1.5408e-05 | 1.6195e-05 | 1.6185e-05 | 1.0393e-05 | 1.3725e-05 | 1.8724e-05 | 1.2039e-05 | 1.468e-05 | 1.298e-05 | 1.4701e-05 | 1.2933e-05 | 1.4262e-05 | 1.792e-05 | 1.1257e-05 | 1.1372e-05 | 1.1575e-05 | 1.4047e-05 | 1.0908e-05 | 1.0682e-05 | 1.6898e-05 | 1.0947e-05 | 1.3722e-05 | 1.073e-05 | 1.4229e-05 | 1.3632e-05 | 1.2121e-05 | 1.0913e-05 | 1.1939e-05 | 1.6595e-05 | 1.5954e-05 | 1.1878e-05 | 1.5073e-05 | 1.2529e-05 | 1.4336e-05 | 9.952e-06 | 1.4496e-05 | 1.6366e-05 | 1.0096e-05 | 1.2675e-05 | 1.7433e-05 | 1.6021e-05 | 1.3969e-05 | 1.5976e-05 | 1.1877e-05 | 1.5528e-05 | 1.1138e-05 | 1.5269e-05 | 1.1654e-05 | 1.696e-05 | 1.494e-05 | 1.4283e-05 | 1.6253e-05 | 1.403e-05 | 1.5446e-05 | 1.4498e-05 | 1.1104e-05 | 1.2234e-05 | 1.2036e-05 | 1.1705e-05 | 1.512e-05 | 1.4681e-05 | 1.1965e-05 | 1.2154e-05 | 1.1237e-05 | 1.25e-05 | 1.5514e-05 | 1.5254e-05 | 1.6424e-05 | 1.4674e-05 | 1.566e-05 | 1.3455e-05 | 1.17e-05 | 1.4935e-05 | 1.7006e-05 | 1.3296e-05 | 1.5997e-05 | 1.3738e-05 | 1.4862e-05 | 1.2372e-05 | 1.6891e-05 | 1.4069e-05 | 1.2765e-05 | 9.7233e-06 | 1.4932e-05 | 1.5188e-05 | 1.3667e-05 | 1.2408e-05 | 1.7288e-05 | 1.6729e-05 | 1.3617e-05 | 1.2246e-05 | 1.1492e-05 | 1.8343e-05 | 1.5999e-05 | 1.4648e-05 | 1.512e-05 | 1.6126e-05 | 1.4104e-05 | 1.3423e-05 | 1.2718e-05 | 1.272e-05 | 1.7321e-05 | 1.9331e-05 | 1.2055e-05 | 1.4835e-05 | 1.1793e-05 | 1.6359e-05 | 1.4853e-05 | 1.5098e-05 | 1.4346e-05 | 1.3694e-05 | 1.7506e-05 | 1.4041e-05 | 1.3499e-05 | 1.6346e-05 | 1.0565e-05 | 1.3506e-05 | 1.5178e-05 | 1.78e-05 | 1.2771e-05 | 1.6977e-05 | 1.5781e-05 | 1.6281e-05 | 1.0793e-05 | 1.2596e-05 | 1.263e-05 | 1.4614e-05 | 1.2125e-05 | 1.2591e-05 | 1.4967e-05 | 1.467e-05 | 1.4176e-05 | 1.6505e-05 | 1.4857e-05 | 1.7043e-05 | 1.552e-05 | 1.101e-05 | 1.4283e-05 | 1.4785e-05 | 1.3515e-05 | 1.2182e-05 | 1.7213e-05 | 1.4332e-05 | 1.7787e-05 | 1.53e-05 | 1.2757e-05 | 1.2379e-05 | 1.5171e-05 | 9.5671e-06 | 1.5088e-05 | 1.2571e-05 | 1.5707e-05 | 8.9669e-06 | 1.5559e-05 | 1.3545e-05 | 1.5183e-05 | 1.6218e-05 | 1.6131e-05 | 1.6029e-05 | 1.3192e-05 | 1.4859e-05 | 1.1712e-05 | 1.7115e-05 | 9.9598e-06 | 1.727e-05 | 1.7162e-05 | 1.6618e-05 | 1.4103e-05 | 1.5087e-05 | 1.6061e-05 | 1.6917e-05 | 1.2356e-05 | 1.2306e-05 | 1.6441e-05 | 1.3023e-05 | 1.467e-05 | 1.1627e-05 | 1.6234e-05 | 1.2346e-05 | 1.02e-05 | 1.7816e-05 | 1.2965e-05 | 1.0358e-05 | 1.066e-05 | 1.0587e-05 | 1.0818e-05 | 1.6911e-05 | 1.2923e-05 | 1.277e-05 | 1.2641e-05 | 1.2062e-05 | 1.3004e-05 | 1.5058e-05 | 1.3627e-05 | 1.6119e-05 | 1.6209e-05 | 1.6387e-05 | 1.6216e-05 | 1.6223e-05 | 1.2823e-05 | 1.759e-05 | 1.5976e-05 | 1.5461e-05 | 1.3756e-05 | 1.7127e-05 | 1.4566e-05 | 1.1801e-05 | 1.137e-05 | 1.3962e-05 | 1.3343e-05 | 1.2675e-05 | 1.4784e-05 | 1.5793e-05 | 1.7625e-05 | 1.411e-05 | 1.5222e-05 | 1.0981e-05 | 1.4577e-05 | 1.7197e-05 | 1.1598e-05 | 1.6916e-05 | 1.0622e-05 | 1.1554e-05 | 1.3373e-05 | 1.5127e-05 | 1.6035e-05 | 1.4719e-05 | 1.1581e-05 | 1.1665e-05 | 1.3283e-05 | 1.2816e-05 | 1.1226e-05 | 1.291e-05 | 1.4515e-05 | 1.638e-05 | 1.4472e-05 | 1.7026e-05 | 1.5252e-05 | 1.0498e-05 | 1.3999e-05 | 1.477e-05 | 1.1377e-05 | 1.2372e-05 | 1.2363e-05 | 1.3655e-05 | 1.1145e-05 | 1.2757e-05 | 1.4822e-05 | 1.0881e-05 | 1.6038e-05 | 1.3468e-05 | 1.1832e-05 | 1.2488e-05 | 1.3794e-05 | 1.1461e-05 | 1.5785e-05 | 1.4113e-05 | 1.108e-05 | 1.341e-05 | 1.2856e-05 | 1.2957e-05 | 1.328e-05 | 1.6757e-05 | 1.4621e-05 | 1.5503e-05 | 1.5989e-05 | 1.1317e-05 | 1.2393e-05 | 1.7035e-05 | 1.3274e-05 | 1.6698e-05 | 1.5825e-05 | 1.0262e-05 | 9.362e-06 | 1.4647e-05 | 1.142e-05 | 1.1002e-05 | 1.0713e-05 | 9.6457e-06 | 1.4269e-05 | 1.5675e-05 | 1.3303e-05 | 1.2561e-05 | 1.2853e-05 | 1.0326e-05 | 1.5428e-05 | 1.3407e-05 | 1.573e-05 | 1.1807e-05 | 1.14e-05 | 1.6334e-05 | 1.2906e-05 | 1.5654e-05 | 1.3542e-05 | 1.4611e-05 | 1.209e-05 | 1.5759e-05 | 1.8331e-05 | 1.5226e-05 | 1.0886e-05 | 1.3148e-05 | 1.3491e-05 | 1.0378e-05 | 1.596e-05 | 1.594e-05 | 1.4324e-05 | 1.4511e-05 | 1.4015e-05 | 1.6532e-05 | 1.782e-05 | 1.3434e-05 | 1.1207e-05 | 1.5969e-05 | 1.6382e-05 | 1.9038e-05 | 1.5913e-05 | 1.0564e-05 | 1.3927e-05 | 1.0978e-05 | 1.5702e-05 | 1.2258e-05 | 1.1088e-05 | 1.3359e-05 | 1.2972e-05 | 1.4504e-05 | 1.1373e-05 | 1.4637e-05 | 1.7268e-05 | 1.1997e-05 | 1.5456e-05 | 1.5495e-05 | 1.493e-05 | 1.8077e-05 | 1.9458e-05 | 1.454e-05 | 1.3273e-05 | 1.6404e-05 | 1.7254e-05 | 1.4449e-05 | 1.675e-05 | 1.1123e-05 | 1.2519e-05 | 1.4015e-05 | 1.6197e-05 | 1.4109e-05 | 1.5337e-05 | 1.4356e-05 | 1.2485e-05 | 1.2524e-05 | 1.7001e-05 | 1.5524e-05 | 1.2794e-05 | 1.4762e-05 | 1.6428e-05 | 1.4465e-05 | 1.5323e-05 | 1.6201e-05 | 1.5433e-05 | 1.5055e-05 | 1.464e-05 | 1.8038e-05 | 1.3607e-05 | 1.2477e-05 | 1.1626e-05 | 1.5678e-05 | 1.6956e-05 | 1.2616e-05 | 1.4286e-05 | 1.4799e-05 | 1.7853e-05 | 1.4383e-05 | 1.2924e-05 | 1.4707e-05 | 1.2281e-05 | 1.7032e-05 | 1.6037e-05 | 1.1709e-05 | 1.0852e-05 | 1.4825e-05 | 1.1909e-05 | 2.2153e-05 | 1.3536e-05 | 1.5079e-05 | 1.0296e-05 | 1.8739e-05 | 1.4089e-05 | 1.1273e-05 | 1.4059e-05 | 1.4963e-05 | 1.3204e-05 | 1.7116e-05 | 1.3783e-05 | 1.4615e-05 | 1.8971e-05 | 1.6257e-05 | 1.1751e-05 | 1.4221e-05 | 1.4217e-05 | 1.2695e-05 | 1.4712e-05 | 1.0595e-05 | 1.4949e-05 | 1.3531e-05 | 1.257e-05 | 1.5062e-05 | 9.9772e-06 | 1.3567e-05 | 1.5112e-05 | 1.8044e-05 | 1.1889e-05 | 1.271e-05 | 1.5191e-05 | 1.315e-05 | 1.3031e-05 | 1.1069e-05 | 1.2553e-05 | 1.5291e-05 | 1.4817e-05 | 1.4196e-05 | 1.6737e-05 | 1.3388e-05 | 1.5777e-05 | 1.4773e-05 | 1.6066e-05 | 1.8992e-05 | 1.4112e-05 | 1.116e-05 | 1.4351e-05 | 1.6537e-05 | 1.3757e-05 | 1.8256e-05 | 1.1692e-05 | 1.3776e-05 | 1.1272e-05 | 1.5146e-05 | 1.2041e-05 | 1.1451e-05 | 1.474e-05 | 1.3565e-05 | 1.901e-05 | 1.0365e-05 | 9.3012e-06 | 1.3338e-05 | 1.4047e-05 | 1.5946e-05 | 1.505e-05 | 1.5305e-05 | 1.2749e-05 | 1.3978e-05 | 1.4049e-05 | 1.4118e-05 | 1.1532e-05 | 1.0889e-05 | 1.7158e-05 | 1.393e-05 | 1.0832e-05 | 1.4667e-05 | 1.5181e-05 | 1.2564e-05 | 1.2751e-05 | 1.2076e-05 | 1.3759e-05 | 1.6341e-05 | 1.6726e-05 | 1.5501e-05 | 1.1331e-05 | 1.4151e-05 | 1.7681e-05 | 1.2383e-05 | 1.147e-05 | 1.0622e-05 | 1.6593e-05 | 1.3553e-05 | 1.629e-05 | 1.4729e-05 | 1.1088e-05 | 1.0346e-05 | 1.5128e-05 | 1.7725e-05 | 1.519e-05 | 1.3387e-05 | 1.5307e-05 | 1.4779e-05 | 1.3047e-05 | 9.8832e-06 | 1.3235e-05 | 1.3689e-05 | 1.4626e-05 | 1.4045e-05 | 1.2485e-05 | 1.0918e-05 | 1.9828e-05 | 1.2144e-05 | 9.9911e-06 | 1.693e-05 | 1.8077e-05 | 2.0112e-05 | 1.3749e-05 | 1.5304e-05 | 1.5052e-05 | 1.7408e-05 | 1.539e-05 | 1.2057e-05 | 9.4603e-06 | 1.5061e-05 | 1.7449e-05 | 1.5966e-05 | 1.3895e-05 | 1.6052e-05 | 1.5565e-05 | 1.7031e-05 | 1.6644e-05 | 1.2996e-05 | 1.4314e-05 | 1.2339e-05 | 1.5366e-05 | 9.8357e-06 | 1.2957e-05 | 1.5796e-05 | 1.7716e-05 | 1.3106e-05 | 1.095e-05 | 1.3978e-05 | 1.4051e-05 | 1.6032e-05 | 1.0695e-05 | 1.6539e-05 | 1.0722e-05 | 1.1715e-05 | 1.3835e-05 | 1.0622e-05 | 1.1014e-05 | 1.1463e-05 | 1.5158e-05 | 1.6921e-05 | 1.4266e-05 | 1.4104e-05 | 1.3491e-05 | 1.4785e-05 | 1.303e-05 | 1.6798e-05 | 1.3041e-05 | 1.8847e-05 | 9.8808e-06 | 1.8281e-05 | 1.3001e-05 | 1.5253e-05 | 1.2763e-05 | 1.4619e-05 | 1.4129e-05 | 1.4247e-05 | 1.1617e-05 | 1.4151e-05 | 1.3782e-05 | 1.0304e-05 | 1.5182e-05 | 1.5523e-05 | 1.2989e-05 | 1.7001e-05 | 1.3494e-05 | 1.1857e-05 | 8.7202e-06 | 1.2525e-05 | 1.1633e-05 | 1.4458e-05 | 1.3553e-05 | 1.1247e-05 | 1.6508e-05 | 1.2965e-05 | 1.5853e-05 | 1.8584e-05 | 8.7943e-06 | 1.8154e-05 | 1.4297e-05 | 1.0232e-05 | 1.8388e-05 | 1.6535e-05 | 1.3555e-05 | 1.8266e-05 | 1.8495e-05 | 1.6359e-05 | 1.3567e-05 | 1.3128e-05 | 1.5133e-05 | 1.5368e-05 | 1.2907e-05 | 1.2204e-05 | 1.813e-05 | 1.3654e-05 | 1.678e-05 | 1.1284e-05 | 1.7995e-05 | 1.2934e-05 | 1.5815e-05 | 9.2561e-06 | 1.2973e-05 | 1.1934e-05 | 1.3838e-05 | 1.6827e-05 | 1.6882e-05 | 1.8802e-05 | 1.7171e-05 | 1.293e-05 | 1.6877e-05 | 1.5102e-05 | 1.7188e-05 | 1.8732e-05 | 1.2426e-05 | 2.0047e-05 | 1.2111e-05 | 1.0595e-05 | 1.4271e-05 | 1.4367e-05 | 1.7058e-05 | 1.1889e-05 | 1.1976e-05 | 1.2303e-05 | 1.3659e-05 | 1.1229e-05 | 1.1276e-05 | 1.2583e-05 | 1.5365e-05 | 1.3499e-05 | 1.4334e-05 | 1.0255e-05 | 1.9726e-05 | 1.6754e-05 | 1.1387e-05 | 1.4624e-05 | 1.234e-05 | 1.0468e-05 | 1.2772e-05 | 1.9127e-05 | 1.3944e-05 | 1.1794e-05 | 1.5069e-05 | 1.111e-05 | 1.7259e-05 | 1.8704e-05 | 1.6297e-05 | 1.7938e-05 | 1.6526e-05 | 1.3475e-05 | 1.35e-05 | 1.2157e-05 | 1.5432e-05 | 1.5311e-05 | 1.3584e-05 | 1.4229e-05 | 1.5748e-05 | 1.444e-05 | 1.5214e-05 | 1.348e-05 | 1.2449e-05 | 1.2787e-05 | 1.5971e-05 | 1.2388e-05 | 1.3823e-05 | 1.2801e-05 | 1.2125e-05 | 1.7492e-05 | 1.4374e-05 | 1.3425e-05 | 1.3784e-05 | 1.5056e-05 | 1.2692e-05 | 1.17e-05 | 1.2565e-05 | 1.7064e-05 | 1.1801e-05 | 1.2316e-05 | 1.3756e-05 | 1.0981e-05 | 1.4255e-05 | 1.5637e-05 | 1.395e-05 | 1.745e-05 | 1.5481e-05 | 1.2553e-05 | 1.4833e-05 | 1.3847e-05 | 1.4787e-05 | 1.4303e-05 | 1.3396e-05 | 1.7741e-05 | 1.7194e-05 | 1.4367e-05 | 1.4679e-05 | 1.4843e-05 | 1.6217e-05 | 1.4621e-05 | 1.3509e-05 | 1.0161e-05 | 1.6658e-05 | 1.3674e-05 | 1.2739e-05 | 1.2589e-05 | 1.785e-05 | 1.298e-05 | 1.6762e-05 | 1.2288e-05 | 1.151e-05 | 1.262e-05 | 1.5236e-05 | 1.5505e-05 | 1.2931e-05 | 1.5067e-05 | 1.7994e-05 | 1.536e-05 | 1.1539e-05 | 1.3775e-05 | 1.5199e-05 | 1.2073e-05 | 1.2477e-05 | 1.0564e-05 | 1.6414e-05 | 1.0934e-05 | 1.44e-05 | 1.4332e-05 | 1.3068e-05 | 1.4776e-05 | 1.559e-05 | 1.1302e-05 | 1.6802e-05 | 1.7272e-05 | 1.6332e-05 | 1.4388e-05 | 1.6978e-05 | 1.5495e-05 | 1.3829e-05 | 1.1304e-05 | 1.6063e-05 | 1.1453e-05 | 1.2582e-05 | 1.8911e-05 | 1.2713e-05 | 1.4356e-05 | 1.2107e-05 | 1.0506e-05 | 1.25e-05 | 1.5266e-05 | 1.1076e-05 | 1.1607e-05 | 1.315e-05 | 1.7346e-05 | 1.133e-05 | 1.5353e-05 | 1.4118e-05 | 1.4846e-05 | 1.3027e-05 | 1.6461e-05 | 1.395e-05 | 1.5502e-05 | 1.2661e-05 | 1.1726e-05 | 1.6444e-05 | 1.3188e-05 | 1.5589e-05 | 1.7051e-05 | 1.3478e-05 | 1.3856e-05 | 1.6077e-05 | 1.5158e-05 | 9.7635e-06 | 1.6234e-05 | 1.5917e-05 | 1.3281e-05 | 1.577e-05 | 1.5902e-05 | 1.4468e-05 | 1.5383e-05 | 1.491e-05 | 1.3495e-05 | 1.1163e-05 | 1.292e-05 | 1.0004e-05 | 1.0082e-05 | 1.3677e-05 | 1.4549e-05 | 1.0635e-05 | 1.3333e-05 | 1.1886e-05 | 1.1314e-05 | 1.0185e-05 | 1.0906e-05 | 1.0246e-05 | 1.7501e-05 | 1.6381e-05 | 1.5645e-05 | 1.5435e-05 | 1.3174e-05 | 1.4091e-05 | 1.0851e-05 | 1.5175e-05 | 1.6277e-05 | 2.0218e-05 | 1.4339e-05 | 1.5506e-05 | 1.4261e-05 | 1.517e-05 | 1.6227e-05 | 1.0722e-05 | 1.476e-05 | 1.6368e-05 | 1.3368e-05 | 1.2886e-05 | 1.1404e-05 | 1.768e-05 | 1.2251e-05 | 1.2033e-05 | 1.3135e-05 | 1.3564e-05 | 1.5125e-05 | 1.8143e-05 | 1.6844e-05 | 1.8517e-05 | 1.3013e-05 | 1.6703e-05 | 1.2288e-05 | 1.6642e-05 | 1.1036e-05 | 8.3988e-06 | 1.2538e-05 | 1.2219e-05 | 1.468e-05 | 1.0026e-05 | 1.6461e-05 | 1.5989e-05 | 1.5194e-05 | 1.5183e-05 | 1.1407e-05 | 1.7321e-05 | 1.3149e-05 | 1.8246e-05 | 1.354e-05 | 1.3601e-05 | 1.6119e-05 | 1.3245e-05 | 1.3723e-05 | 1.4708e-05 | 1.6405e-05 | 1.3149e-05 | 1.0057e-05 | 1.7627e-05 | 1.3631e-05 | 9.7288e-06 | 1.1489e-05 | 1.4439e-05 | 1.5211e-05 | 1.8231e-05 | 1.3429e-05 | 1.1737e-05 | 1.2741e-05 | 1.3643e-05 | 1.4952e-05 | 1.2687e-05 | 1.2035e-05 | 1.2257e-05 | 1.1499e-05 | 1.6929e-05 | 1.757e-05 | 1.4469e-05 | 1.2703e-05 | 1.739e-05 | 1.2045e-05 | 1.4857e-05 | 1.1444e-05 | 9.1699e-06 | 1.1755e-05 | 1.3291e-05 | 1.6181e-05 | 1.4614e-05 | 1.2495e-05 | 1.5329e-05 | 1.4408e-05 | 1.7355e-05 | 1.6029e-05 | 1.5999e-05 | 1.6808e-05 | 1.0798e-05 | 1.9107e-05 | 1.3344e-05 | 1.4159e-05 | 1.4908e-05 | 1.6242e-05 | 1.3766e-05 | 1.7185e-05 | 1.417e-05 | 1.4416e-05 | 1.342e-05 | 1.2927e-05 | 1.5185e-05 | 1.5325e-05 | 1.2872e-05 | 1.4278e-05 | 1.5388e-05 | 1.3652e-05 | 1.3256e-05 | 1.3017e-05 | 1.4077e-05 | 1.2466e-05 | 1.2674e-05 | 1.5373e-05 | 1.6379e-05 | 1.13e-05 | 1.5491e-05 | 1.212e-05 | 1.2131e-05 | 1.0965e-05 | 1.0606e-05 | 1.5579e-05 | 1.3558e-05 | 1.046e-05 | 1.2829e-05 | 1.3679e-05 | 1.5389e-05 | 1.1956e-05 | 1.7187e-05 | 1.1092e-05 | 1.4106e-05 | 1.5096e-05 | 1.5783e-05 | 1.2221e-05 | 1.299e-05 | 1.2228e-05 | 1.4521e-05 | 1.468e-05 | 1.5858e-05 | 1.7612e-05 | 1.7962e-05 | 1.073e-05 | 1.1759e-05 | 1.1558e-05 | 1.82e-05 | 1.1243e-05 | 1.1766e-05 | 1.1077e-05 | 1.5556e-05 | 1.4323e-05 | 1.2398e-05 | 1.4259e-05 | 1.6458e-05 | 1.1842e-05 | 1.4391e-05 | 1.5549e-05 | 1.719e-05 | 1.4416e-05 | 1.5602e-05 | 1.4264e-05 | 1.4165e-05 | 1.7185e-05 | 1.1592e-05 | 1.3703e-05 | 1.5197e-05 | 1.6874e-05 | 1.3626e-05 | 1.6881e-05 | 1.134e-05 | 1.8422e-05 | 1.5305e-05 | 1.309e-05 | 1.3171e-05 | 1.1815e-05 | 1.3349e-05 | 1.5681e-05 | 1.1796e-05 | 1.2726e-05 | 1.4784e-05 | 1.7057e-05 | 1.5063e-05 | 1.1086e-05 | 1.549e-05 | 1.5602e-05 | 1.4522e-05 | 1.0865e-05 | 1.3352e-05 | 1.6736e-05 | 1.3919e-05 | 1.4018e-05 | 1.5337e-05 | 1.5751e-05 | 1.6276e-05 | 1.5284e-05 | 1.37e-05 | 1.4634e-05 | 1.4194e-05 | 1.5698e-05 | 1.3802e-05 | 1.103e-05 | 1.5366e-05 | 1.4722e-05 | 1.2589e-05 | 1.6431e-05 | 1.3276e-05 | 1.6592e-05 | 1.4891e-05 | 1.5012e-05 | 1.3604e-05 | 1.2819e-05 | 1.5187e-05 | 1.554e-05 | 1.2785e-05 | 1.722e-05 | 1.7672e-05 | 1.3225e-05 | 1.3969e-05 | 1.5844e-05 | 1.0725e-05 | 1.2349e-05 | 1.5055e-05 | 1.201e-05 | 1.6957e-05 | 1.5084e-05 | 1.1904e-05 | 1.0048e-05 | 1.8773e-05 | 1.5768e-05 | 1.507e-05 | 1.5454e-05 | 1.5852e-05 | 1.454e-05 | 1.2169e-05 | 1.674e-05 | 1.3238e-05 | 1.4081e-05 | 1.4391e-05 | 1.1546e-05 | 1.1836e-05 | 1.3193e-05 | 1.0865e-05 | 1.4014e-05 | 1.6549e-05 | 1.4703e-05 | 1.4036e-05 | 1.4587e-05 | 1.3502e-05 | 1.4761e-05 | 1.3542e-05 | 1.0485e-05 | 1.2064e-05 | 1.7373e-05 | 1.625e-05 | 1.6064e-05 | 1.5526e-05 | 1.256e-05 | 1.2515e-05 | 1.4399e-05 | 1.4961e-05 | 1.5725e-05 | 1.3189e-05 | 1.5619e-05 | 1.4069e-05 | 1.3747e-05 | 1.4284e-05 | 1.3551e-05 | 1.1457e-05 | 1.5543e-05 | 1.1838e-05 | 1.4765e-05 | 1.7974e-05 | 1.0859e-05 | 1.6808e-05 | 1.525e-05 | 1.3783e-05 | 1.2119e-05 | 1.4569e-05 | 1.5651e-05 | 1.2395e-05 | 1.4836e-05 | 1.5642e-05 | 1.1797e-05 | 1.5021e-05 | 1.4206e-05 | 1.3774e-05 | 1.4919e-05 | 1.414e-05 | 1.2583e-05 | 1.3842e-05 | 1.6077e-05 | 1.3214e-05 | 1.536e-05 | 1.3847e-05 | 1.4135e-05 | 1.3677e-05 | 1.2678e-05 | 1.0079e-05 | 1.432e-05 | 1.4542e-05 | 1.3991e-05 | 1.1255e-05 | 1.2302e-05 | 1.6139e-05 | 1.4606e-05 | 1.239e-05 | 1.0747e-05 | 1.5695e-05 | 1.5148e-05 | 1.5383e-05 | 1.8615e-05 | 1.7004e-05 | 1.5868e-05 | 1.3619e-05 | 1.241e-05 | 1.2915e-05 | 1.3767e-05 | 1.5819e-05 | 1.6955e-05 | 1.1346e-05 | 1.301e-05 | 1.3114e-05 | 1.4092e-05 | 1.63e-05 | 1.3371e-05 | 1.8072e-05 | 1.4012e-05 | 1.1934e-05 | 1.298e-05 | 1.1635e-05 | 9.6446e-06 | 1.8754e-05 | 1.3865e-05 | 1.4998e-05 | 1.4988e-05 | 1.2071e-05 | 1.9331e-05 | 1.4762e-05 | 1.0471e-05 | 1.1892e-05 | 1.2764e-05 | 1.1467e-05 | 1.5949e-05 | 1.4776e-05 | 1.3044e-05 | 1.1351e-05 | 1.4507e-05 | 1.4096e-05 | 1.6472e-05 | 1.3758e-05 | 1.2721e-05 | 1.6045e-05 | 1.2899e-05 | 1.1691e-05 | 1.4894e-05 | 1.5135e-05 | 1.3983e-05 | 1.496e-05 | 1.8064e-05 | 1.3979e-05 | 1.3322e-05 | 1.4463e-05 | 1.4175e-05 | 1.4196e-05 | 1.2308e-05 | 1.9399e-05 | 1.6574e-05 | 1.4996e-05 | 1.8158e-05 | 1.6872e-05 | 1.8146e-05 | 1.4251e-05 | 1.2259e-05 | 1.0882e-05 | 1.4662e-05 | 1.2691e-05 | 1.4252e-05 | 1.5092e-05 | 1.4414e-05 | 1.6556e-05 | 1.852e-05 | 1.5212e-05 | 1.3055e-05 | 1.331e-05 | 1.3743e-05 | 1.7765e-05 | 1.3594e-05 | 1.1764e-05 | 1.1989e-05 | 1.457e-05 | 1.4764e-05 | 1.6662e-05 | 1.0741e-05 | 1.8275e-05 | 1.6365e-05 | 1.1529e-05 | 1.2129e-05 | 1.691e-05 | 1.1645e-05 | 1.196e-05 | 1.1807e-05 | 1.2415e-05 | 1.3755e-05 | 1.4763e-05 | 1.5013e-05 | 1.2539e-05 | 1.4002e-05 | 1.4876e-05 | 1.392e-05 | 1.1966e-05 | 1.0491e-05 | 1.4198e-05 | 1.5026e-05 | 1.4311e-05 | 1.2247e-05 | 1.5521e-05 | 1.4258e-05 | 1.1522e-05 | 1.4051e-05 | 1.7508e-05 | 1.4724e-05 | 1.7249e-05 | 1.2171e-05 | 1.293e-05 | 1.5454e-05 | 1.502e-05 | 8.7426e-06 | 1.5088e-05 | 1.5053e-05 | 1.6212e-05 | 1.1039e-05 | 1.3125e-05 | 1.7718e-05 | 1.3989e-05 | 1.5228e-05 | 1.5521e-05 | 1.4828e-05 | 1.1231e-05 | 1.4906e-05 | 1.4722e-05 | 1.3809e-05 | 1.5414e-05 | 1.4957e-05 | 1.2747e-05 | 2.0008e-05 | 1.1696e-05 | 1.7873e-05 | 1.552e-05 | 1.5875e-05 | 1.1324e-05 | 1.2682e-05 | 1.7076e-05 | 1.2391e-05 | 1.3552e-05 | 1.4511e-05 | 1.6191e-05 | 1.4798e-05 | 1.3215e-05 | 1.2849e-05 | 1.9012e-05 | 1.6074e-05 | 1.6751e-05 | 1.314e-05 | 1.315e-05 | 1.7393e-05 | 1.2732e-05 | 1.6315e-05 | 1.2369e-05 | 1.7696e-05 | 1.3372e-05 | 1.3554e-05 | 1.7128e-05 | 1.9506e-05 | 1.5941e-05 | 1.398e-05 | 1.7676e-05 | 1.3633e-05 | 1.2249e-05 | 1.1158e-05 | 1.2444e-05 | 1.7388e-05 | 1.3126e-05 | 1.3972e-05 | 9.9867e-06 | 1.4079e-05 | 1.2193e-05 | 1.7808e-05 | 1.1849e-05 | 1.3101e-05 | 1.3131e-05 | 1.5778e-05 | 1.0379e-05 | 1.1936e-05 | 1.7052e-05 | 1.3726e-05 | 1.4183e-05 | 1.3033e-05 | 1.8717e-05 | 1.5371e-05 | 1.3731e-05 | 1.686e-05 | 1.4406e-05 | 1.3004e-05 | 1.2488e-05 | 1.6258e-05 | 1.5172e-05 | 1.0639e-05 | 1.7902e-05 | 1.5162e-05 | 1.2846e-05 | 9.9626e-06 | 1.6808e-05 | 1.4283e-05 | 1.5135e-05 | 1.0023e-05 | 1.3366e-05 | 1.8281e-05 | 1.6052e-05 | 1.2126e-05 | 1.8268e-05 | 1.5611e-05 | 1.9112e-05 | 1.3972e-05 | 1.1094e-05 | 1.1616e-05 | 1.6268e-05 | 1.6316e-05 | 1.6447e-05 | 1.3561e-05 | 1.2587e-05 | 1.5487e-05 | 1.3008e-05 | 1.6781e-05 | 1.4127e-05 | 1.0531e-05 | 1.3774e-05 | 1.7039e-05 | 1.4924e-05 | 1.1288e-05 | 1.204e-05 | 1.3318e-05 | 1.6767e-05 | 1.2807e-05 | 1.2058e-05 | 1.1419e-05 | 1.3521e-05 | 1.478e-05 | 1.3484e-05 | 1.5269e-05 | 1.2895e-05 | 1.5501e-05 | 1.6663e-05 | 1.82e-05 | 1.428e-05 | 1.8456e-05 | 1.4958e-05 | 1.3215e-05 | 1.6552e-05 | 1.6518e-05 | 1.172e-05 | 1.6456e-05 | 1.3479e-05 | 1.1612e-05 | 1.4568e-05 | 1.0064e-05 | 1.5766e-05 | 1.2182e-05 | 1.4079e-05 | 9.9774e-06 | 1.5964e-05 | 1.6095e-05 | 1.8366e-05 | 1.3535e-05 | 1.5519e-05 | 1.4377e-05 | 1.4734e-05 | 1.6358e-05 | 1.1972e-05 | 1.4163e-05 | 1.4034e-05 | 1.2922e-05 | 1.6095e-05 | 1.0983e-05 | 1.8282e-05 | 1.3057e-05 | 1.1047e-05 | 1.6534e-05 | 1.4978e-05 | 1.2193e-05 | 1.6062e-05 | 1.2197e-05 | 1.426e-05 | 1.7676e-05 | 1.3495e-05 | 1.5502e-05 | 1.265e-05 | 1.5148e-05 | 1.2047e-05 | 1.5269e-05 | 1.3475e-05 | 1.4104e-05 | 1.6206e-05 | 1.0708e-05 | 1.6964e-05 | 1.2266e-05 | 1.2902e-05 | 9.9104e-06 | 1.6017e-05 | 1.5093e-05 | 1.4544e-05 | 1.5307e-05 | 1.1195e-05 | 1.4602e-05 | 1.7796e-05 | 1.3846e-05 | 1.3978e-05 | 1.7562e-05 | 1.817e-05 | 1.3085e-05 | 1.4501e-05 | 1.4394e-05 | 1.6313e-05 | 1.2038e-05 | 1.7592e-05 | 1.1754e-05 | 1.6964e-05 | 1.2577e-05 | 1.574e-05 | 1.459e-05 | 9.2087e-06 | 1.1287e-05 | 1.6956e-05 | 1.1178e-05 | 1.2125e-05 | 1.2796e-05 | 1.279e-05 | 1.3828e-05 | 1.0522e-05 | 1.4968e-05 | 1.7494e-05 | 1.5201e-05 | 1.3182e-05 | 1.6683e-05 | 1.3886e-05 | 1.791e-05 | 1.6284e-05 | 1.8168e-05 | 1.3795e-05 | 1.4131e-05 | 1.1078e-05 | 1.4416e-05 | 1.5603e-05 | 1.0658e-05 | 1.6471e-05 | 1.2103e-05 | 1.1719e-05 | 1.2968e-05 | 1.5688e-05 | 1.5926e-05 | 1.5926e-05 | 1.5806e-05 | 1.6669e-05 | 1.5085e-05 | 1.2318e-05 | 1.2955e-05 | 1.679e-05 | 1.7319e-05 | 1.8043e-05 | 1.5627e-05 | 1.3884e-05 | 1.5721e-05 | 1.1682e-05 | 1.7069e-05 | 1.5863e-05 | 1.4004e-05 | 1.7403e-05 | 1.7126e-05 | 1.5947e-05 | 1.6387e-05 | 1.1464e-05 | 1.6568e-05 | 1.2717e-05 | 1.438e-05 | 1.9071e-05 | 1.1123e-05 | 1.0483e-05 | 1.2514e-05 | 1.2822e-05 | 1.6088e-05 | 1.3055e-05 | 1.1359e-05 | 1.419e-05 | 1.3407e-05 | 1.3983e-05 | 1.4203e-05 | 1.6111e-05 | 1.1405e-05 | 1.252e-05 | 1.2288e-05 | 1.251e-05 | 1.2003e-05 | 1.2175e-05 | 1.4585e-05 | 1.4489e-05 | 1.1595e-05 | 1.0861e-05 | 1.7061e-05 | 1.4816e-05 | 1.3465e-05 | 1.1514e-05 | 9.6835e-06 | 1.474e-05 | 1.3153e-05 | 1.5912e-05 | 1.443e-05 | 1.2116e-05 | 1.5489e-05 | 1.5452e-05 | 1.4235e-05 | 1.2308e-05 | 1.2159e-05 | 1.6435e-05 | 1.4442e-05 | 1.5788e-05 | 1.2811e-05 | 1.6102e-05 | 1.2198e-05 | 1.7889e-05 | 1.4965e-05 | 1.1513e-05 | 1.7068e-05 | 1.6446e-05 | 1.0567e-05 | 1.5904e-05 | 1.5947e-05 | 1.2527e-05 | 1.3727e-05 | 1.3735e-05 | 1.1292e-05 | 1.5517e-05 | 1.3821e-05 | 1.3095e-05 | 1.028e-05 | 1.2735e-05 | 1.597e-05 | 1.5083e-05 | 1.1269e-05 | 1.44e-05 | 1.2941e-05 | 1.4609e-05 | 9.1528e-06 | 1.5344e-05 | 1.3711e-05 | 1.4218e-05 | 1.405e-05 | 1.2471e-05 | 1.4598e-05 | 1.2638e-05 | 1.2675e-05 | 1.4161e-05 | 1.1404e-05 | 1.33e-05 | 1.4693e-05 | 1.7448e-05 | 1.585e-05 | 1.4647e-05 | 1.5356e-05 | 1.4822e-05 | 1.3187e-05 | 1.6497e-05 | 1.3712e-05 | 1.6088e-05 | 1.5912e-05 | 1.4869e-05 | 1.6698e-05 | 1.4424e-05 | 1.1767e-05 | 1.3259e-05 | 1.3202e-05 | 1.3798e-05 | 1.4097e-05 | 1.7331e-05 | 1.434e-05 | 1.6585e-05 | 1.3691e-05 | 1.2525e-05 | 1.3896e-05 | 1.1918e-05 | 1.2547e-05 | 1.4446e-05 | 1.5173e-05 | 1.3456e-05 | 1.0943e-05 | 1.591e-05 | 1.3129e-05 | 1.54e-05 | 1.6596e-05 | 1.306e-05 | 1.4601e-05 | 1.1933e-05 | 1.5107e-05 | 1.4772e-05 | 1.4426e-05 | 1.3984e-05 | 1.2813e-05 | 1.3453e-05 | 1.659e-05 | 1.4737e-05 | 1.5212e-05 | 1.2584e-05 | 1.3734e-05 | 1.1262e-05 | 1.5176e-05 | 1.2503e-05 | 1.6738e-05 | 1.3843e-05 | 1.6049e-05 | 1.4731e-05 | 1.6602e-05 | 1.3309e-05 | 1.502e-05 | 1.423e-05 | 1.4802e-05 | 1.5654e-05 | 1.0975e-05 | 1.1882e-05 | 1.4283e-05 | 1.4315e-05 | 1.3706e-05 | 1.6416e-05 | 1.5594e-05 | 1.2953e-05 | 1.4191e-05 | 1.239e-05 | 1.2447e-05 | 1.1044e-05 | 1.6183e-05 | 1.4368e-05 | 1.4585e-05 | 1.7218e-05 | 1.2465e-05 | 1.3339e-05 | 1.2092e-05 | 1.2841e-05 | 1.2412e-05 | 1.4838e-05 | 1.3525e-05 | 1.124e-05 | 1.5276e-05 | 1.1372e-05 | 1.9334e-05 | 1.5009e-05 | 1.5884e-05 | 1.6293e-05 | 1.3504e-05 | 1.3551e-05 | 1.8778e-05 | 1.2284e-05 | 1.3046e-05 | 1.4782e-05 | 1.5654e-05 | 1.4388e-05 | 1.2629e-05 | 1.1028e-05 | 1.3052e-05 | 1.3041e-05 | 1.2618e-05 | 1.2415e-05 | 1.7522e-05 | 1.3709e-05 | 1.7424e-05 | 1.3944e-05 | 1.2798e-05 | 1.174e-05 | 1.5605e-05 | 1.6879e-05 | 1.0906e-05 | 1.1137e-05 | 1.8615e-05 | 1.1763e-05 | 1.4115e-05 | 1.3601e-05 | 1.397e-05 | 1.3649e-05 | 1.3578e-05 | 1.3965e-05 | 1.6074e-05 | 1.488e-05 | 1.2345e-05 | 9.8975e-06 | 1.7438e-05 | 1.7729e-05 | 1.974e-05 | 1.0662e-05 | 1.4027e-05 | 1.4996e-05 | 1.2008e-05 | 1.3808e-05 | 1.5321e-05 | 1.6089e-05 | 1.7042e-05 | 1.1901e-05 | 1.1546e-05 | 1.2833e-05 | 1.6227e-05 | 1.1908e-05 | 1.5124e-05 | 1.6471e-05 | 1.3488e-05 | 1.2184e-05 | 1.6195e-05 | 1.3069e-05 | 1.6476e-05 | 1.2859e-05 | 1.4905e-05 | 1.454e-05 | 1.621e-05 | 1.268e-05 | 1.4904e-05 | 1.3176e-05 | 1.1459e-05 | 1.7657e-05 | 1.7197e-05 | 1.4142e-05 | 1.2501e-05 | 1.515e-05 | 1.355e-05 | 1.304e-05 | 1.5258e-05 | 1.3649e-05 | 1.1897e-05 | 1.135e-05 | 1.418e-05 | 1.7467e-05 | 1.4427e-05 | 1.3266e-05 | 1.7293e-05 | 1.389e-05 | 1.1733e-05 | 1.6735e-05 | 1.5926e-05 | 1.6994e-05 | 1.5482e-05 | 1.5952e-05 | 1.3947e-05 | 1.4145e-05 | 1.4526e-05 | 1.551e-05 | 1.1484e-05 | 1.3077e-05 | 1.3592e-05 | 1.1433e-05 | 1.1669e-05 | 9.0185e-06 | 1.5368e-05 | 1.8558e-05 | 1.4061e-05 | 9.6166e-06 | 1.1476e-05 | 1.2271e-05 | 1.4163e-05 | 1.513e-05 | 1.6e-05 | 1.4704e-05 | 1.2989e-05 | 1.3203e-05 | 1.4673e-05 | 1.5249e-05 | 1.1372e-05 | 1.096e-05 | 1.4396e-05 | 1.3026e-05 | 1.4702e-05 | 8.7872e-06 | 1.1385e-05 | 1.6503e-05 | 1.6699e-05 | 1.5954e-05 | 8.9892e-06 | 1.3633e-05 | 1.3096e-05 | 1.2437e-05 | 1.4265e-05 | 1.2943e-05 | 1.2881e-05 | 1.6729e-05 | 1.364e-05 | 1.372e-05 | 1.3296e-05 | 1.2851e-05 | 1.4423e-05 | 1.459e-05 | 1.2574e-05 | 9.8965e-06 | 1.7895e-05 | 1.3653e-05 | 1.2445e-05 | 1.1245e-05 | 1.5769e-05 | 1.4084e-05 | 1.5583e-05 | 1.478e-05 | 1.1938e-05 | 1.233e-05 | 1.4955e-05 | 1.2861e-05 | 9.9927e-06 | 1.4496e-05 | 1.5638e-05 | 1.7797e-05 | 1.2062e-05 | 1.556e-05 | 1.1596e-05 | 1.2381e-05 | 1.6129e-05 | 1.1378e-05 | 1.2746e-05 | 1.3745e-05 | 1.1284e-05 | 1.2448e-05 | 1.4643e-05 | 1.4635e-05 | 1.3569e-05 | 1.6435e-05 | 1.4826e-05 | 1.3361e-05 | 1.4306e-05 | 1.8495e-05 | 1.071e-05 | 1.4005e-05 | 1.2213e-05 | 1.1905e-05 | 1.7276e-05 | 1.7669e-05 | 1.581e-05 | 1.1402e-05 | 1.4459e-05 | 1.4115e-05 | 1.5271e-05 | 1.3619e-05 | 1.3453e-05 | 1.597e-05 | 1.1832e-05 | 1.6135e-05 | 1.5395e-05 | 1.4808e-05 | 1.2076e-05 | 1.3436e-05 | 1.5517e-05 | 1.2174e-05 | 1.3119e-05 | 1.244e-05 | 1.0853e-05 | 1.6609e-05 | 1.182e-05 | 1.1456e-05 | 1.2789e-05 | 1.2901e-05 | 1.5477e-05 | 1.438e-05 | 1.8839e-05 | 1.3136e-05 | 1.5326e-05 | 1.5016e-05 | 1.287e-05 | 1.2284e-05 | 1.3299e-05 | 1.2663e-05 | 1.2181e-05 | 1.2933e-05 | 1.4459e-05 | 1.2472e-05 | 1.6009e-05 | 1.6788e-05 | 1.1328e-05 | 1.5507e-05 | 1.1581e-05 | 1.3051e-05 | 1.3658e-05 | 1.2887e-05 | 1.0744e-05 | 1.1995e-05 | 1.2819e-05 | 1.4954e-05 | 1.1487e-05 | 1.0162e-05 | 1.3015e-05 | 1.6605e-05 | 1.6972e-05 | 1.6757e-05 | 1.7026e-05 | 1.4009e-05 | 1.6958e-05 | 1.087e-05 | 1.2093e-05 | 1.2533e-05 | 1.4049e-05 | 1.9045e-05 | 1.3118e-05 | 1.44e-05 | 1.2795e-05 | 1.5007e-05 | 1.3416e-05 | 1.7661e-05 | 1.5446e-05 | 1.2995e-05 | 1.6547e-05 | 1.3595e-05 | 1.5464e-05 | 1.4157e-05 | 1.4713e-05 | 1.2529e-05 | 1.6303e-05 | 1.1465e-05 | 1.4508e-05 | 1.3172e-05 | 1.3894e-05 | 1.3552e-05 | 1.5356e-05 | 1.2655e-05 | 1.2271e-05 | 1.5176e-05 | 1.168e-05 | 1.3574e-05 | 1.0886e-05 | 1.3237e-05 | 1.4509e-05 | 1.3515e-05 | 1.3661e-05 | 1.6158e-05 | 1.3866e-05 | 1.125e-05 | 1.5569e-05 | 1.7429e-05 | 1.6987e-05 | 1.3301e-05 | 1.1437e-05 | 1.5133e-05 | 1.4189e-05 | 1.8043e-05 | 1.6205e-05 | 1.4774e-05 | 1.3834e-05 | 1.2701e-05 | 1.075e-05 | 1.7539e-05 | 1.5358e-05 | 1.1342e-05 | 1.5051e-05 | 1.6454e-05 | 1.0952e-05 | 1.3301e-05 | 1.7259e-05 | 1.7493e-05 | 1.4785e-05 | 1.325e-05 | 1.2722e-05 | 1.3077e-05 | 1.6424e-05 | 1.2767e-05 | 1.2712e-05 | 1.2968e-05 | 1.134e-05 | 1.6154e-05 | 1.4484e-05 | 1.2151e-05 | 1.3819e-05 | 1.0875e-05 | 1.2672e-05 | 1.3783e-05 | 1.563e-05 | 1.7012e-05 | 1.4059e-05 | 1.1149e-05 | 1.104e-05 | 1.6145e-05 | 1.5123e-05 | 1.7133e-05 | 1.5201e-05 | 1.3025e-05 | 1.2273e-05 | 1.4998e-05 | 1.0419e-05 | 1.3382e-05 | 1.1978e-05 | 1.8489e-05 | 1.0744e-05 | 1.5094e-05 | 1.7558e-05 | 1.5119e-05 | 1.7573e-05 | 1.848e-05 | 1.1947e-05 | 1.5428e-05 | 1.1607e-05 | 1.2667e-05 | 1.3505e-05 | 1.3292e-05 | 1.1607e-05 | 1.8154e-05 | 1.3123e-05 | 1.0808e-05 | 1.7236e-05 | 1.6054e-05 | 1.2613e-05 | 1.8004e-05 | 1.4133e-05 | 1.1504e-05 | 1.1111e-05 | 1.7495e-05 | 1.4558e-05 | 1.213e-05 | 1.2128e-05 | 1.5378e-05 | 1.3331e-05 | 1.8878e-05 | 1.4481e-05 | 1.4953e-05 | 1.3722e-05 | 1.3119e-05 | 1.3116e-05 | 1.7468e-05 | 1.4848e-05 | 1.4283e-05 | 1.618e-05 | 1.4304e-05 | 1.3078e-05 | 1.2907e-05 | 1.6953e-05 | 1.9597e-05 | 1.3293e-05 | 1.191e-05 | 1.28e-05 | 1.0844e-05 | 1.0125e-05 | 1.3239e-05 | 9.2389e-06 | 1.2818e-05 | 1.6083e-05 | 1.1602e-05 | 1.653e-05 | 1.2699e-05 | 1.2334e-05 | 1.5605e-05 | 1.5217e-05 | 1.6103e-05 | 9.3481e-06 | 1.5449e-05 | 1.147e-05 | 8.9659e-06 | 1.7301e-05 | 1.3325e-05 | 1.2171e-05 | 1.3698e-05 | 1.2713e-05 | 1.2057e-05 | 1.2109e-05 | 1.1247e-05 | 1.4688e-05 | 1.5678e-05 | 1.332e-05 | 1.4983e-05 | 1.594e-05 | 1.5911e-05 | 1.4049e-05 | 1.7127e-05 | 1.1997e-05 | 1.4079e-05 | 1.2858e-05 | 1.3779e-05 | 1.424e-05 | 1.2265e-05 | 1.3302e-05 | 1.1015e-05 | 1.3159e-05 | 1.7645e-05 | 1.4827e-05 | 9.6687e-06 | 1.3428e-05 | 1.3717e-05 | 1.704e-05 | 1.1587e-05 | 1.5806e-05 | 1.3689e-05 | 1.24e-05 | 1.2602e-05 | 1.2144e-05 | 1.1157e-05 | 1.2359e-05 | 1.2579e-05 | 1.3104e-05 | 1.153e-05 | 1.7382e-05 | 1.2511e-05 | 1.482e-05 | 1.5557e-05 | 1.0843e-05 | 9.7738e-06 | 1.4865e-05 | 1.2595e-05 | 1.8418e-05 | 1.4626e-05 | 1.6851e-05 | 1.2472e-05 | 1.3359e-05 | 1.2881e-05 | 1.4214e-05 | 1.483e-05 | 1.6095e-05 | 1.5869e-05 | 1.6622e-05 | 1.4211e-05 | 1.4077e-05 | 1.6964e-05 | 1.6166e-05 | 1.2915e-05 | 1.5806e-05 | 1.5357e-05 | 1.0407e-05 | 1.2371e-05 | 1.2599e-05 | 1.5267e-05 | 1.2726e-05 | 1.5041e-05 | 1.7551e-05 | 1.3668e-05 | 1.5685e-05 | 1.6438e-05 | 1.5131e-05 | 1.2068e-05 | 1.1632e-05 | 1.6451e-05 | 1.7945e-05 | 1.4567e-05 | 1.3083e-05 | 1.2576e-05 | 1.6051e-05 | 1.8417e-05 | 1.5403e-05 | 1.6161e-05 | 1.5213e-05 | 1.2883e-05 | 1.227e-05 | 1.3114e-05 | 1.4975e-05 | 1.6029e-05 | 1.4734e-05 | 1.1039e-05 | 1.1417e-05 | 1.6905e-05 | 1.4685e-05 | 1.7082e-05 | 1.1113e-05 | 1.8534e-05 | 1.2561e-05 | 1.221e-05 | 1.282e-05 | 1.6261e-05 | 1.2313e-05 | 1.462e-05 | 1.2417e-05 | 1.7048e-05 | 1.5549e-05 | 1.4303e-05 | 1.374e-05 | 1.2713e-05 | 1.4963e-05 | 1.5019e-05 | 1.6006e-05 | 1.3014e-05 | 1.5266e-05 | 9.2327e-06 | 1.3174e-05 | 1.2331e-05 | 1.294e-05 | 1.7643e-05 | 1.1783e-05 | 1.5893e-05 | 1.7134e-05 | 1.419e-05 | 1.1455e-05 | 1.3184e-05 | 1.151e-05 | 1.3644e-05 | 1.3376e-05 | 1.1863e-05 | 1.0231e-05 | 1.6424e-05 | 1.1809e-05 | 1.3853e-05 | 1.5314e-05 | 1.5095e-05 | 1.4183e-05 | 1.5082e-05 | 1.3809e-05 | 1.3393e-05 | 1.264e-05 | 1.2543e-05 | 1.2104e-05 | 1.1823e-05 | 1.4948e-05 | 1.4565e-05 | 1.4666e-05 | 1.541e-05 | 1.4387e-05 | 1.4721e-05 | 1.4825e-05 | 1.18e-05 | 1.2552e-05 | 1.4576e-05 | 1.1885e-05 | 1.2893e-05 | 1.1522e-05 | 1.5463e-05 | 1.1974e-05 | 1.2478e-05 | 1.5598e-05 | 1.5681e-05 | 1.2866e-05 | 1.3997e-05 | 1.7844e-05 | 1.1474e-05 | 1.1144e-05 | 1.1252e-05 | 1.7293e-05 | 1.2901e-05 | 1.3114e-05 | 1.1496e-05 | 1.2312e-05 | 1.376e-05 | 9.7799e-06 | 1.0649e-05 | 1.1864e-05 | 1.4425e-05 | 1.2586e-05 | 1.7009e-05 | 1.3847e-05 | 1.5074e-05 | 1.535e-05 | 1.4452e-05 | 1.3298e-05 | 1.2349e-05 | 1.449e-05 | 1.585e-05 | 1.2982e-05 | 1.168e-05 | 1.6778e-05 | 1.7287e-05 | 1.6861e-05 | 1.328e-05 | 1.464e-05 | 1.4863e-05 | 1.2635e-05 | 1.3286e-05 | 1.2404e-05 | 1.3533e-05 | 1.4516e-05 | 1.6191e-05 | 1.6752e-05 | 1.5498e-05 | 1.6484e-05 | 1.45e-05 | 1.6609e-05 | 1.5041e-05 | 1.3115e-05 | 1.6306e-05 | 1.5401e-05 | 1.524e-05 | 1.6017e-05 | 1.2791e-05 | 1.588e-05 | 1.3599e-05 | 1.7574e-05 | 1.3427e-05 | 1.3008e-05 | 1.6848e-05 | 1.5406e-05 | 1.4218e-05 | 1.2783e-05 | 1.2986e-05 | 1.1419e-05 | 1.7216e-05 | 9.5565e-06 | 1.4535e-05 | 1.3979e-05 | 1.4942e-05 | 1.4075e-05 | 1.8077e-05 | 1.0959e-05 | 1.6771e-05 | 1.3961e-05 | 1.3308e-05 | 1.8989e-05 | 1.2673e-05 | 1.1682e-05 | 1.802e-05 | 1.2225e-05 | 1.4173e-05 | 1.0603e-05 | 1.7639e-05 | 1.4992e-05 | 1.5754e-05 | 1.7739e-05 | 1.2451e-05 | 1.706e-05 | 1.2139e-05 | 1.7291e-05 | 1.2442e-05 | 1.2455e-05 | 1.4677e-05 | 1.1174e-05 | 1.6718e-05 | 1.2577e-05 | 1.3941e-05 | 1.2911e-05 | 1.4398e-05 | 1.4339e-05 | 1.5695e-05 | 1.2823e-05 | 1.3066e-05 | 1.3125e-05 | 1.6301e-05 | 1.5831e-05 | 1.6053e-05 | 1.5701e-05 | 1.0199e-05 | 1.6112e-05 | 1.2899e-05 | 1.2754e-05 | 1.9352e-05 | 1.4934e-05 | 1.6566e-05 | 1.217e-05 | 1.2097e-05 | 1.4669e-05 | 1.1345e-05 | 1.6171e-05 | 1.666e-05 | 1.3198e-05 | 1.3607e-05 | 1.6443e-05 | 1.3152e-05 | 1.1776e-05 | 1.3451e-05 | 1.1835e-05 | 1.0545e-05 | 1.2438e-05 | 1.5373e-05 | 1.0964e-05 | 1.1299e-05 | 1.2181e-05 | 1.2789e-05 | 1.45e-05 | 1.138e-05 | 1.2078e-05 | 1.8765e-05 | 1.2267e-05 | 1.2612e-05 | 9.2931e-06 | 1.4979e-05 | 1.2649e-05 | 1.2907e-05 | 1.3651e-05 | 1.5778e-05 | 1.6044e-05 | 1.1778e-05 | 1.2896e-05 | 1.5367e-05 | 1.2345e-05 | 1.2391e-05 | 1.3586e-05 | 1.4592e-05 | 1.2824e-05 | 1.6132e-05 | 1.5166e-05 | 1.3895e-05 | 1.8296e-05 | 1.4066e-05 | 1.4782e-05 | 1.3487e-05 | 1.3284e-05 | 1.7102e-05 | 1.333e-05 | 1.3837e-05 | 1.154e-05 | 1.1811e-05 | 8.9319e-06 | 1.2073e-05 | 1.5967e-05 | 1.4397e-05 | 1.5195e-05 | 1.5915e-05 | 1.1912e-05 | 1.4198e-05 | 1.3762e-05 | 1.4555e-05 | 1.0544e-05 | 1.4195e-05 | 1.1977e-05 | 1.161e-05 | 1.2547e-05 | 1.3808e-05 | 1.3454e-05 | 1.4748e-05 | 1.5528e-05 | 1.7197e-05 | 1.761e-05 | 1.2123e-05 | 1.7114e-05 | 1.4699e-05 | 1.3024e-05 | 1.3758e-05 | 1.7441e-05 | 1.5269e-05 | 1.6105e-05 | 1.6166e-05 | 1.5796e-05 | 1.5471e-05 | 1.1979e-05 | 1.4163e-05 | 1.2555e-05 | 1.4162e-05 | 1.624e-05 | 1.413e-05 | 1.4046e-05 | 1.7566e-05 | 1.0877e-05 | 1.5594e-05 | 1.6101e-05 | 1.791e-05 | 1.4683e-05 | 1.6227e-05 | 1.5915e-05 | 1.7592e-05 | 2.0447e-05 | 1.4149e-05 | 1.5381e-05 | 1.4922e-05 | 1.8513e-05 | 1.6349e-05 | 1.9469e-05 | 1.5153e-05 | 1.2489e-05 | 1.6889e-05 | 1.778e-05 | 1.6395e-05 | 1.3655e-05 | 1.1323e-05 | 1.5237e-05 | 1.2914e-05 | 1.4052e-05 | 1.418e-05 | 1.3645e-05 | 1.6675e-05 | 1.9203e-05 | 1.8217e-05 | 1.432e-05 | 1.4032e-05 | 1.2377e-05 | 1.3727e-05 | 1.6609e-05 | 1.2707e-05 | 1.285e-05 | 1.5734e-05 | 1.1603e-05 | 1.5617e-05 | 1.5146e-05 | 1.273e-05 | 1.426e-05 | 1.27e-05 | 2.0452e-05 | 1.4307e-05 | 1.7194e-05 | 1.3269e-05 | 1.4673e-05 | 1.3526e-05 | 1.1888e-05 | 1.5542e-05 | 1.1475e-05 | 1.7812e-05 | 1.646e-05 | 1.1266e-05 | 1.5108e-05 | 1.4144e-05 | 1.0481e-05 | 1.4394e-05 | 1.6157e-05 | 1.2526e-05 | 1.1005e-05 | 1.1979e-05 | 1.542e-05 | 1.3429e-05 | 1.0921e-05 | 1.6122e-05 | 1.5621e-05 | 1.3207e-05 | 1.0126e-05 | 1.1946e-05 | 1.5294e-05 | 1.575e-05 | 1.0351e-05 | 1.5031e-05 | 1.4295e-05 | 1.9692e-05 | 1.6144e-05 | 1.3261e-05 | 1.1092e-05 | 1.429e-05 | 1.5197e-05 | 1.6197e-05 | 1.7234e-05 | 1.3397e-05 | 1.5224e-05 | 1.2997e-05 | 1.5315e-05 | 1.4421e-05 | 1.4299e-05 | 1.4571e-05 | 1.218e-05 | 1.1996e-05 | 1.3652e-05 | 1.7595e-05 | 1.3649e-05 | 1.6136e-05 | 1.2203e-05 | 1.3949e-05 | 1.691e-05 | 1.4884e-05 | 1.3861e-05 | 1.7268e-05 | 1.1456e-05 | 1.3892e-05 | 1.5914e-05 | 1.5039e-05 | 1.1284e-05 | 1.241e-05 | 1.7713e-05 | 1.8313e-05 | 1.2709e-05 | 1.7653e-05 | 1.2208e-05 | 1.6134e-05 | 1.6038e-05 | 1.7484e-05 | 1.7669e-05 | 1.3133e-05 | 1.7604e-05 | 1.8353e-05 | 1.5707e-05 | 1.4728e-05 | 1.4391e-05 | 1.0889e-05 | 1.2555e-05 | 1.5876e-05 | 1.3066e-05 | 1.456e-05 | 1.1637e-05 | 1.1288e-05 | 1.0801e-05 | 1.304e-05 | 1.5344e-05 | 1.5805e-05 | 1.7428e-05 | 1.8589e-05 | 1.1164e-05 | 1.1156e-05 | 1.8639e-05 | 1.2253e-05 | 1.5881e-05 | 1.11e-05 | 1.5982e-05 | 1.2444e-05 | 1.0197e-05 | 1.3334e-05 | 1.5447e-05 | 1.301e-05 | 1.3469e-05 | 1.2803e-05 | 1.1127e-05 | 1.6344e-05 | 1.4515e-05 | 1.618e-05 | 1.2443e-05 | 1.2912e-05 | 1.292e-05 | 1.7071e-05 | 1.3849e-05 | 1.438e-05 | 1.7037e-05 | 1.6834e-05 | 1.5741e-05 | 1.8098e-05 | 1.3697e-05 | 1.6619e-05 | 1.8048e-05 | 1.4948e-05 | 1.4373e-05 | 1.2065e-05 | 1.7211e-05 | 1.3186e-05 | 1.7024e-05 | 1.6146e-05 | 1.4208e-05 | 1.0613e-05 | 1.3082e-05 | 1.2486e-05 | 1.1636e-05 | 1.6765e-05 | 2.0467e-05 | 1.4076e-05 | 1.645e-05 | 1.4999e-05 | 1.2939e-05 | 1.5434e-05 | 1.3481e-05 | 1.1631e-05 | 1.1156e-05 | 1.048e-05 | 1.1857e-05 | 1.1011e-05 | 1.0342e-05 | 1.3684e-05 | 1.6965e-05 | 1.2876e-05 | 9.2403e-06 | 1.3979e-05 | 1.2577e-05 | 1.2789e-05 | 1.3118e-05 | 1.0903e-05 | 1.083e-05 | 1.677e-05 | 1.3645e-05 | 1.4541e-05 | 1.4496e-05 | 1.3919e-05 | 1.7688e-05 | 1.4062e-05 | 1.3781e-05 | 1.4864e-05 | 1.4119e-05 | 1.9911e-05 | 1.5799e-05 | 1.2618e-05 | 1.3839e-05 | 1.4183e-05 | 1.3741e-05 | 1.7964e-05 | 1.3075e-05 | 1.3881e-05 | 1.2259e-05 | 1.6656e-05 | 1.4784e-05 | 9.9505e-06 | 1.5692e-05 | 1.4102e-05 | 1.1726e-05 | 1.6163e-05 | 1.2356e-05 | 1.3875e-05 | 1.2198e-05 | 1.4784e-05 | 1.0504e-05 | 1.3782e-05 | 1.662e-05 | 1.4094e-05 | 1.4435e-05 | 1.2844e-05 | 1.3882e-05 | 1.692e-05 | 1.6376e-05 | 1.5187e-05 | 1.8677e-05 | 1.1899e-05 | 1.4229e-05 | 1.847e-05 | 1.4498e-05 | 1.3744e-05 | 1.2789e-05 | 1.6441e-05 | 1.355e-05 | 1.448e-05 | 1.1327e-05 | 1.0786e-05 | 1.0895e-05 | 1.5315e-05 | 1.1284e-05 | 1.265e-05 | 1.2383e-05 | 1.5903e-05 | 1.3728e-05 | 1.5879e-05 | 1.5979e-05 | 1.0411e-05 | 1.585e-05 | 1.139e-05 | 1.674e-05 | 1.1486e-05 | 1.2909e-05 | 1.7028e-05 | 1.595e-05 | 1.586e-05 | 1.0072e-05 | 1.2171e-05 | 1.6698e-05 | 1.3547e-05 | 1.0728e-05 | 1.0633e-05 | 1.5264e-05 | 1.3507e-05 | 9.8741e-06 | 1.4117e-05 | 1.5134e-05 | 1.3897e-05 | 1.5211e-05 | 1.5436e-05 | 1.2398e-05 | 1.6097e-05 | 1.1586e-05 | 1.32e-05 | 1.1247e-05 | 1.6672e-05 | 9.9812e-06 | 1.3382e-05 | 1.2769e-05 | 1.2514e-05 | 1.78e-05 | 1.4662e-05 | 1.2355e-05 | 1.845e-05 | 1.699e-05 | 1.4784e-05 | 1.1664e-05 | 1.4361e-05 | 1.6802e-05 | 1.2268e-05 | 1.1579e-05 | 1.4836e-05 | 1.113e-05 | 1.7788e-05 | 1.2948e-05 | 1.1944e-05 | 1.3496e-05 | 1.6768e-05 | 1.5477e-05 | 1.6314e-05 | 1.853e-05 | 1.4877e-05 | 1.1841e-05 | 1.1456e-05 | 1.338e-05 | 1.5158e-05 | 1.0643e-05 | 1.2138e-05 | 1.4938e-05 | 1.4773e-05 | 1.5581e-05 | 1.4156e-05 | 1.5981e-05 | 1.4749e-05 | 1.4657e-05 | 1.395e-05 | 1.5461e-05 | 9.7037e-06 | 1.2907e-05 | 8.8923e-06 | 1.2507e-05 | 1.7474e-05 | 1.1716e-05 | 1.1862e-05 | 1.7267e-05 | 1.4095e-05 | 1.6178e-05 | 1.322e-05 | 1.3041e-05 | 1.4344e-05 | 1.5305e-05 | 1.7093e-05 | 1.3999e-05 | 1.236e-05 | 9.2248e-06 | 1.2416e-05 | 1.2619e-05 | 9.436e-06 | 1.502e-05 | 1.4365e-05 | 1.485e-05 | 9.8609e-06 | 1.5936e-05 | 1.5046e-05 | 1.0844e-05 | 1.2379e-05 | 1.3141e-05 | 1.2211e-05 | 1.4582e-05 | 1.758e-05 | 1.0247e-05 | 1.2927e-05 | 1.3979e-05 | 1.8309e-05 | 1.0826e-05 | 1.3102e-05 | 1.2016e-05 | 1.5412e-05 | 1.7458e-05 | 1.3845e-05 | 1.5018e-05 | 1.3699e-05 | 1.285e-05 | 1.3699e-05 | 1.4588e-05 | 1.6553e-05 | 1.3986e-05 | 1.2356e-05 | 1.3923e-05 | 1.1087e-05 | 1.7391e-05 | 1.585e-05 | 1.5958e-05 | 1.2984e-05 | 9.4681e-06 | 1.5926e-05 | 1.3731e-05 | 1.4893e-05 | 1.7303e-05 | 1.9367e-05 | 1.2265e-05 | 1.3574e-05 | 1.2431e-05 | 1.3329e-05 | 1.2759e-05 | 1.4369e-05 | 1.2785e-05 | 1.3116e-05 | 1.1984e-05 | 1.7507e-05 | 1.7268e-05 | 1.3695e-05 | 1.5685e-05 | 1.0436e-05 | 1.7784e-05 | 1.6643e-05 | 1.3678e-05 | 1.3404e-05 | 1.3126e-05 | 1.6371e-05 | 1.1837e-05 | 1.2965e-05 | 1.6567e-05 | 1.6406e-05 | 1.6132e-05 | 1.1442e-05 | 1.5691e-05 | 1.878e-05 | 1.2358e-05 | 1.3875e-05 | 1.3154e-05 | 9.7975e-06 | 1.3324e-05 | 1.4792e-05 | 1.3773e-05 | 1.0206e-05 | 1.3673e-05 | 1.4055e-05 | 1.1634e-05 | 1.4477e-05 | 1.8723e-05 | 1.5138e-05 | 1.4084e-05 | 1.3228e-05 | 1.2803e-05 | 1.5684e-05 | 1.1043e-05 | 1.7016e-05 | 1.6003e-05 | 1.8847e-05 | 1.1397e-05 | 1.8666e-05 | 1.2794e-05 | 1.6869e-05 | 1.2832e-05 | 1.685e-05 | 1.2714e-05 | 1.3476e-05 | 1.2014e-05 | 1.1349e-05 | 1.6921e-05 | 1.2951e-05 | 1.4943e-05 | 1.5884e-05 | 1.1057e-05 | 1.1118e-05 | 1.5073e-05 | 1.699e-05 | 1.4933e-05 | 1.5843e-05 | 1.5397e-05 | 1.4211e-05 | 1.509e-05 | 1.3487e-05 | 1.5715e-05 | 1.2778e-05 | 1.5782e-05 | 1.772e-05 | 1.2738e-05 | 1.2693e-05 | 1.2212e-05 | 1.3433e-05 | 1.5238e-05 | 1.4884e-05 | 1.4523e-05 | 1.4772e-05 | 2.0978e-05 | 1.5538e-05 | 1.4952e-05 | 1.3361e-05 | 1.5669e-05 | 1.4522e-05 | 1.5675e-05 | 1.2992e-05 | 1.4773e-05 | 1.4324e-05 | 1.5849e-05 | 1.1798e-05 | 1.4497e-05 | 1.7737e-05 | 1.2464e-05 | 1.4178e-05 | 8.8241e-06 | 1.3375e-05 | 1.3465e-05 | 1.293e-05 | 1.3851e-05 | 1.2726e-05 | 1.2936e-05 | 1.413e-05 | 1.9869e-05 | 1.605e-05 | 1.1831e-05 | 9.8376e-06 | 1.5803e-05 | 1.3915e-05 | 1.0737e-05 | 1.5573e-05 | 1.6515e-05 | 1.35e-05 | 1.7696e-05 | 1.5407e-05 | 1.6183e-05 | 1.5012e-05 | 1.5794e-05 | 1.2143e-05 | 1.3526e-05 | 1.2492e-05 | 1.6296e-05 | 1.3564e-05 | 1.6006e-05 | 1.3231e-05 | 1.6219e-05 | 1.2741e-05 | 1.495e-05 | 1.3138e-05 | 1.3613e-05 | 1.4567e-05 | 1.4965e-05 | 1.377e-05 | 1.5877e-05 | 1.5361e-05 | 1.4484e-05 | 1.1168e-05 | 1.2565e-05 | 1.3148e-05 | 1.1656e-05 | 1.7274e-05 | 1.6242e-05 | 1.6817e-05 | 1.3078e-05 | 1.0828e-05 | 1.3308e-05 | 1.3076e-05 | 1.3529e-05 | 1.3319e-05 | 1.5479e-05 | 1.6028e-05 | 1.738e-05 | 1.0609e-05 | 1.5451e-05 | 1.5679e-05 | 1.4092e-05 | 1.5933e-05 | 1.2052e-05 | 1.4322e-05 | 1.4228e-05 | 1.9644e-05 | 1.7003e-05 | 1.3923e-05 | 1.0693e-05 | 1.3151e-05 | 1.0722e-05 | 9.7765e-06 | 1.2549e-05 | 1.2909e-05 | 1.3823e-05 | 1.9822e-05 | 1.5113e-05 | 1.3035e-05 | 1.1653e-05 | 1.1432e-05 | 1.0478e-05 | 1.4007e-05 | 1.2354e-05 | 1.5398e-05 | 1.5111e-05 | 1.6482e-05 | 1.6623e-05 | 1.5586e-05 | 1.5279e-05 | 1.5689e-05 | 1.3787e-05 | 1.185e-05 | 1.658e-05 | 1.3125e-05 | 1.1621e-05 | 1.4324e-05 | 1.0261e-05 | 1.4296e-05 | 1.6975e-05 | 1.1082e-05 | 1.4965e-05 | 1.2496e-05 | 1.3451e-05 | 1.1398e-05 | 1.2834e-05 | 1.1708e-05 | 1.3094e-05 | 1.3381e-05 | 1.2092e-05 | 1.4755e-05 | 1.2058e-05 | 1.2116e-05 | 1.3692e-05 | 1.3606e-05 | 1.4662e-05 | 1.3592e-05 | 1.4349e-05 | 1.5787e-05 | 1.3019e-05 | 1.1389e-05 | 1.7176e-05 | 1.407e-05 | 1.3494e-05 | 1.2149e-05 | 1.2736e-05 | 1.3509e-05 | 1.4517e-05 | 1.4162e-05 | 1.1314e-05 | 1.168e-05 | 1.1582e-05 | 1.2385e-05 | 1.2134e-05 | 1.3234e-05 | 1.2994e-05 | 1.3781e-05 | 1.2794e-05 | 1.3069e-05 | 1.3688e-05 | 1.7412e-05 | 1.3882e-05 | 1.5034e-05 | 1.924e-05 | 1.4027e-05 | 1.5618e-05 | 1.6314e-05 | 1.3085e-05 | 1.4806e-05 | 1.4666e-05 | 1.3862e-05 | 1.5565e-05 | 1.2986e-05 | 1.6245e-05 | 1.3173e-05 | 1.1552e-05 | 1.4337e-05 | 1.3257e-05 | 2.0213e-05 | 1.6494e-05 | 1.3464e-05 | 1.2734e-05 | 1.3254e-05 | 1.8619e-05 | 1.5881e-05 | 1.566e-05 | 1.3641e-05 | 1.1941e-05 | 1.709e-05 | 1.2254e-05 | 1.8238e-05 | 1.2268e-05 | 1.7808e-05 | 1.2509e-05 | 1.3438e-05 | 1.482e-05 | 1.1768e-05 | 1.7124e-05 | 1.6035e-05 | 1.4905e-05 | 1.5339e-05 | 1.1753e-05 | 1.4577e-05 | 1.4516e-05 | 1.3762e-05 | 1.509e-05 | 1.2073e-05 | 9.8243e-06 | 1.8876e-05 | 1.3323e-05 | 1.4772e-05 | 1.3349e-05 | 1.5225e-05 | 1.0341e-05 | 1.1344e-05 | 1.5724e-05 | 1.4981e-05 | 1.4286e-05 | 1.3928e-05 | 1.2231e-05 | 1.3996e-05 | 1.5662e-05 | 1.1771e-05 | 1.7397e-05 | 1.8867e-05 | 1.5079e-05 | 1.4236e-05 | 1.2451e-05 | 1.1571e-05 | 1.4404e-05 | 1.4921e-05 | 1.3326e-05 | 1.3916e-05 | 1.4339e-05 | 1.4613e-05 | 1.2012e-05 | 1.4674e-05 | 1.6469e-05 | 1.1648e-05 | 1.1953e-05 | 1.372e-05 | 1.6177e-05 | 1.2405e-05 | 1.7705e-05 | 1.858e-05 | 1.2787e-05 | 1.3654e-05 | 1.6978e-05 | 1.2209e-05 | 1.578e-05 | 1.5308e-05 | 1.2494e-05 | 1.402e-05 | 1.1732e-05 | 1.5768e-05 | 1.7757e-05 | 1.2247e-05 | 1.7333e-05 | 1.0094e-05 | 1.4423e-05 | 1.1457e-05 | 1.7275e-05 | 1.4166e-05 | 1.4664e-05 | 1.0211e-05 | 1.4138e-05 | 1.2457e-05 | 1.2572e-05 | 1.3334e-05 | 1.085e-05 | 1.2669e-05 | 1.0337e-05 | 1.5316e-05 | 1.1843e-05 | 1.3411e-05 | 1.142e-05 | 1.3198e-05 | 1.6649e-05 | 1.2566e-05 | 1.2376e-05 | 1.2695e-05 | 1.2525e-05 | 1.2451e-05 | 1.6111e-05 | 1.6435e-05 | 1.4212e-05 | 1.3751e-05 | 1.6578e-05 | 1.3226e-05 | 1.0144e-05 | 1.1539e-05 | 1.4251e-05 | 1.2443e-05 | 1.0138e-05 | 1.4063e-05 | 1.7033e-05 | 1.1807e-05 | 1.084e-05 | 1.2777e-05 | 1.3154e-05 | 1.4641e-05 | 1.3828e-05 | 1.3988e-05 | 1.5657e-05 | 1.3247e-05 | 1.2194e-05 | 1.2934e-05 | 1.2601e-05 | 1.5029e-05 | 1.5024e-05 | 1.6674e-05 | 1.2025e-05 | 1.444e-05 | 1.5505e-05 | 1.2008e-05 | 1.4017e-05 | 1.5631e-05 | 1.2177e-05 | 1.5734e-05 | 1.152e-05 | 1.4668e-05 | 1.2059e-05 | 1.8863e-05 | 1.7722e-05 | 1.2263e-05 | 1.3691e-05 | 1.4821e-05 | 1.4677e-05 | 1.1613e-05 | 1.8196e-05 | 1.285e-05 | 1.3879e-05 | 1.5164e-05 | 1.6417e-05 | 1.1711e-05 | 1.2209e-05 | 1.3498e-05 | 1.3116e-05 | 1.6742e-05 | 1.5016e-05 | 1.3165e-05 | 1.3063e-05 | 1.5294e-05 | 1.7348e-05 | 1.4943e-05 | 1.2209e-05 | 1.4439e-05 | 1.4784e-05 | 1.1711e-05 | 1.611e-05 | 1.0923e-05 | 1.569e-05 | 1.6538e-05 | 1.3107e-05 | 1.4091e-05 | 1.3494e-05 | 1.1642e-05 | 1.0549e-05 | 1.8827e-05 | 1.2052e-05 | 1.4801e-05 | 1.1105e-05 | 1.2333e-05 | 1.2367e-05 | 1.7734e-05 | 1.3854e-05 | 1.5459e-05 | 1.7735e-05 | 1.5666e-05 | 1.6364e-05 | 1.3819e-05 | 1.422e-05 | 1.3635e-05 | 1.6246e-05 | 1.5657e-05 | 1.5774e-05 | 1.3293e-05 | 1.7279e-05 | 1.669e-05 | 1.2901e-05 | 1.2978e-05 | 1.1263e-05 | 1.4736e-05 | 1.3176e-05 | 1.2967e-05 | 1.2393e-05 | 1.5698e-05 | 1.1323e-05 | 1.4408e-05 | 1.6056e-05 | 1.3371e-05 | 1.5917e-05 | 9.7813e-06 | 1.2158e-05 | 1.5014e-05 | 1.9833e-05 | 1.0556e-05 | 1.1458e-05 | 1.2106e-05 | 1.4192e-05 | 1.5924e-05 | 1.0077e-05 | 1.1828e-05 | 1.2637e-05 | 1.4159e-05 | 1.5957e-05 | 1.1679e-05 | 8.9044e-06 | 1.3745e-05 | 1.702e-05 | 1.4529e-05 | 1.2256e-05 | 1.1103e-05 | 1.4917e-05 | 1.2041e-05 | 1.4785e-05 | 1.4351e-05 | 1.321e-05 | 8.1354e-06 | 1.3314e-05 | 1.6449e-05 | 1.5395e-05 | 1.2989e-05 | 1.7432e-05 | 1.3555e-05 | 1.8537e-05 | 1.6697e-05 | 1.7257e-05 | 1.4151e-05 | 1.5872e-05 | 1.5777e-05 | 1.4063e-05 | 1.4052e-05 | 1.4583e-05 | 1.3255e-05 | 1.1213e-05 | 1.4242e-05 | 1.4059e-05 | 1.7445e-05 | 1.2671e-05 | 2.1266e-05 | 1.4229e-05 | 1.2618e-05 | 1.3657e-05 | 1.37e-05 | 1.6645e-05 | 1.4534e-05 | 1.5382e-05 | 1.3115e-05 | 1.2043e-05 | 1.4701e-05 | 1.6243e-05 | 1.4766e-05 | 1.2465e-05 | 1.608e-05 | 1.2749e-05 | 1.4654e-05 | 1.0206e-05 | 1.0912e-05 | 1.1191e-05 | 1.3422e-05 | 1.3844e-05 | 1.348e-05 | 1.6629e-05 | 1.4843e-05 | 1.5531e-05 | 1.5247e-05 | 1.5531e-05 | 1.4159e-05 | 1.268e-05 | 1.3897e-05 | 1.665e-05 | 1.6626e-05 | 1.2964e-05 | 1.2698e-05 | 1.1344e-05 | 9.4717e-06 | 1.3507e-05 | 1.3048e-05 | 1.5429e-05 | 1.5071e-05 | 1.2903e-05 | 1.3328e-05 | 1.9384e-05 | 1.3958e-05 | 1.2789e-05 | 1.4087e-05 | 1.462e-05 | 1.0924e-05 | 1.4854e-05 | 1.7557e-05 | 1.1873e-05 | 1.6272e-05 | 1.7156e-05 | 1.7204e-05 | 1.4875e-05 | 1.481e-05 | 1.1519e-05 | 1.4627e-05 | 1.2551e-05 | 1.7584e-05 | 1.142e-05 | 1.2555e-05 | 1.2754e-05 | 1.4746e-05 | 1.2907e-05 | 1.687e-05 | 1.113e-05 | 1.5289e-05 | 1.3207e-05 | 1.5219e-05 | 1.3984e-05 | 1.2931e-05 | 1.362e-05 | 1.6892e-05 | 1.6475e-05 | 1.3935e-05 | 1.232e-05 | 1.2412e-05 | 1.3524e-05 | 1.6722e-05 | 1.1411e-05 | 1.3154e-05 | 1.2394e-05 | 1.4361e-05 | 1.2563e-05 | 1.965e-05 | 1.6179e-05 | 1.4104e-05 | 1.4173e-05 | 1.6606e-05 | 9.013e-06 | 1.1877e-05 | 1.498e-05 | 1.6589e-05 | 1.152e-05 | 1.3416e-05 | 1.18e-05 | 1.9261e-05 | 1.0514e-05 | 1.6789e-05 | 1.0336e-05 | 1.4966e-05 | 1.0276e-05 | 1.3458e-05 | 1.7971e-05 | 1.6087e-05 | 1.8303e-05 | 1.7023e-05 | 1.0982e-05 | 1.6696e-05 | 1.2108e-05 | 1.5157e-05 | 1.2258e-05 | 1.0995e-05 | 1.5956e-05 | 1.5139e-05 | 1.4509e-05 | 1.4458e-05 | 1.2663e-05 | 1.4474e-05 | 1.8555e-05 | 1.8617e-05 | 1.4431e-05 | 1.2548e-05 | 1.7668e-05 | 1.5062e-05 | 1.7132e-05 | 1.3539e-05 | 1.479e-05 | 1.3686e-05 | 1.5431e-05 | 1.2553e-05 | 1.5555e-05 | 1.4682e-05 | 1.2772e-05 | 1.4454e-05 | 1.1599e-05 | 1.3291e-05 | 1.3079e-05 | 1.3131e-05 | 1.8361e-05 | 1.076e-05 | 1.917e-05 | 1.2584e-05 | 1.5343e-05 | 1.3818e-05 | 1.4181e-05 | 1.1344e-05 | 1.2077e-05 | 1.6733e-05 | 1.1623e-05 | 1.4906e-05 | 1.9302e-05 | 1.6197e-05 | 1.4573e-05 | 1.394e-05 | 1.2291e-05 | 1.6475e-05 | 1.2448e-05 | 1.3466e-05 | 1.2926e-05 | 1.3935e-05 | 1.4506e-05 | 9.9046e-06 | 1.5473e-05 | 1.2211e-05 | 1.3035e-05 | 1.2404e-05 | 1.4875e-05 | 1.7293e-05 | 1.4772e-05 | 1.2556e-05 | 1.5452e-05 | 1.6488e-05 | 1.4862e-05 | 1.5614e-05 | 1.6331e-05 | 1.897e-05 | 1.9669e-05 | 1.6696e-05 | 1.1965e-05 | 1.2129e-05 | 1.488e-05 | 1.0589e-05 | 1.7867e-05 | 1.6854e-05 | 1.0969e-05 | 1.7822e-05 | 1.3067e-05 | 1.3809e-05 | 1.4698e-05 | 1.6914e-05 | 1.3942e-05 | 1.1186e-05 | 1.2565e-05 | 1.2555e-05 | 1.7701e-05 | 1.1949e-05 | 1.0842e-05 | 1.4586e-05 | 1.5617e-05 | 1.4246e-05 | 1.4524e-05 | 1.7231e-05 | 1.4358e-05 | 1.5403e-05 | 1.2791e-05 | 1.437e-05 | 1.6046e-05 | 1.6331e-05 | 1.4226e-05 | 1.4557e-05 | 1.0421e-05 | 1.1389e-05 | 1.3749e-05 | 1.5779e-05 | 1.9006e-05 | 1.3577e-05 | 1.698e-05 | 1.3026e-05 | 1.3768e-05 | 1.2991e-05 | 1.1697e-05 | 1.712e-05 | 1.4929e-05 | 1.3317e-05 | 1.4422e-05 | 1.5247e-05 | 1.4968e-05 | 1.7297e-05 | 1.004e-05 | 1.2436e-05 | 1.2744e-05 | 1.0644e-05 | 1.3009e-05 | 1.4398e-05 | 1.1792e-05 | 1.3449e-05 | 1.2559e-05 | 1.3332e-05 | 1.7351e-05 | 1.4084e-05 | 1.7819e-05 | 1.2758e-05 | 1.4932e-05 | 1.4689e-05 | 1.5942e-05 | 1.3604e-05 | 1.3955e-05 | 1.3158e-05 | 1.5696e-05 | 1.5015e-05 | 1.4709e-05 | 1.6898e-05 | 1.6342e-05 | 1.0179e-05 | 1.0738e-05 | 1.3761e-05 | 1.3599e-05 | 1.3695e-05 | 1.3503e-05 | 1.6413e-05 | 1.4037e-05 | 1.714e-05 | 1.4749e-05 | 1.5077e-05 | 1.5763e-05 | 1.4275e-05 | 1.651e-05 | 1.6874e-05 | 1.4147e-05 | 1.5056e-05 | 8.9262e-06 | 1.4341e-05 | 1.4756e-05 | 1.3809e-05 | 1.626e-05 | 1.4266e-05 | 1.2494e-05 | 1.7669e-05 | 1.5314e-05 | 1.2539e-05 | 1.91e-05 | 1.2855e-05 | 1.696e-05 | 1.4063e-05 | 1.1943e-05 | 9.3008e-06 | 1.4592e-05 | 1.1606e-05 | 1.4072e-05 | 1.4931e-05 | 1.2213e-05 | 1.5724e-05 | 1.2838e-05 | 9.7429e-06 | 1.6232e-05 | 1.2018e-05 | 1.2779e-05 | 1.0408e-05 | 1.2178e-05 | 1.1907e-05 | 1.2266e-05 | 1.7186e-05 | 1.3987e-05 | 1.3388e-05 | 1.7511e-05 | 1.2027e-05 | 1.0317e-05 | 1.4385e-05 | 1.5802e-05 | 1.276e-05 | 1.4578e-05 | 1.7138e-05 | 1.6543e-05 | 1.6685e-05 | 2.0711e-05 | 1.3205e-05 | 1.4465e-05 | 1.6256e-05 | 1.0738e-05 | 1.545e-05 | 1.5491e-05 | 1.2114e-05 | 1.2756e-05 | 1.6352e-05 | 1.8485e-05 | 1.1544e-05 | 1.304e-05 | 1.2118e-05 | 1.8973e-05 | 1.7437e-05 | 1.325e-05 | 1.183e-05 | 1.4695e-05 | 1.3349e-05 | 1.343e-05 | 1.3031e-05 | 1.7194e-05 | 1.52e-05 | 1.5963e-05 | 1.3635e-05 | 1.1532e-05 | 1.3991e-05 | 1.331e-05 | 1.4963e-05 | 1.2988e-05 | 1.7858e-05 | 1.3785e-05 | 2.0111e-05 | 1.4929e-05 | 1.5707e-05 | 1.6212e-05 | 1.2967e-05 | 1.5069e-05 | 1.2272e-05 | 1.5461e-05 | 1.6763e-05 | 1.3181e-05 | 1.2444e-05 | 1.8318e-05 | 1.2112e-05 | 1.0114e-05 | 1.451e-05 | 1.4525e-05 | 1.8604e-05 | 1.8096e-05 | 1.5316e-05 | 1.1891e-05 | 1.5299e-05 | 1.5077e-05 | 1.2732e-05 | 1.2612e-05 | 1.3574e-05 | 1.2636e-05 | 1.2099e-05 | 1.1674e-05 | 1.1801e-05 | 1.5584e-05 | 1.659e-05 | 1.233e-05 | 1.8539e-05 | 1.4819e-05 | 1.0936e-05 | 1.4542e-05 | 1.2663e-05 | 1.5234e-05 | 1.803e-05 | 1.2329e-05 | 1.5507e-05 | 1.831e-05 | 1.1485e-05 | 1.403e-05 | 1.3934e-05 | 1.6665e-05 | 1.3606e-05 | 1.4087e-05 | 1.6433e-05 | 1.4123e-05 | 1.5785e-05 | 1.1364e-05 | 1.0863e-05 | 1.4737e-05 | 1.2456e-05 | 1.6397e-05 | 1.5369e-05 | 1.1007e-05 | 1.4375e-05 | 1.1455e-05 | 1.154e-05 | 1.3113e-05 | 1.6525e-05 | 1.4925e-05 | 1.8442e-05 | 1.6071e-05 | 1.5869e-05 | 1.0847e-05 | 1.4625e-05 | 1.537e-05 | 1.6934e-05 | 1.6238e-05 | 1.5687e-05 | 1.5272e-05 | 1.3732e-05 | 1.4549e-05 | 1.2681e-05 | 1.7947e-05 | 1.6005e-05 | 1.5735e-05 | 1.4254e-05 | 1.2944e-05 | 1.1615e-05 | 1.8208e-05 | 1.6892e-05 | 1.1099e-05 | 1.5392e-05 | 1.296e-05 | 1.1646e-05 | 1.6467e-05 | 1.8082e-05 | 1.6082e-05 | 1.5199e-05 | 1.8553e-05 | 1.0721e-05 | 1.8593e-05 | 1.5669e-05 | 1.4813e-05 | 1.1922e-05 | 1.602e-05 | 1.7191e-05 | 1.6114e-05 | 1.3682e-05 | 1.0538e-05 | 1.7422e-05 | 1.6394e-05 | 1.1882e-05 | 1.7327e-05 | 1.1251e-05 | 1.1386e-05 | 1.2892e-05 | 1.4121e-05 | 1.4918e-05 | 1.3549e-05 | 1.3525e-05 | 1.5508e-05 | 1.4209e-05 | 1.4839e-05 | 1.2989e-05 | 1.657e-05 | 1.3229e-05 | 1.4191e-05 | 1.1036e-05 | 1.2527e-05 | 1.6875e-05 | 1.3709e-05 | 1.6527e-05 | 1.4268e-05 | 1.2141e-05 | 1.3814e-05 | 1.6282e-05 | 1.248e-05 | 1.8324e-05 | 1.541e-05 | 1.4329e-05 | 1.3735e-05 | 1.5999e-05 | 1.3751e-05 | 1.4836e-05 | 1.2122e-05 | 2.0205e-05 | 1.2852e-05 | 1.2093e-05 | 1.3293e-05 | 1.5123e-05 | 1.2911e-05 | 1.6619e-05 | 1.729e-05 | 1.3299e-05 | 1.3846e-05 | 1.5005e-05 | 1.0842e-05 | 1.2831e-05 | 1.4783e-05 | 1.5788e-05 | 1.2628e-05 | 1.4179e-05 | 1.4682e-05 | 1.2892e-05 | 1.0546e-05 | 1.296e-05 | 1.25e-05 | 1.6777e-05 | 1.386e-05 | 2.0384e-05 | 1.5279e-05 | 1.4184e-05 | 1.2663e-05 | 1.3265e-05 | 1.3905e-05 | 1.6806e-05 | 1.2039e-05 | 1.3872e-05 | 1.2428e-05 | 1.1868e-05 | 1.2585e-05 | 1.3207e-05 | 1.1682e-05 | 1.575e-05 | 1.1855e-05 | 1.0307e-05 | 1.2961e-05 | 1.7084e-05 | 1.3938e-05 | 1.4515e-05 | 1.3633e-05 | 1.5998e-05 | 1.2151e-05 | 1.3233e-05 | 1.4893e-05 | 1.5905e-05 | 1.346e-05 | 1.1713e-05 | 1.4035e-05 | 1.4008e-05 | 1.1317e-05 | 1.2641e-05 | 1.3943e-05 | 1.2671e-05 | 1.0563e-05 | 1.6535e-05 | 1.6348e-05 | 1.2736e-05 | 1.2096e-05 | 1.3925e-05 | 1.4125e-05 | 1.4514e-05 | 1.8046e-05 | 1.4958e-05 | 1.6307e-05 | 1.5525e-05 | 1.6532e-05 | 1.0977e-05 | 1.3179e-05 | 1.5365e-05 | 1.5427e-05 | 1.3522e-05 | 1.2577e-05 | 1.4778e-05 | 1.495e-05 | 1.3721e-05 | 1.6931e-05 | 1.3588e-05 | 1.4547e-05 | 9.4511e-06 | 1.3193e-05 | 1.595e-05 | 1.2577e-05 | 1.2436e-05 | 1.2986e-05 | 1.47e-05 | 1.5463e-05 | 1.6775e-05 | 1.5916e-05 | 1.3452e-05 | 1.0506e-05 | 1.1442e-05 | 1.2392e-05 | 1.5007e-05 | 1.094e-05 | 1.5627e-05 | 1.5091e-05 | 1.5477e-05 | 8.8079e-06 | 1.5825e-05 | 1.8603e-05 | 1.7327e-05 | 1.4361e-05 | 1.9915e-05 | 1.508e-05 | 1.494e-05 | 1.0507e-05 | 1.4606e-05 | 1.6189e-05 | 1.5825e-05 | 1.8413e-05 | 1.2544e-05 | 1.4534e-05 | 2.0265e-05 | 1.3872e-05 | 1.5391e-05 | 1.193e-05 | 1.3604e-05 | 1.1171e-05 | 1.3057e-05 | 1.4697e-05 | 1.6345e-05 | 1.4384e-05 | 1.133e-05 | 1.078e-05 | 1.4958e-05 | 1.2239e-05 | 1.1799e-05 | 1.5981e-05 | 1.2244e-05 | 1.4376e-05 | 1.5152e-05 | 1.3326e-05 | 1.398e-05 | 1.4764e-05 | 1.6451e-05 | 1.4627e-05 | 1.3963e-05 | 1.7479e-05 | 1.5105e-05 | 1.5952e-05 | 1.6399e-05 | 1.7123e-05 | 1.1981e-05 | 1.3791e-05 | 1.0869e-05 | 1.1594e-05 | 1.1821e-05 | 1.5358e-05 | 1.2253e-05 | 1.1484e-05 | 1.4725e-05 | 1.4516e-05 | 1.6521e-05 | 1.5922e-05 | 1.2676e-05 | 1.0971e-05 | 1.312e-05 | 1.606e-05 | 1.3923e-05 | 1.3979e-05 | 1.2666e-05 | 1.4132e-05 | 1.1921e-05 | 1.0939e-05 | 1.2791e-05 | 1.7735e-05 | 1.291e-05 | 1.1338e-05 | 1.3827e-05 | 1.1855e-05 | 1.2365e-05 | 1.3103e-05 | 1.2209e-05 | 1.4841e-05 | 1.6394e-05 | 1.221e-05 | 1.6145e-05 | 1.2261e-05 | 1.3942e-05 | 1.1047e-05 | 1.735e-05 | 1.3931e-05 | 1.4647e-05 | 1.4512e-05 | 1.1415e-05 | 9.9597e-06 | 1.3052e-05 | 1.7037e-05 | 1.4578e-05 | 1.3001e-05 | 2.0514e-05 | 1.8058e-05 | 1.3033e-05 | 1.5684e-05 | 1.6058e-05 | 1.7887e-05 | 1.1886e-05 | 1.6696e-05 | 1.5272e-05 | 1.5446e-05 | 1.514e-05 | 1.795e-05 | 1.2302e-05 | 1.5975e-05 | 1.2562e-05 | 1.2616e-05 | 1.8022e-05 | 1.653e-05 | 1.5587e-05 | 1.3507e-05 | 1.2036e-05 | 1.2634e-05 | 1.5034e-05 | 1.1354e-05 | 1.415e-05 | 1.6526e-05 | 1.4254e-05 | 1.2643e-05 | 1.4664e-05 | 1.1981e-05 | 1.5146e-05 | 1.0851e-05 | 1.0201e-05 | 1.3144e-05 | 1.3936e-05 | 1.5234e-05 | 1.6644e-05 | 1.5151e-05 | 1.4959e-05 | 1.3035e-05 | 1.3499e-05 | 1.9698e-05 | 1.6808e-05 | 1.3692e-05 | 1.4302e-05 | 1.5713e-05 | 1.9325e-05 | 1.5315e-05 | 1.1579e-05 | 1.1859e-05 | 1.3276e-05 | 1.635e-05 | 1.0691e-05 | 1.3045e-05 | 1.6941e-05 | 1.5317e-05 | 9.8236e-06 | 1.2868e-05 | 1.3323e-05 | 1.0963e-05 | 1.4858e-05 | 1.5161e-05 | 1.1613e-05 | 1.8766e-05 | 1.4428e-05 | 1.4755e-05 | 1.165e-05 | 1.6e-05 | 1.2717e-05 | 1.395e-05 | 1.5213e-05 | 1.2787e-05 | 1.4689e-05 | 1.3063e-05 | 1.642e-05 | 1.445e-05 | 1.1222e-05 | 1.4032e-05 | 1.5078e-05 | 1.5069e-05 | 1.3185e-05 | 1.0667e-05 | 1.5401e-05 | 1.4143e-05 | 1.1671e-05 | 1.5931e-05 | 1.0417e-05 | 1.4629e-05 | 1.4453e-05 | 1.4037e-05 | 1.5373e-05 | 1.6596e-05 | 1.3025e-05 | 1.6646e-05 | 1.7861e-05 | 1.4216e-05 | 1.1171e-05 | 1.5249e-05 | 1.5904e-05 | 1.0142e-05 | 1.9915e-05 | 1.1681e-05 | 1.5179e-05 | 1.309e-05 | 1.272e-05 | 1.3379e-05 | 1.8022e-05 | 1.2242e-05 | 1.4686e-05 | 1.3525e-05 | 1.8101e-05 | 1.417e-05 | 1.3967e-05 | 1.3033e-05 | 1.2336e-05 | 1.8024e-05 | 1.7809e-05 | 1.2151e-05 | 1.1345e-05 | 1.6323e-05 | 9.7611e-06 | 1.4696e-05 | 1.5835e-05 | 1.2834e-05 | 1.2523e-05 | 1.0024e-05 | 1.6318e-05 | 1.0414e-05 | 8.8593e-06 | 1.203e-05 | 1.317e-05 | 1.1392e-05 | 1.517e-05 | 1.0452e-05 | 1.5046e-05 | 1.5657e-05 | 1.1687e-05 | 1.1996e-05 | 1.8267e-05 | 1.7374e-05 | 1.495e-05 | 1.3111e-05 | 1.4636e-05 | 1.335e-05 | 1.6329e-05 | 1.3104e-05 | 1.3e-05 | 1.4771e-05 | 1.4477e-05 | 1.2048e-05 | 1.3743e-05 | 1.4336e-05 | 1.3517e-05 | 1.3457e-05 | 1.601e-05 | 1.3899e-05 | 1.4433e-05 | 1.1486e-05 | 1.1572e-05 | 1.0682e-05 | 1.1964e-05 | 1.7773e-05 | 1.4714e-05 | 1.2451e-05 | 1.6114e-05 | 1.2298e-05 | 1.4429e-05 | 1.4538e-05 | 1.4698e-05 | 1.5213e-05 | 1.4787e-05 | 1.2487e-05 | 1.209e-05 | 1.1083e-05 | 1.4568e-05 | 1.4278e-05 | 1.2985e-05 | 1.5898e-05 | 1.32e-05 | 1.3645e-05 | 1.4054e-05 | 1.3205e-05 | 1.3717e-05 | 1.4232e-05 | 1.4005e-05 | 1.266e-05 | 1.5927e-05 | 1.174e-05 | 1.1428e-05 | 1.6089e-05 | 1.2823e-05 | 1.255e-05 | 1.1532e-05 | 1.2752e-05 | 1.933e-05 | 1.1774e-05 | 1.3816e-05 | 1.5833e-05 | 1.1203e-05 | 1.8175e-05 | 1.1899e-05 | 1.5841e-05 | 1.4539e-05 | 1.1975e-05 | 1.2824e-05 | 1.4661e-05 | 1.1529e-05 | 1.3875e-05 | 1.3691e-05 | 1.2985e-05 | 1.8319e-05 | 1.5556e-05 | 1.5416e-05 | 1.3411e-05 | 1.2192e-05 | 1.2404e-05 | 1.6564e-05 | 1.3467e-05 | 1.532e-05 | 1.0208e-05 | 1.6064e-05 | 1.0748e-05 | 1.0059e-05 | 1.4983e-05 | 1.4967e-05 | 1.3136e-05 | 1.1557e-05 | 1.5632e-05 | 1.2288e-05 | 1.5371e-05 | 9.7038e-06 | 1.0737e-05 | 1.6866e-05 | 1.5875e-05 | 1.3622e-05 | 1.5621e-05 | 1.4228e-05 | 1.5856e-05 | 1.084e-05 | 1.4337e-05 | 1.4266e-05 | 1.4105e-05 | 1.4154e-05 | 1.3718e-05 | 1.1861e-05 | 1.4985e-05 | 1.4435e-05 | 1.3982e-05 | 1.7017e-05 | 1.5539e-05 | 1.6843e-05 | 2.0281e-05 | 1.44e-05 | 1.6609e-05 | 1.7495e-05 | 1.4411e-05 | 1.2255e-05 | 1.7935e-05 | 1.3207e-05 | 1.4641e-05 | 1.3087e-05 | 1.6816e-05 | 1.0787e-05 | 1.4023e-05 | 1.2617e-05 | 1.7218e-05 | 1.4827e-05 | 1.3456e-05 | 1.6176e-05 | 1.6212e-05 | 1.5212e-05 | 1.7446e-05 | 1.0875e-05 | 1.2443e-05 | 1.8424e-05 | 1.8609e-05 | 1.8449e-05 | 1.5312e-05 | 1.6101e-05 | 1.5338e-05 | 1.8006e-05 | 1.2182e-05 | 1.3944e-05 | 1.5086e-05 | 1.5403e-05 | 1.6484e-05 | 1.5165e-05 | 1.5955e-05 | 1.3016e-05 | 1.3998e-05 | 1.6136e-05 | 1.4819e-05 | 1.573e-05 | 1.1921e-05 | 1.1809e-05 | 1.3249e-05 | 1.3957e-05 | 1.2912e-05 | 1.5582e-05 | 1.3625e-05 | 1.3427e-05 | 1.1939e-05 | 1.3262e-05 | 1.6902e-05 | 1.401e-05 | 1.2277e-05 | 1.379e-05 | 1.3217e-05 | 1.5467e-05 | 1.1207e-05 | 1.5131e-05 | 1.6079e-05 | 1.293e-05 | 1.3536e-05 | 1.4117e-05 | 1.5931e-05 | 1.4611e-05 | 1.414e-05 | 1.2788e-05 | 1.4003e-05 | 1.5036e-05 | 1.4385e-05 | 1.7571e-05 | 1.5231e-05 | 1.2588e-05 | 1.5433e-05 | 1.5378e-05 | 1.4916e-05 | 1.3823e-05 | 1.5928e-05 | 1.3826e-05 | 1.51e-05 | 1.6684e-05 | 1.692e-05 | 1.1941e-05 | 1.1435e-05 | 1.2702e-05 | 1.663e-05 | 1.5566e-05 | 1.711e-05 | 1.3861e-05 | 1.4154e-05 | 1.3365e-05 | 1.3976e-05 | 1.4237e-05 | 1.5355e-05 | 1.5697e-05 | 1.3648e-05 | 1.1746e-05 | 1.18e-05 | 1.2771e-05 | 1.5319e-05 | 1.2965e-05 | 1.1386e-05 | 1.3409e-05 | 1.4705e-05 | 1.294e-05 | 1.3515e-05 | 1.3223e-05 | 1.3811e-05 | 1.1704e-05 | 1.347e-05 | 1.295e-05 | 1.5546e-05 | 9.3227e-06 | 1.5285e-05 | 1.6443e-05 | 1.2443e-05 | 1.6042e-05 | 1.4692e-05 | 1.2205e-05 | 1.3053e-05 | 1.5163e-05 | 1.7234e-05 | 1.6132e-05 | 1.1348e-05 | 1.3847e-05 | 1.7402e-05 | 1.3815e-05 | 1.1546e-05 | 1.2307e-05 | 1.4503e-05 | 1.2082e-05 | 1.4585e-05 | 1.2092e-05 | 1.2912e-05 | 1.1797e-05 | 1.4537e-05 | 1.4073e-05 | 1.5561e-05 | 1.1871e-05 | 1.3011e-05 | 1.3804e-05 | 1.7413e-05 | 1.9007e-05 | 1.4847e-05 | 1.0741e-05 | 1.5868e-05 | 1.2974e-05 | 1.2615e-05 | 1.4154e-05 | 1.0746e-05 | 1.5736e-05 | 1.4025e-05 | 1.3435e-05 | 1.3846e-05 | 1.3923e-05 | 1.6178e-05 | 1.3863e-05 | 1.5223e-05 | 1.2453e-05 | 1.3902e-05 | 1.7838e-05 | 1.1992e-05 | 1.6992e-05 | 1.4615e-05 | 1.2632e-05 | 1.3908e-05 | 1.4357e-05 | 1.132e-05 | 1.6459e-05 | 1.4132e-05 | 1.4304e-05 | 1.7436e-05 | 1.2618e-05 | 1.4621e-05 | 1.1017e-05 | 1.4691e-05 | 1.2726e-05 | 1.2891e-05 | 1.4569e-05 | 1.4332e-05 | 1.3342e-05 | 1.3115e-05 | 1.8526e-05 | 1.1134e-05 | 9.2073e-06 | 1.1206e-05 | 1.9917e-05 | 1.4278e-05 | 1.5126e-05 | 1.3959e-05 | 1.1851e-05 | 1.1728e-05 | 1.7026e-05 | 1.3558e-05 | 1.4089e-05 | 1.3651e-05 | 1.4739e-05 | 1.3485e-05 | 9.5734e-06 | 9.4412e-06 | 1.4042e-05 | 1.6105e-05 | 1.4129e-05 | 1.101e-05 | 1.8552e-05 | 1.5296e-05 | 1.1814e-05 | 1.314e-05 | 1.1778e-05 | 1.2542e-05 | 1.149e-05 | 1.1833e-05 | 1.1139e-05 | 1.4427e-05 | 1.1261e-05 | 1.1679e-05 | 1.3546e-05 | 1.0573e-05 | 1.4166e-05 | 1.602e-05 | 1.4648e-05 | 1.3978e-05 | 1.5293e-05 | 1.4601e-05 | 1.2812e-05 | 1.1914e-05 | 1.4148e-05 | 1.6826e-05 | 1.9532e-05 | 1.6006e-05 | 1.6431e-05 | 1.4177e-05 | 1.619e-05 | 1.5236e-05 | 1.5999e-05 | 1.2041e-05 | 1.5444e-05 | 1.6507e-05 | 1.104e-05 | 1.3197e-05 | 1.5987e-05 | 1.3517e-05 | 1.3699e-05 | 1.9766e-05 | 1.776e-05 | 1.6864e-05 | 1.1685e-05 | 1.5422e-05 | 1.4044e-05 | 1.4221e-05 | 1.4579e-05 | 1.3788e-05 | 1.3168e-05 | 1.2806e-05 | 1.6418e-05 | 1.2672e-05 | 1.715e-05 | 1.7072e-05 | 1.4228e-05 | 1.2125e-05 | 1.1071e-05 | 1.0107e-05 | 1.517e-05 | 1.3604e-05 | 1.4969e-05 | 1.3999e-05 | 1.0453e-05 | 1.7638e-05 | 1.5837e-05 | 1.3184e-05 | 1.1498e-05 | 1.2171e-05 | 1.2156e-05 | 1.4069e-05 | 1.2309e-05 | 1.546e-05 | 1.0623e-05 | 1.4965e-05 | 1.6712e-05 | 1.2006e-05 | 1.2872e-05 | 1.0156e-05 | 1.4843e-05 | 1.1015e-05 | 1.2609e-05 | 1.3e-05 | 1.5533e-05 | 1.3736e-05 | 1.5906e-05 | 1.2942e-05 | 1.2928e-05 | 1.0878e-05 | 1.1388e-05 | 1.2677e-05 | 1.3996e-05 | 1.9167e-05 | 1.09e-05 | 1.0959e-05 | 1.3331e-05 | 1.0464e-05 | 1.4474e-05 | 1.2156e-05 | 1.472e-05 | 1.4116e-05 | 1.676e-05 | 1.4745e-05 | 1.3236e-05 | 1.2745e-05 | 1.0999e-05 | 1.4794e-05 | 1.6001e-05 | 1.5126e-05 | 1.0649e-05 | 1.2405e-05 | 1.7583e-05 | 1.2176e-05 | 1.4862e-05 | 1.5006e-05 | 1.4015e-05 | 1.0706e-05 | 1.4531e-05 | 1.1149e-05 | 1.1682e-05 | 1.123e-05 | 1.62e-05 | 1.5025e-05 | 1.6884e-05 | 1.3004e-05 | 1.479e-05 | 1.6005e-05 | 1.4363e-05 | 1.3521e-05 | 1.3198e-05 | 1.6295e-05 | 1.9366e-05 | 1.763e-05 | 1.5942e-05 | 1.7849e-05 | 1.4203e-05 | 1.387e-05 | 1.6602e-05 | 1.6433e-05 | 1.6621e-05 | 1.3838e-05 | 1.7623e-05 | 1.3997e-05 | 1.1242e-05 | 1.4295e-05 | 1.6194e-05 | 1.3822e-05 | 1.9173e-05 | 1.7365e-05 | 1.735e-05 | 1.4553e-05 | 1.473e-05 | 1.3819e-05 | 1.7528e-05 | 1.6585e-05 | 1.4006e-05 | 1.3763e-05 | 1.4702e-05 | 1.3508e-05 | 1.4638e-05 | 1.1543e-05 | 1.2317e-05 | 1.5309e-05 | 1.2781e-05 | 1.3711e-05 | 1.0952e-05 | 1.3862e-05 | 1.5932e-05 | 1.2242e-05 | 1.5684e-05 | 1.1363e-05 | 1.2965e-05 | 1.2372e-05 | 1.6041e-05 | 1.3617e-05 | 1.5937e-05 | 1.1181e-05 | 1.5765e-05 | 1.0717e-05 | 1.2213e-05 | 1.3309e-05 | 1.4944e-05 | 1.42e-05 | 1.2352e-05 | 1.6089e-05 | 1.3959e-05 | 1.2576e-05 | 1.1026e-05 | 1.4441e-05 | 1.3429e-05 | 1.3108e-05 | 1.21e-05 | 1.5928e-05 | 1.2666e-05 | 1.6887e-05 | 1.4259e-05 | 1.3133e-05 | 1.3974e-05 | 1.4472e-05 | 1.6075e-05 | 1.3217e-05 | 9.9393e-06 | 1.4516e-05 | 1.0268e-05 | 1.2403e-05 | 1.3012e-05 | 1.2533e-05 | 1.5726e-05 | 1.4102e-05 | 1.5491e-05 | 1.514e-05 | 1.3355e-05 | 1.364e-05 | 1.1538e-05 | 1.4022e-05 | 1.5742e-05 | 1.3989e-05 | 9.9841e-06 | 1.5663e-05 | 1.1505e-05 | 1.6258e-05 | 1.1851e-05 | 1.3192e-05 | 1.4195e-05 | 1.5129e-05 | 1.4574e-05 | 1.6046e-05 | 1.6205e-05 | 9.1873e-06 | 1.2143e-05 | 1.2696e-05 | 1.1063e-05 | 1.4008e-05 | 1.4957e-05 | 1.1186e-05 | 1.4776e-05 | 1.5382e-05 | 1.5807e-05 | 1.3186e-05 | 1.1719e-05 | 1.346e-05 | 1.5186e-05 | 1.2206e-05 | 1.4169e-05 | 1.8098e-05 | 1.2474e-05 | 1.3377e-05 | 1.5231e-05 | 1.403e-05 | 8.6837e-06 | 1.4615e-05 | 1.3379e-05 | 1.2882e-05 | 1.4935e-05 | 1.7017e-05 | 1.0379e-05 | 1.3957e-05 | 1.3215e-05 | 1.619e-05 | 1.2595e-05 | 1.6476e-05 | 1.2418e-05 | 1.7344e-05 | 1.2779e-05 | 1.445e-05 | 1.3957e-05 | 1.1647e-05 | 1.0562e-05 | 1.1e-05 | 1.0377e-05 | 1.3919e-05 | 1.4708e-05 | 1.0728e-05 | 1.7523e-05 | 1.3629e-05 | 1.5771e-05 | 1.6979e-05 | 1.5767e-05 | 1.5691e-05 | 1.7624e-05 | 1.4301e-05 | 1.1716e-05 | 1.0659e-05 | 1.3837e-05 | 1.2468e-05 | 1.1723e-05 | 1.1255e-05 | 1.2822e-05 | 1.2764e-05 | 1.3542e-05 | 1.6354e-05 | 1.6042e-05 | 1.1043e-05 | 1.3463e-05 | 1.2685e-05 | 1.5873e-05 | 1.2188e-05 | 1.3313e-05 | 1.6133e-05 | 1.3534e-05 | 1.5736e-05 | 1.3581e-05 | 1.4001e-05 | 9.1967e-06 | 1.373e-05 | 1.1589e-05 | 1.0924e-05 | 1.184e-05 | 1.1649e-05 | 1.4664e-05 | 1.1443e-05 | 1.4391e-05 | 1.0786e-05 | 1.0908e-05 | 1.146e-05 | 1.084e-05 | 1.3339e-05 | 1.5196e-05 | 1.5249e-05 | 1.5747e-05 | 1.276e-05 | 1.6185e-05 | 1.1965e-05 | 1.3653e-05 | 1.2219e-05 | 1.3118e-05 | 1.5515e-05 | 1.8999e-05 | 1.7266e-05 | 1.4536e-05 | 1.8028e-05 | 1.3165e-05 | 1.4487e-05 | 1.7036e-05 | 1.329e-05 | 1.4877e-05 | 1.664e-05 | 1.3275e-05 | 1.5992e-05 | 1.1399e-05 | 1.5099e-05 | 1.409e-05 | 1.2657e-05 | 1.2106e-05 | 1.142e-05 | 1.7499e-05 | 1.3148e-05 | 1.2007e-05 | 1.0556e-05 | 1.5174e-05 | 1.4903e-05 | 1.7227e-05 | 1.1199e-05 | 1.632e-05 | 1.3589e-05 | 1.5011e-05 | 1.5572e-05 | 1.2413e-05 | 1.3899e-05 | 1.0711e-05 | 1.2303e-05 | 1.7263e-05 | 1.1646e-05 | 1.435e-05 | 1.3054e-05 | 1.4681e-05 | 1.2279e-05 | 1.2987e-05 | 1.5305e-05 | 1.3443e-05 | 1.3485e-05 | 1.4783e-05 | 1.7679e-05 | 2.1078e-05 | 1.2882e-05 | 1.8196e-05 | 1.0001e-05 | 1.6221e-05 | 1.2292e-05 | 1.5809e-05 | 1.4367e-05 | 1.2343e-05 | 1.8031e-05 | 1.7147e-05 | 1.9714e-05 | 1.1711e-05 | 1.1435e-05 | 1.4035e-05 | 1.1768e-05 | 1.5049e-05 | 1.3516e-05 | 1.5604e-05 | 1.1421e-05 | 1.2702e-05 | 1.1857e-05 | 1.3932e-05 | 1.8877e-05 | 1.6228e-05 | 1.5544e-05 | 1.2738e-05 | 1.5831e-05 | 1.5351e-05 | 1.3881e-05 | 1.3681e-05 | 1.4074e-05 | 1.4826e-05 | 1.4741e-05 | 1.4383e-05 | 1.4651e-05 | 1.2736e-05 | 1.3117e-05 | 1.3094e-05 | 1.0866e-05 | 1.6729e-05 | 1.3263e-05 | 1.3299e-05 | 1.5696e-05 | 1.2917e-05 | 1.5356e-05 | 1.5285e-05 | 1.8184e-05 | 1.414e-05 | 1.4827e-05 | 1.4441e-05 | 1.4036e-05 | 1.647e-05 | 1.4972e-05 | 1.707e-05 | 1.1782e-05 | 1.5228e-05 | 1.0692e-05 | 1.3592e-05 | 1.3459e-05 | 1.2071e-05 | 1.0452e-05 | 1.632e-05 | 1.4817e-05 | 1.4782e-05 | 1.2332e-05 | 1.642e-05 | 1.6401e-05 | 1.3665e-05 | 1.5994e-05 | 1.222e-05 | 1.6264e-05 | 1.4531e-05 | 1.6875e-05 | 1.5248e-05 | 1.5323e-05 | 1.6536e-05 | 1.2568e-05 | 1.5441e-05 | 1.5766e-05 | 1.6984e-05 | 1.4596e-05 | 1.582e-05 | 1.5243e-05 | 1.5972e-05 | 1.1439e-05 | 1.4226e-05 | 1.3462e-05 | 1.5509e-05 | 1.535e-05 | 1.4017e-05 | 9.5976e-06 | 1.2387e-05 | 1.4784e-05 | 1.2319e-05 | 1.2121e-05 | 1.23e-05 | 1.5173e-05 | 1.6115e-05 | 1.1266e-05 | 1.5116e-05 | 1.2912e-05 | 1.0395e-05 | 1.4992e-05 | 1.2218e-05 | 1.7421e-05 | 1.2205e-05 | 1.4713e-05 | 1.3596e-05 | 1.8154e-05 | 1.1461e-05 | 1.2678e-05 | 1.8936e-05 | 1.6387e-05 | 1.3825e-05 | 1.3327e-05 | 1.2877e-05 | 1.211e-05 | 1.7982e-05 | 1.6273e-05 | 1.2134e-05 | 1.6765e-05 | 1.0926e-05 | 1.6819e-05 | 1.3276e-05 | 1.6866e-05 | 1.4629e-05 | 1.2128e-05 | 1.5524e-05 | 1.3991e-05 | 1.3268e-05 | 1.3287e-05 | 1.3563e-05 | 1.3066e-05 | 8.9933e-06 | 1.4611e-05 | 1.3124e-05 | 1.6082e-05 | 1.3919e-05 | 1.4666e-05 | 1.4747e-05 | 1.5448e-05 | 1.396e-05 | 1.3506e-05 | 1.3301e-05 | 1.4714e-05 | 1.3352e-05 | 1.8774e-05 | 1.4982e-05 | 1.456e-05 | 1.6451e-05 | 1.1307e-05 | 1.1842e-05 | 1.5424e-05 | 9.6598e-06 | 1.0483e-05 | 1.3401e-05 | 1.2038e-05 | 1.4385e-05 | 1.1911e-05 | 1.7076e-05 | 1.3579e-05 | 1.3624e-05 | 1.3411e-05 | 1.6145e-05 | 1.5581e-05 | 1.4881e-05 | 1.354e-05 | 1.5849e-05 | 1.4793e-05 | 1.5677e-05 | 1.2697e-05 | 1.8166e-05 | 1.0646e-05 | 1.6923e-05 | 1.6937e-05 | 1.6873e-05 | 1.0602e-05 | 1.3617e-05 | 1.1359e-05 | 1.4885e-05 | 1.2879e-05 | 1.487e-05 | 1.4251e-05 | 1.351e-05 | 1.67e-05 | 1.5614e-05 | 1.145e-05 | 1.198e-05 | 1.5131e-05 | 1.344e-05 | 1.4573e-05 | 1.5583e-05 | 1.5984e-05 | 1.359e-05 | 1.4024e-05 | 1.5129e-05 | 1.4659e-05 | 1.6709e-05 | 1.5232e-05 | 1.3789e-05 | 1.2614e-05 | 1.285e-05 | 1.564e-05 | 1.5265e-05 | 1.4586e-05 | 1.1273e-05 | 1.0302e-05 | 1.1965e-05 | 1.5212e-05 | 1.4172e-05 | 1.4688e-05 | 1.3918e-05 | 1.2535e-05 | 1.4677e-05 | 1.5145e-05 | 1.7275e-05 | 1.5348e-05 | 1.5778e-05 | 1.365e-05 | 1.3286e-05 | 1.7833e-05 | 1.6287e-05 | 1.2814e-05 | 1.5594e-05 | 1.1827e-05 | 1.7637e-05 | 1.488e-05 | 1.6568e-05 | 1.6065e-05 | 1.6509e-05 | 1.4889e-05 | 1.0419e-05 | 1.428e-05 | 1.5153e-05 | 1.2928e-05 | 1.0945e-05 | 1.3382e-05 | 1.3086e-05 | 1.3748e-05 | 9.5127e-06 | 1.4753e-05 | 1.5429e-05 | 1.6256e-05 | 1.4703e-05 | 1.5151e-05 | 1.4108e-05 | 1.2495e-05 | 1.5365e-05 | 1.3056e-05 | 1.0336e-05 | 1.0479e-05 | 1.1676e-05 | 1.3279e-05 | 1.1402e-05 | 1.1045e-05 | 1.4942e-05 | 1.1051e-05 | 1.1429e-05 | 1.3037e-05 | 1.8104e-05 | 1.1378e-05 | 1.3765e-05 | 1.3986e-05 | 1.2522e-05 | 1.6956e-05 | 1.0782e-05 | 1.2262e-05 | 1.3635e-05 | 1.1255e-05 | 1.1777e-05 | 1.6889e-05 | 1.2009e-05 | 1.3172e-05 | 1.547e-05 | 1.576e-05 | 1.1421e-05 | 1.4056e-05 | 1.137e-05 | 1.5368e-05 | 1.7813e-05 | 1.3967e-05 | 1.2003e-05 | 1.4803e-05 | 1.2407e-05 | 1.2825e-05 | 1.4569e-05 | 1.547e-05 | 1.6761e-05 | 1.5716e-05 | 1.6254e-05 | 1.1159e-05 | 1.4022e-05 | 1.2974e-05 | 1.253e-05 | 1.1653e-05 | 1.4526e-05 | 1.0751e-05 | 1.6961e-05 | 1.1774e-05 | 1.3041e-05 | 1.4874e-05 | 1.389e-05 | 1.0981e-05 | 1.3892e-05 | 1.0431e-05 | 1.7128e-05 | 1.4532e-05 | 1.1683e-05 | 1.3236e-05 | 1.2475e-05 | 1.6968e-05 | 1.5334e-05 | 1.3541e-05 | 1.4872e-05 | 1.2495e-05 | 9.4975e-06 | 1.151e-05 | 1.1058e-05 | 1.5559e-05 | 1.512e-05 | 1.5866e-05 | 1.862e-05 | 1.2138e-05 | 1.4764e-05 | 1.3805e-05 | 1.3598e-05 | 1.3529e-05 | 1.505e-05 | 1.2655e-05 | 1.4261e-05 | 1.1623e-05 | 1.31e-05 | 9.5928e-06 | 1.6314e-05 | 1.3422e-05 | 1.2971e-05 | 1.2121e-05 | 1.4588e-05 | 1.379e-05 | 1.7192e-05 | 1.0927e-05 | 1.619e-05 | 1.5519e-05 | 1.2127e-05 | 1.9716e-05 | 1.5231e-05 | 1.2127e-05 | 1.5357e-05 | 1.1753e-05 | 1.4662e-05 | 1.3647e-05 | 1.1235e-05 | 1.4263e-05 | 1.6291e-05 | 1.2214e-05 | 1.6499e-05 | 9.8285e-06 | 1.4631e-05 | 1.6901e-05 | 1.0516e-05 | 1.6033e-05 | 1.6724e-05 | 1.5751e-05 | 1.4833e-05 | 1.3578e-05 | 1.1248e-05 | 1.6649e-05 | 1.8626e-05 | 1.4397e-05 | 1.1306e-05 | 1.2665e-05 | 1.7661e-05 | 1.897e-05 | 1.2318e-05 | 1.5953e-05 | 1.5696e-05 | 1.4037e-05 | 1.2345e-05 | 1.392e-05 | 1.0636e-05 | 1.2882e-05 | 1.2114e-05 | 1.4173e-05 | 1.3653e-05 | 1.3895e-05 | 1.4366e-05 | 1.2711e-05 | 1.2564e-05 | 1.5375e-05 | 1.6897e-05 | 1.436e-05 | 1.5204e-05 | 1.0956e-05 | 1.1834e-05 | 1.204e-05 | 1.1705e-05 | 1.2036e-05 | 1.434e-05 | 1.6452e-05 | 1.7931e-05 | 1.2682e-05 | 1.2602e-05 | 1.5194e-05 | 1.4752e-05 | 1.4176e-05 | 1.6374e-05 | 1.529e-05 | 1.3175e-05 | 1.5497e-05 | 1.2857e-05 | 1.1944e-05 | 1.926e-05 | 1.6329e-05 | 1.3634e-05 | 9.8576e-06 | 1.4988e-05 | 1.2896e-05 | 1.192e-05 | 1.5657e-05 | 1.4135e-05 | 1.7101e-05 | 1.7644e-05 | 1.3426e-05 | 1.5605e-05 | 1.6791e-05 | 1.4461e-05 | 9.9201e-06 | 1.2958e-05 | 1.1408e-05 | 1.2709e-05 | 1.7683e-05 | 1.3096e-05 | 1.5114e-05 | 1.5792e-05 | 1.0291e-05 | 1.7522e-05 | 1.3303e-05 | 1.551e-05 | 1.2215e-05 | 1.6218e-05 | 1.1975e-05 | 1.5963e-05 | 1.2825e-05 | 1.5147e-05 | 1.3586e-05 | 1.6731e-05 | 1.1468e-05 | 1.4942e-05 | 1.2084e-05 | 1.1773e-05 | 1.5962e-05 | 1.5291e-05 | 1.307e-05 | 1.6028e-05 | 1.0493e-05 | 1.46e-05 | 1.298e-05 | 1.1182e-05 | 1.4988e-05 | 1.4035e-05 | 1.3447e-05 | 1.2841e-05 | 1.5925e-05 | 1.15e-05 | 1.4362e-05 | 1.8635e-05 | 1.5828e-05 | 1.4747e-05 | 1.6171e-05 | 1.2214e-05 | 1.1245e-05 | 1.7871e-05 | 1.5226e-05 | 1.1751e-05 | 1.3013e-05 | 1.1788e-05 | 1.2665e-05 | 1.2652e-05 | 1.1846e-05 | 1.5426e-05 | 1.5958e-05 | 1.4258e-05 | 1.5326e-05 | 1.2706e-05 | 1.2374e-05 | 1.8345e-05 | 1.2081e-05 | 1.3781e-05 | 1.5811e-05 | 1.331e-05 | 1.2438e-05 | 1.7193e-05 | 1.3011e-05 | 1.6063e-05 | 1.4488e-05 | 1.4324e-05 | 1.2719e-05 | 1.076e-05 | 1.5872e-05 | 1.3158e-05 | 1.3566e-05 | 1.5739e-05 | 9.4381e-06 | 1.3015e-05 | 1.4716e-05 | 8.806e-06 | 1.4908e-05 | 1.2963e-05 | 1.2723e-05 | 1.6679e-05 | 1.2936e-05 | 1.2122e-05 | 1.2077e-05 | 1.2989e-05 | 1.3246e-05 | 1.6082e-05 | 1.2414e-05 | 1.3051e-05 | 1.3266e-05 | 1.2285e-05 | 1.4832e-05 | 1.0368e-05 | 1.3227e-05 | 1.5276e-05 | 1.4197e-05 | 1.3763e-05 | 1.643e-05 | 1.3576e-05 | 1.7655e-05 | 1.4778e-05 | 1.6582e-05 | 1.7153e-05 | 1.4624e-05 | 1.5971e-05 | 8.9918e-06 | 1.5858e-05 | 1.4203e-05 | 1.3834e-05 | 1.4434e-05 | 1.3491e-05 | 1.3347e-05 | 1.5487e-05 | 1.5701e-05 | 1.3035e-05 | 1.0578e-05 | 1.5889e-05 | 2.1113e-05 | 1.2812e-05 | 1.1828e-05 | 1.6024e-05 | 1.3191e-05 | 1.6561e-05 | 1.0923e-05 | 9.986e-06 | 1.068e-05 | 1.4136e-05 | 1.6236e-05 | 1.2371e-05 | 1.4897e-05 | 1.4644e-05 | 1.4932e-05 | 1.3585e-05 | 1.3827e-05 | 1.759e-05 | 1.0126e-05 | 1.4301e-05 | 1.4108e-05 | 1.4116e-05 | 1.2779e-05 | 1.5178e-05 | 1.0129e-05 | 1.5364e-05 | 1.1962e-05 | 1.6362e-05 | 1.236e-05 | 1.7028e-05 | 1.3394e-05 | 1.8526e-05 | 1.2747e-05 | 1.7341e-05 | 1.5126e-05 | 1.5511e-05 | 1.2216e-05 | 8.3578e-06 | 1.594e-05 | 1.1972e-05 | 1.4689e-05 | 1.2617e-05 | 1.558e-05 | 1.2719e-05 | 1.6791e-05 | 1.2416e-05 | 1.1855e-05 | 1.2645e-05 | 1.7044e-05 | 1.3097e-05 | 1.2741e-05 | 1.4549e-05 | 1.3266e-05 | 1.0492e-05 | 1.5364e-05 | 1.2392e-05 | 1.7044e-05 | 1.5839e-05 | 1.1664e-05 | 1.14e-05 | 1.6005e-05 | 1.4065e-05 | 1.6742e-05 | 1.582e-05 | 1.6296e-05 | 1.6677e-05 | 1.563e-05 | 1.2908e-05 | 1.2955e-05 | 1.6209e-05 | 1.71e-05 | 1.5051e-05 | 1.904e-05 | 1.3708e-05 | 1.8651e-05 | 1.4074e-05 | 1.3007e-05 | 1.3846e-05 | 1.8816e-05 | 1.6046e-05 | 1.2349e-05 | 1.3664e-05 | 1.8862e-05 | 1.0776e-05 | 1.3162e-05 | 1.5862e-05 | 1.5859e-05 | 1.3922e-05 | 1.4679e-05 | 1.0214e-05 | 1.8322e-05 | 1.616e-05 | 1.8358e-05 | 1.8217e-05 | 1.3105e-05 | 1.0825e-05 | 1.2435e-05 | 1.5778e-05 | 1.2107e-05 | 1.1015e-05 | 1.3352e-05 | 1.2479e-05 | 1.4121e-05 | 1.1332e-05 | 1.098e-05 | 1.3903e-05 | 1.493e-05 | 1.4566e-05 | 1.4124e-05 | 1.5002e-05 | 1.5729e-05 | 1.1319e-05 | 1.6566e-05 | 1.7122e-05 | 1.3277e-05 | 1.2512e-05 | 1.5728e-05 | 1.2332e-05 | 1.3998e-05 | 1.2926e-05 | 1.593e-05 | 1.1675e-05 | 1.6753e-05 | 1.0983e-05 | 1.2251e-05 | 1.1275e-05 | 1.5747e-05 | 1.3431e-05 | 1.0941e-05 | 1.4366e-05 | 1.902e-05 | 8.9005e-06 | 1.4229e-05 | 1.4214e-05 | 1.7422e-05 | 1.4791e-05 | 1.5655e-05 | 1.3366e-05 | 1.7591e-05 | 1.7461e-05 | 1.3163e-05 | 1.2378e-05 | 1.2038e-05 | 1.659e-05 | 1.7802e-05 | 1.3638e-05 | 1.2274e-05 | 1.3716e-05 | 1.9977e-05 | 1.6046e-05 | 1.1408e-05 | 1.7393e-05 | 1.1019e-05 | 1.1288e-05 | 1.5464e-05 | 1.4243e-05 | 1.1552e-05 | 1.2789e-05 | 1.5941e-05 | 1.4267e-05 | 1.7726e-05 | 1.689e-05 | 1.3482e-05 | 1.409e-05 | 1.2606e-05 | 1.7721e-05 | 1.3991e-05 | 1.1527e-05 | 1.4493e-05 | 1.6999e-05 | 1.6388e-05 | 1.3393e-05 | 1.4877e-05 | 1.2955e-05 | 1.5122e-05 | 1.3454e-05 | 1.3975e-05 | 1.1683e-05 | 1.6029e-05 | 1.2318e-05 | 1.3617e-05 | 1.3996e-05 | 1.2492e-05 | 1.5657e-05 | 1.2009e-05 | 1.4866e-05 | 1.4489e-05 | 1.4776e-05 | 1.2388e-05 | 1.4359e-05 | 1.2034e-05 | 1.2046e-05 | 1.9939e-05 | 1.3839e-05 | 1.8399e-05 | 1.2844e-05 | 1.1543e-05 | 1.4933e-05 | 1.5205e-05 | 1.2164e-05 | 1.7005e-05 | 1.6362e-05 | 1.5164e-05 | 1.6067e-05 | 1.1858e-05 | 1.6606e-05 | 1.8619e-05 | 1.4032e-05 | 1.8176e-05 | 1.4091e-05 | 1.2261e-05 | 1.6521e-05 | 1.4745e-05 | 1.7183e-05 | 1.411e-05 | 1.3821e-05 | 1.2239e-05 | 1.6354e-05 | 1.4065e-05 | 1.6247e-05 | 1.2901e-05 | 1.5204e-05 | 1.4069e-05 | 1.7139e-05 | 1.0457e-05 | 1.4198e-05 | 1.1572e-05 | 1.6677e-05 | 1.3478e-05 | 1.2048e-05 | 1.6364e-05 | 1.2886e-05 | 1.4671e-05 | 1.4339e-05 | 1.4122e-05 | 1.3816e-05 | 1.6767e-05 | 1.3144e-05 | 1.5598e-05 | 1.35e-05 | 1.5451e-05 | 1.214e-05 | 1.1575e-05 | 1.2591e-05 | 1.6349e-05 | 1.6486e-05 | 1.2841e-05 | 1.6819e-05 | 1.1535e-05 | 1.8413e-05 | 1.9876e-05 | 1.1697e-05 | 1.0097e-05 | 1.3623e-05 | 1.3031e-05 | 1.3892e-05 | 1.533e-05 | 1.1198e-05 | 1.2705e-05 | 1.5764e-05 | 1.2543e-05 | 1.0546e-05 | 1.2732e-05 | 1.4137e-05 | 1.5318e-05 | 9.7638e-06 | 1.3547e-05 | 1.1818e-05 | 1.5996e-05 | 1.3445e-05 | 1.3663e-05 | 1.3193e-05 | 1.2409e-05 | 1.635e-05 | 1.3952e-05 | 1.0123e-05 | 1.3243e-05 | 1.7105e-05 | 2.0719e-05 | 1.1616e-05 | 1.317e-05 | 1.3095e-05 | 1.6845e-05 | 1.7958e-05 | 1.2246e-05 | 1.4416e-05 | 1.3654e-05 | 1.3938e-05 | 8.9743e-06 | 1.7175e-05 | 1.2948e-05 | 1.3671e-05 | 1.4131e-05 | 1.3663e-05 | 9.5554e-06 | 1.6555e-05 | 1.3886e-05 | 1.6795e-05 | 1.6402e-05 | 1.198e-05 | 1.3309e-05 | 1.4497e-05 | 1.6471e-05 | 1.8328e-05 | 1.1111e-05 | 8.6952e-06 | 1.1537e-05 | 1.3461e-05 | 1.435e-05 | 1.4858e-05 | 1.4785e-05 | 1.5025e-05 | 1.4171e-05 | 1.3049e-05 | 1.172e-05 | 1.4365e-05 | 1.0727e-05 | 1.3797e-05 | 1.3307e-05 | 1.3038e-05 | 1.76e-05 | 1.0182e-05 | 1.4071e-05 | 1.4971e-05 | 1.4656e-05 | 1.2684e-05 | 1.3394e-05 | 1.0999e-05 | 1.739e-05 | 1.3834e-05 | 1.6192e-05 | 1.2143e-05 | 1.5784e-05 | 1.5032e-05 | 1.4701e-05 | 1.6144e-05 | 1.4457e-05 | 1.1954e-05 | 1.0874e-05 | 1.1176e-05 | 1.4983e-05 | 1.676e-05 | 1.0971e-05 | 1.3211e-05 | 1.6068e-05 | 1.0397e-05 | 1.5071e-05 | 1.4061e-05 | 1.0352e-05 | 1.1585e-05 | 1.3886e-05 | 1.384e-05 | 1.1694e-05 | 1.9441e-05 | 1.4085e-05 | 1.8529e-05 | 1.3919e-05 | 1.5383e-05 | 1.4145e-05 | 1.3155e-05 | 1.1669e-05 | 1.4122e-05 | 1.0788e-05 | 1.4158e-05 | 1.8181e-05 | 1.4439e-05 | 1.6315e-05 | 9.9944e-06 | 1.1553e-05 | 1.3912e-05 | 1.0943e-05 | 1.1415e-05 | 1.3686e-05 | 1.1272e-05 | 1.6492e-05 | 9.9261e-06 | 1.3647e-05 | 1.6623e-05 | 1.6613e-05 | 1.3106e-05 | 1.2986e-05 | 1.5665e-05 | 1.4729e-05 | 1.4578e-05 | 1.3423e-05 | 1.0325e-05 | 1.5044e-05 | 1.7048e-05 | 1.585e-05 | 1.9226e-05 | 1.8058e-05 | 1.5637e-05 | 1.4208e-05 | 1.5907e-05 | 1.0936e-05 | 1.4942e-05 | 1.4817e-05 | 1.8265e-05 | 1.8299e-05 | 1.1411e-05 | 1.3675e-05 | 1.3793e-05 | 1.5963e-05 | 1.3358e-05 | 1.1629e-05 | 1.5855e-05 | 1.4516e-05 | 1.5868e-05 | 1.1779e-05 | 1.25e-05 | 1.3424e-05 | 1.4558e-05 | 1.4417e-05 | 9.751e-06 | 1.6579e-05 | 1.4561e-05 | 1.5735e-05 | 1.0695e-05 | 1.2308e-05 | 1.3692e-05 | 1.1959e-05 | 1.8761e-05 | 1.6038e-05 | 1.798e-05 | 1.6592e-05 | 9.6213e-06 | 1.5395e-05 | 1.1565e-05 | 1.323e-05 | 1.804e-05 | 1.6228e-05 | 1.012e-05 | 1.4218e-05 | 1.0552e-05 | 1.2185e-05 | 1.393e-05 | 1.3137e-05 | 1.4623e-05 | 1.5561e-05 | 1.081e-05 | 1.3513e-05 | 1.3908e-05 | 1.646e-05 | 1.5719e-05 | 1.3547e-05 | 1.3196e-05 | 1.2965e-05 | 1.5509e-05 | 1.604e-05 | 1.1095e-05 | 1.2738e-05 | 1.5072e-05 | 1.8906e-05 | 1.6346e-05 | 1.5661e-05 | 1.7896e-05 | 1.6721e-05 | 1.2248e-05 | 1.3223e-05 | 1.7533e-05 | 1.373e-05 | 1.1339e-05 | 1.6102e-05 | 1.4108e-05 | 1.0678e-05 | 1.2421e-05 | 1.2817e-05 | 1.4237e-05 | 1.3798e-05 | 1.2839e-05 | 1.439e-05 | 1.4713e-05 | 1.4826e-05 | 1.4412e-05 | 1.4785e-05 | 2.0018e-05 | 1.3142e-05 | 1.3987e-05 | 1.2554e-05 | 1.218e-05 | 1.4601e-05 | 1.9065e-05 | 1.1076e-05 | 1.3037e-05 | 1.6575e-05 | 1.0506e-05 | 1.4052e-05 | 2.0596e-05 | 1.6451e-05 | 1.4703e-05 | 1.0985e-05 | 1.4596e-05 | 1.3491e-05 | 1.5843e-05 | 1.7234e-05 | 1.5102e-05 | 1.577e-05 | 1.2947e-05 | 1.5645e-05 | 1.1917e-05 | 1.158e-05 | 1.0868e-05 | 1.7077e-05 | 1.15e-05 | 1.233e-05 | 1.1321e-05 | 1.4358e-05 | 1.3932e-05 | 1.6697e-05 | 1.7115e-05 | 1.6738e-05 | 1.3204e-05 | 1.2953e-05 | 1.4903e-05 | 1.0983e-05 | 1.6662e-05 | 1.4102e-05 | 1.1211e-05 | 1.5453e-05 | 1.3345e-05 | 1.2723e-05 | 1.4999e-05 | 1.053e-05 | 1.6307e-05 | 1.6072e-05 | 1.3882e-05 | 1.5764e-05 | 1.2557e-05 | 9.9445e-06 | 1.3676e-05 | 9.8186e-06 | 1.4492e-05 | 1.2756e-05 | 1.035e-05 | 1.8002e-05 | 1.4e-05 | 1.7972e-05 | 1.7172e-05 | 1.7287e-05 | 1.0892e-05 | 1.5519e-05 | 1.149e-05 | 1.4651e-05 | 1.7269e-05 | 1.3431e-05 | 1.21e-05 | 1.1576e-05 | 1.7115e-05 | 1.774e-05 | 1.4379e-05 | 1.1815e-05 | 1.395e-05 | 1.5141e-05 | 1.5307e-05 | 1.2337e-05 | 1.5832e-05 | 9.5741e-06 | 1.3362e-05 | 1.333e-05 | 1.4385e-05 | 1.6555e-05 | 1.6123e-05 | 1.2873e-05 | 9.9877e-06 | 1.1292e-05 | 1.3655e-05 | 1.1574e-05 | 1.2012e-05 | 1.2222e-05 | 1.3284e-05 | 1.2175e-05 | 1.7646e-05 | 1.4533e-05 | 1.1162e-05 | 1.1066e-05 | 1.2081e-05 | 1.4536e-05 | 1.5097e-05 | 1.1973e-05 | 1.2123e-05 | 1.3815e-05 | 9.8576e-06 | 1.3118e-05 | 1.4058e-05 | 1.5477e-05 | 1.6869e-05 | 1.4685e-05 | 1.4709e-05 | 1.6303e-05 | 1.2337e-05 | 1.1156e-05 | 1.1533e-05 | 1.332e-05 | 1.5537e-05 | 1.3516e-05 | 2.0525e-05 | 1.1161e-05 | 1.4195e-05 | 1.7015e-05 | 1.2413e-05 | 1.4857e-05 | 1.2673e-05 | 1.4927e-05 | 1.3873e-05 | 1.251e-05 | 1.3257e-05 | 1.3515e-05 | 1.2489e-05 | 1.5741e-05 | 1.3329e-05 | 1.233e-05 | 1.6006e-05 | 1.3907e-05 | 1.7071e-05 | 1.1844e-05 | 1.1937e-05 | 1.1919e-05 | 1.4852e-05 | 1.5036e-05 | 1.2537e-05 | 2.0486e-05 | 1.6137e-05 | 1.6116e-05 | 1.4652e-05 | 1.184e-05 | 1.1024e-05 | 1.3717e-05 | 1.1594e-05 | 1.3466e-05 | 1.4978e-05 | 1.1284e-05 | 1.4644e-05 | 1.5884e-05 | 1.3845e-05 | 1.1022e-05 | 1.0738e-05 | 1.3964e-05 | 1.1454e-05 | 1.5503e-05 | 1.0435e-05 | 1.2181e-05 | 1.0858e-05 | 1.5845e-05 | 1.3241e-05 | 1.4563e-05 | 1.7039e-05 | 1.0866e-05 | 1.5538e-05 | 1.242e-05 | 1.0896e-05 | 1.6312e-05 | 1.3423e-05 | 1.0786e-05 | 1.3238e-05 | 1.248e-05 | 1.4811e-05 | 1.511e-05 | 1.5248e-05 | 1.048e-05 | 1.7105e-05 | 1.5831e-05 | 1.6369e-05 | 1.2486e-05 | 1.7912e-05 | 1.1687e-05 | 1.238e-05 | 1.3326e-05 | 1.4636e-05 | 1.6696e-05 | 1.5983e-05 | 1.3804e-05 | 1.452e-05 | 1.7176e-05 | 1.5659e-05 | 1.4949e-05 | 1.5683e-05 | 1.4896e-05 | 1.4971e-05 | 1.377e-05 | 1.5632e-05 | 1.6839e-05 | 1.2997e-05 | 1.3549e-05 | 1.869e-05 | 1.5511e-05 | 1.1458e-05 | 1.2053e-05 | 1.765e-05 | 1.5083e-05 | 1.5095e-05 | 1.6588e-05 | 1.2211e-05 | 1.2752e-05 | 1.8371e-05 | 1.7929e-05 | 1.7264e-05 | 1.3833e-05 | 1.8082e-05 | 1.6142e-05 | 1.6432e-05 | 1.5763e-05 | 1.5331e-05 | 1.8046e-05 | 1.4005e-05 | 1.3404e-05 | 1.44e-05 | 1.3775e-05 | 1.5414e-05 | 1.3197e-05 | 1.0889e-05 | 1.1437e-05 | 1.3769e-05 | 1.7974e-05 | 1.513e-05 | 1.607e-05 | 1.7343e-05 | 1.5098e-05 | 1.5633e-05 | 1.6999e-05 | 1.5103e-05 | 1.177e-05 | 1.6807e-05 | 1.1584e-05 | 1.0875e-05 | 1.6694e-05 | 1.1793e-05 | 1.2824e-05 | 1.1708e-05 | 1.1293e-05 | 1.35e-05 | 1.5822e-05 | 1.1361e-05 | 1.021e-05 | 1.7706e-05 | 1.3888e-05 | 1.4672e-05 | 1.0071e-05 | 1.1862e-05 | 1.57e-05 | 1.4959e-05 | 1.3081e-05 | 1.2644e-05 | 1.1455e-05 | 1.5671e-05 | 1.2014e-05 | 1.518e-05 | 1.4189e-05 | 1.5108e-05 | 1.2701e-05 | 1.9319e-05 | 1.1321e-05 | 1.6071e-05 | 1.0766e-05 | 1.2889e-05 | 1.6333e-05 | 1.5093e-05 | 1.1041e-05 | 1.3639e-05 | 1.2863e-05 | 1.0726e-05 | 1.1488e-05 | 1.0744e-05 | 1.2678e-05 | 1.4482e-05 | 1.2242e-05 | 1.2773e-05 | 1.3457e-05 | 1.3036e-05 | 1.5366e-05 | 1.6573e-05 | 1.4132e-05 | 1.3606e-05 | 1.5852e-05 | 1.4093e-05 | 1.6857e-05 | 1.4831e-05 | 1.6287e-05 | 1.3124e-05 | 1.6237e-05 | 1.2058e-05 | 1.4675e-05 | 1.8124e-05 | 1.6834e-05 | 1.4876e-05 | 1.2088e-05 | 1.145e-05 | 1.2443e-05 | 1.074e-05 | 1.732e-05 | 1.3235e-05 | 1.7817e-05 | 1.4005e-05 | 1.265e-05 | 1.3783e-05 | 1.5705e-05 | 1.3691e-05 | 1.5764e-05 | 1.117e-05 | 1.7703e-05 | 1.312e-05 | 1.0993e-05 | 1.7076e-05 | 1.0347e-05 | 1.7457e-05 | 1.5462e-05 | 1.744e-05 | 1.2944e-05 | 1.6752e-05 | 1.7197e-05 | 1.174e-05 | 1.1255e-05 | 1.4266e-05 | 1.4722e-05 | 1.2999e-05 | 1.0166e-05 | 1.504e-05 | 1.4536e-05 | 1.3347e-05 | 1.26e-05 | 1.5145e-05 | 1.8086e-05 | 1.4706e-05 | 1.5693e-05 | 1.6163e-05 | 1.6635e-05 | 1.2471e-05 | 1.9176e-05 | 1.2607e-05 | 1.3683e-05 | 1.4784e-05 | 1.4054e-05 | 1.5104e-05 | 1.2515e-05 | 1.3924e-05 | 1.4027e-05 | 1.2419e-05 | 1.2044e-05 | 1.2658e-05 | 1.6227e-05 | 1.5254e-05 | 1.3013e-05 | 1.5397e-05 | 1.6509e-05 | 1.2865e-05 | 9.2869e-06 | 1.4328e-05 | 1.4676e-05 | 1.7225e-05 | 1.2951e-05 | 1.3018e-05 | 1.5108e-05 | 1.2983e-05 | 1.3389e-05 | 1.6285e-05 | 1.3753e-05 | 1.6767e-05 | 1.3172e-05 | 1.3353e-05 | 1.1349e-05 | 1.5856e-05 | 1.227e-05 | 1.4116e-05 | 1.4179e-05 | 1.6637e-05 | 1.3953e-05 | 1.7016e-05 | 1.4299e-05 | 1.7037e-05 | 1.6713e-05 | 1.7033e-05 | 1.3131e-05 | 1.548e-05 | 1.535e-05 | 1.6779e-05 | 1.5791e-05 | 1.2367e-05 | 1.476e-05 | 1.3568e-05 | 1.2737e-05 | 1.4729e-05 | 1.5203e-05 | 1.3124e-05 | 1.0641e-05 | 1.4428e-05 | 1.0257e-05 | 1.3316e-05 | 1.3767e-05 | 1.3331e-05 | 1.5391e-05 | 1.4252e-05 | 1.7931e-05 | 1.6196e-05 | 1.2602e-05 | 1.4977e-05 | 1.4204e-05 | 1.6605e-05 | 1.2371e-05 | 1.1444e-05 | 1.4767e-05 | 1.3582e-05 | 1.3915e-05 | 1.4066e-05 | 1.6118e-05 | 1.8215e-05 | 1.441e-05 | 1.6353e-05 | 1.3563e-05 | 1.362e-05 | 1.4091e-05 | 1.2255e-05 | 1.3134e-05 | 9.918e-06 | 1.1316e-05 | 1.2599e-05 | 1.7476e-05 | 1.358e-05 | 1.2406e-05 | 1.2306e-05 | 1.5177e-05 | 1.5629e-05 | 1.2357e-05 | 1.376e-05 | 1.5984e-05 | 1.2573e-05 | 1.2997e-05 | 1.3802e-05 | 1.6179e-05 | 1.7397e-05 | 1.5428e-05 | 1.2148e-05 | 1.6559e-05 | 1.2774e-05 | 1.7128e-05 | 1.2402e-05 | 1.2513e-05 | 1.3427e-05 | 1.539e-05 | 1.3606e-05 | 1.4346e-05 | 1.5182e-05 | 1.1463e-05 | 1.1127e-05 | 1.2785e-05 | 1.2732e-05 | 1.2264e-05 | 1.613e-05 | 1.6105e-05 | 1.8569e-05 | 1.5061e-05 | 1.4294e-05 | 1.5947e-05 | 1.319e-05 | 1.7424e-05 | 1.7331e-05 | 1.2612e-05 | 1.4003e-05 | 1.5251e-05 | 1.5072e-05 | 1.6396e-05 | 1.235e-05 | 1.9292e-05 | 9.1512e-06 | 1.1688e-05 | 1.9154e-05 | 1.1592e-05 | 1.2804e-05 | 1.5367e-05 | 1.7533e-05 | 1.5422e-05 | 1.6087e-05 | 1.4815e-05 | 1.0343e-05 | 1.488e-05 | 1.5086e-05 | 1.4158e-05 | 1.6974e-05 | 1.4483e-05 | 1.6249e-05 | 1.2919e-05 | 1.6255e-05 | 1.1717e-05 | 1.1997e-05 | 1.7073e-05 | 1.3359e-05 | 1.4445e-05 | 1.6457e-05 | 1.0445e-05 | 1.3223e-05 | 1.5701e-05 | 1.3323e-05 | 1.2705e-05 | 1.3859e-05 | 1.122e-05 | 1.2607e-05 | 1.6119e-05 | 1.0538e-05 | 1.5549e-05 | 1.0205e-05 | 1.712e-05 | 1.419e-05 | 1.8137e-05 | 1.174e-05 | 1.5888e-05 | 1.5965e-05 | 1.2382e-05 | 9.9248e-06 | 1.2875e-05 | 1.4918e-05 | 1.6444e-05 | 1.1985e-05 | 1.3152e-05 | 1.3219e-05 | 1.2858e-05 | 1.2565e-05 | 1.0367e-05 | 1.6178e-05 | 1.0175e-05 | 1.7537e-05 | 1.0697e-05 | 1.8008e-05 | 1.6547e-05 | 1.5436e-05 | 1.1023e-05 | 1.2404e-05 | 1.5059e-05 | 2.0405e-05 | 1.4663e-05 | 1.3864e-05 | 1.4841e-05 | 1.5385e-05 | 1.418e-05 | 1.3016e-05 | 1.6302e-05 | 1.4935e-05 | 1.4414e-05 | 1.6026e-05 | 1.2893e-05 | 1.5391e-05 | 1.559e-05 | 1.517e-05 | 1.2131e-05 | 1.2899e-05 | 1.1525e-05 | 1.3422e-05 | 8.8864e-06 | 1.5271e-05 | 1.9854e-05 | 1.7019e-05 | 1.6256e-05 | 1.3314e-05 | 1.3897e-05 | 1.3655e-05 | 1.2893e-05 | 1.341e-05 | 1.3218e-05 | 2.0144e-05 | 1.3518e-05 | 1.5969e-05 | 1.2697e-05 | 1.094e-05 | 1.5979e-05 | 1.1979e-05 | 1.3983e-05 | 1.3186e-05 | 1.5729e-05 | 1.0782e-05 | 1.6027e-05 | 1.3762e-05 | 1.1644e-05 | 1.4612e-05 | 1.2942e-05 | 1.5464e-05 | 1.304e-05 | 1.1676e-05 | 1.2281e-05 | 1.1347e-05 | 1.3481e-05 | 1.1611e-05 | 1.3567e-05 | 1.4791e-05 | 1.4329e-05 | 1.6514e-05 | 1.4253e-05 | 1.6169e-05 | 1.3676e-05 | 1.4261e-05 | 1.0375e-05 | 9.9559e-06 | 1.3234e-05 | 1.8757e-05 | 1.1412e-05 | 1.4717e-05 | 1.5707e-05 | 1.5941e-05 | 1.5517e-05 | 1.3316e-05 | 1.5527e-05 | 1.2556e-05 | 1.4315e-05 | 1.2335e-05 | 1.6625e-05 | 1.506e-05 | 1.5763e-05 | 1.473e-05 | 1.3364e-05 | 1.2866e-05 | 1.2279e-05 | 1.2562e-05 | 1.4431e-05 | 1.3828e-05 | 1.5912e-05 | 1.3557e-05 | 1.7282e-05 | 1.2685e-05 | 1.7506e-05 | 1.6847e-05 | 1.4075e-05 | 1.1743e-05 | 1.2719e-05 | 1.3176e-05 | 1.7397e-05 | 1.3386e-05 | 1.462e-05 | 1.5138e-05 | 1.2684e-05 | 1.2525e-05 | 1.2161e-05 | 1.3611e-05 | 1.3328e-05 | 1.6353e-05 | 1.5e-05 | 1.1544e-05 | 1.1877e-05 | 1.3109e-05 | 9.8194e-06 | 1.5025e-05 | 1.1178e-05 | 1.4476e-05 | 1.1432e-05 | 1.4454e-05 | 1.1465e-05 | 1.2133e-05 | 1.3388e-05 | 1.1315e-05 | 1.4137e-05 | 1.5337e-05 | 1.6537e-05 | 1.0913e-05 | 1.307e-05 | 1.168e-05 | 1.4164e-05 | 1.2792e-05 | 1.1345e-05 | 1.53e-05 | 1.3828e-05 | 1.3981e-05 | 1.2753e-05 | 1.1256e-05 | 1.2135e-05 | 1.276e-05 | 1.4077e-05 | 1.3959e-05 | 1.8004e-05 | 1.1258e-05 | 1.4155e-05 | 1.7098e-05 | 1.1589e-05 | 1.583e-05 | 1.4463e-05 | 1.712e-05 | 1.2882e-05 | 1.2297e-05 | 1.3046e-05 | 1.4846e-05 | 1.3313e-05 | 1.0145e-05 | 1.3495e-05 | 1.1987e-05 | 1.3705e-05 | 1.6539e-05 | 1.8438e-05 | 1.477e-05 | 1.289e-05 | 1.4824e-05 | 1.199e-05 | 1.4551e-05 | 1.6283e-05 | 1.2033e-05 | 1.4015e-05 | 1.4446e-05 | 1.5355e-05 | 1.2083e-05 | 1.6147e-05 | 1.2796e-05 | 1.1746e-05 | 1.5473e-05 | 1.3524e-05 | 1.314e-05 | 1.5624e-05 | 1.1267e-05 | 1.4331e-05 | 1.6197e-05 | 1.2662e-05 | 1.7151e-05 | 1.5659e-05 | 1.6111e-05 | 1.3161e-05 | 1.9488e-05 | 1.7153e-05 | 1.5641e-05 | 1.464e-05 | 1.6221e-05 | 1.0869e-05 | 1.0597e-05 | 1.4567e-05 | 1.831e-05 | 1.7196e-05 | 1.4838e-05 | 1.1836e-05 | 1.6028e-05 | 1.237e-05 | 9.5172e-06 | 1.0741e-05 | 1.6439e-05 | 1.2048e-05 | 1.4017e-05 | 1.7237e-05 | 1.3573e-05 | 1.4134e-05 | 1.3459e-05 | 1.0004e-05 | 1.5988e-05 | 1.6589e-05 | 1.3056e-05 | 1.6722e-05 | 1.422e-05 | 1.0444e-05 | 1.4426e-05 | 9.9689e-06 | 1.4686e-05 | 1.365e-05 | 1.509e-05 | 1.4346e-05 | 1.1732e-05 | 1.3514e-05 | 1.4198e-05 | 1.7784e-05 | 1.0832e-05 | 1.4244e-05 | 1.6679e-05 | 1.5041e-05 | 1.2737e-05 | 1.8228e-05 | 1.6282e-05 | 1.166e-05 | 1.4648e-05 | 1.5022e-05 | 1.1542e-05 | 1.2842e-05 | 1.2263e-05 | 1.3494e-05 | 1.9355e-05 | 1.5558e-05 | 1.2869e-05 | 1.3966e-05 | 1.8504e-05 | 1.5665e-05 | 1.2233e-05 | 1.4811e-05 | 1.1537e-05 | 1.233e-05 | 1.354e-05 | 1.8259e-05 | 1.6264e-05 | 1.687e-05 | 1.7581e-05 | 1.1629e-05 | 1.3607e-05 | 1.2386e-05 | 1.4014e-05 | 1.7001e-05 | 1.3541e-05 | 1.3038e-05 | 1.7509e-05 | 1.458e-05 | 1.2904e-05 | 1.5589e-05 | 1.1812e-05 | 1.6663e-05 | 1.6182e-05 | 1.7424e-05 | 1.2479e-05 | 1.3955e-05 | 1.3206e-05 | 1.3195e-05 | 1.1473e-05 | 1.2817e-05 | 1.3687e-05 | 1.5221e-05 | 1.6553e-05 | 1.295e-05 | 1.4123e-05 | 1.1452e-05 | 1.3466e-05 | 1.7704e-05 | 1.0236e-05 | 1.1271e-05 | 1.3143e-05 | 1.4711e-05 | 1.2641e-05 | 1.7594e-05 | 1.6632e-05 | 1.1522e-05 | 1.2912e-05 | 1.1714e-05 | 1.3361e-05 | 1.2278e-05 | 1.139e-05 | 1.7679e-05 | 1.2864e-05 | 1.388e-05 | 9.9374e-06 | 1.257e-05 | 1.0678e-05 | 1.3402e-05 | 1.497e-05 | 1.35e-05 | 1.1462e-05 | 1.4598e-05 | 1.669e-05 | 1.4933e-05 | 8.9034e-06 | 1.2669e-05 | 1.3532e-05 | 1.4331e-05 | 1.5229e-05 | 1.3396e-05 | 1.1195e-05 | 1.4851e-05 | 1.5219e-05 | 1.7723e-05 | 1.1894e-05 | 1.697e-05 | 1.6243e-05 | 1.0862e-05 | 1.1755e-05 | 1.4536e-05 | 1.3198e-05 | 1.4614e-05 | 1.2088e-05 | 1.4548e-05 | 9.9108e-06 | 1.3379e-05 | 1.1741e-05 | 1.462e-05 | 1.1105e-05 | 1.3843e-05 | 1.439e-05 | 1.5905e-05 | 1.6467e-05 | 1.6518e-05 | 1.1516e-05 | 1.5896e-05 | 1.295e-05 | 1.5916e-05 | 1.524e-05 | 1.2473e-05 | 1.4182e-05 | 1.9401e-05 | 1.3701e-05 | 1.5714e-05 | 1.3061e-05 | 1.4848e-05 | 1.2339e-05 | 1.0282e-05 | 1.8955e-05 | 1.2026e-05 | 1.6158e-05 | 1.2035e-05 | 1.3871e-05 | 1.375e-05 | 1.0349e-05 | 1.8056e-05 | 1.5044e-05 | 9.0928e-06 | 1.5296e-05 | 1.1692e-05 | 1.1168e-05 | 1.2185e-05 | 1.482e-05 | 1.7872e-05 | 1.0021e-05 | 1.3605e-05 | 1.2706e-05 | 1.7204e-05 | 1.5661e-05 | 1.4409e-05 | 1.6186e-05 | 1.4672e-05 | 1.471e-05 | 1.6016e-05 | 1.4081e-05 | 1.1916e-05 | 1.5106e-05 | 1.2747e-05 | 1.6179e-05 | 1.4888e-05 | 1.4967e-05 | 1.5206e-05 | 1.787e-05 | 1.603e-05 | 1.1413e-05 | 1.5217e-05 | 1.5907e-05 | 1.582e-05 | 1.824e-05 | 1.6134e-05 | 1.1808e-05 | 1.1674e-05 | 1.5003e-05 | 1.4663e-05 | 1.2327e-05 | 1.1551e-05 | 1.5798e-05 | 1.6622e-05 | 1.2698e-05 | 1.288e-05 | 1.6075e-05 | 1.3643e-05 | 1.315e-05 | 1.4942e-05 | 1.7173e-05 | 1.6137e-05 | 1.1582e-05 | 2.0653e-05 | 1.3937e-05 | 1.9048e-05 | 1.6588e-05 | 1.7496e-05 | 1.669e-05 | 1.4469e-05 | 1.3119e-05 | 1.4215e-05 | 1.3091e-05 | 1.0777e-05 | 1.494e-05 | 1.5855e-05 | 1.148e-05 | 1.2583e-05 | 1.4073e-05 | 1.3556e-05 | 1.5597e-05 | 1.7531e-05 | 1.2893e-05 | 1.4041e-05 | 1.125e-05 | 1.2991e-05 | 1.0846e-05 | 1.2227e-05 | 1.2362e-05 | 1.358e-05 | 1.3582e-05 | 1.5063e-05 | 1.2757e-05 | 1.3045e-05 | 1.4658e-05 | 1.6466e-05 | 1.3087e-05 | 1.319e-05 | 1.3678e-05 | 1.3183e-05 | 1.3205e-05 | 1.0527e-05 | 1.4007e-05 | 1.3109e-05 | 1.3922e-05 | 1.8578e-05 | 1.2235e-05 | 1.3159e-05 | 1.7882e-05 | 1.276e-05 | 1.7184e-05 | 1.3186e-05 | 1.3064e-05 | 1.1994e-05 | 1.4933e-05 | 1.167e-05 | 1.3884e-05 | 1.6512e-05 | 1.3808e-05 | 1.6019e-05 | 1.5794e-05 | 1.481e-05 | 1.2778e-05 | 1.3628e-05 | 1.2721e-05 | 1.1844e-05 | 1.4232e-05 | 1.3195e-05 | 1.7978e-05 | 1.5982e-05 | 1.5644e-05 | 1.4073e-05 | 1.2233e-05 | 1.7592e-05 | 1.6011e-05 | 1.8073e-05 | 1.1904e-05 | 1.4576e-05 | 1.1476e-05 | 1.2995e-05 | 1.558e-05 | 1.5975e-05 | 1.3438e-05 | 1.13e-05 | 1.5262e-05 | 1.2612e-05 | 1.6704e-05 | 1.1863e-05 | 1.4231e-05 | 1.7135e-05 | 1.2487e-05 | 1.5711e-05 | 1.2754e-05 | 1.5155e-05 | 1.609e-05 | 1.2798e-05 | 1.1714e-05 | 1.2744e-05 | 1.3811e-05 | 1.2354e-05 | 1.3077e-05 | 1.2514e-05 | 1.0846e-05 | 1.5703e-05 | 1.4486e-05 | 2e-05 | 1.615e-05 | 1.4856e-05 | 1.2184e-05 | 1.0146e-05 | 1.5113e-05 | 1.4063e-05 | 1.5035e-05 | 1.3966e-05 | 1.3924e-05 | 1.3463e-05 | 1.7008e-05 | 1.8443e-05 | 1.1071e-05 | 1.4826e-05 | 1.4525e-05 | 1.4695e-05 | 1.598e-05 | 1.484e-05 | 1.427e-05 | 1.6442e-05 | 1.1567e-05 | 1.2353e-05 | 1.5002e-05 | 1.182e-05 | 1.5252e-05 | 1.7191e-05 | 9.9512e-06 | 1.6384e-05 | 1.6182e-05 | 1.2009e-05 | 1.8207e-05 | 1.2136e-05 | 1.4226e-05 | 1.5968e-05 | 1.826e-05 | 1.6604e-05 | 1.3021e-05 | 1.399e-05 | 1.612e-05 | 1.3048e-05 | 1.3585e-05 | 1.3658e-05 | 1.4171e-05 | 1.5274e-05 | 1.3591e-05 | 1.6868e-05 | 1.1071e-05 | 1.6013e-05 | 1.0543e-05 | 1.6103e-05 | 1.239e-05 | 1.3127e-05 | 1.394e-05 | 1.2919e-05 | 1.408e-05 | 1.571e-05 | 1.2122e-05 | 1.6685e-05 | 1.1805e-05 | 1.2936e-05 | 1.0825e-05 | 1.0819e-05 | 1.3717e-05 | 1.6629e-05 | 1.3601e-05 | 1.5535e-05 | 1.6716e-05 | 1.3235e-05 | 1.328e-05 | 1.3736e-05 | 1.112e-05 | 1.2696e-05 | 1.5474e-05 | 1.1676e-05 | 1.6485e-05 | 1.5993e-05 | 1.4545e-05 | 1.8714e-05 | 1.4913e-05 | 1.4729e-05 | 1.4551e-05 | 1.7414e-05 | 1.2794e-05 | 1.4766e-05 | 1.332e-05 | 1.8479e-05 | 1.5506e-05 | 1.3939e-05 | 1.1888e-05 | 1.5267e-05 | 1.061e-05 | 1.6612e-05 | 1.3637e-05 | 1.5116e-05 | 1.2789e-05 | 1.6002e-05 | 1.4338e-05 | 1.5775e-05 | 1.5072e-05 | 9.948e-06 | 1.3098e-05 | 1.6555e-05 | 1.267e-05 | 1.3297e-05 | 1.2215e-05 | 1.5431e-05 | 1.4073e-05 | 1.3226e-05 | 1.7313e-05 | 1.0139e-05 | 1.6216e-05 | 1.8764e-05 | 1.1779e-05 | 1.6682e-05 | 1.1834e-05 | 1.4449e-05 | 9.983e-06 | 1.216e-05 | 1.4745e-05 | 1.7177e-05 | 1.2022e-05 | 1.0361e-05 | 1.1662e-05 | 1.2925e-05 | 1.1458e-05 | 1.7593e-05 | 1.372e-05 | 1.4585e-05 | 1.5513e-05 | 1.3925e-05 | 1.0297e-05 | 1.3451e-05 | 1.3412e-05 | 1.4068e-05 | 1.4432e-05 | 1.2716e-05 | 1.7021e-05 | 1.4768e-05 | 1.4099e-05 | 1.3479e-05 | 1.4788e-05 | 1.9504e-05 | 1.5576e-05 | 9.3654e-06 | 1.2639e-05 | 1.3107e-05 | 1.2877e-05 | 1.8252e-05 | 1.3281e-05 | 8.8772e-06 | 9.6072e-06 | 1.5659e-05 | 1.6713e-05 | 1.5674e-05 | 1.0864e-05 | 1.2774e-05 | 1.6984e-05 | 1.4978e-05 | 1.9341e-05 | 1.6162e-05 | 1.3903e-05 | 1.5134e-05 | 1.4941e-05 | 1.1273e-05 | 1.1346e-05 | 1.6539e-05 | 1.5253e-05 | 1.09e-05 | 1.5222e-05 | 1.3934e-05 | 1.3794e-05 | 1.3745e-05 | 1.2907e-05 | 1.138e-05 | 1.3802e-05 | 1.4958e-05 | 1.5441e-05 | 1.7307e-05 | 1.5665e-05 | 1.5357e-05 | 1.3326e-05 | 1.5425e-05 | 1.5244e-05 | 1.5748e-05 | 1.356e-05 | 1.0243e-05 | 1.5484e-05 | 1.2513e-05 | 1.0759e-05 | 1.552e-05 | 1.3381e-05 | 1.821e-05 | 1.4388e-05 | 1.1829e-05 | 1.3576e-05 | 1.2223e-05 | 9.0266e-06 | 1.5928e-05 | 1.8731e-05 | 1.8906e-05 | 1.1981e-05 | 1.2516e-05 | 1.3465e-05 | 1.3003e-05 | 1.3256e-05 | 1.3413e-05 | 1.5471e-05 | 1.2605e-05 | 1.7738e-05 | 1.5835e-05 | 1.6115e-05 | 1.1119e-05 | 1.2806e-05 | 1.1045e-05 | 1.7004e-05 | 1.6127e-05 | 1.803e-05 | 1.0316e-05 | 1.7078e-05 | 1.4554e-05 | 1.7808e-05 | 1.3257e-05 | 1.069e-05 | 1.1436e-05 | 1.0616e-05 | 1.1808e-05 | 1.3555e-05 | 1.3835e-05 | 1.2449e-05 | 1.0807e-05 | 1.6974e-05 | 1.3576e-05 | 1.2998e-05 | 1.4548e-05 | 1.4427e-05 | 1.6674e-05 | 1.5908e-05 | 1.6628e-05 | 1.468e-05 | 1.3832e-05 | 1.4054e-05 | 1.6399e-05 | 1.2879e-05 | 1.2898e-05 | 1.4415e-05 | 1.2996e-05 | 1.4815e-05 | 9.0237e-06 | 1.2921e-05 | 1.0568e-05 | 1.2856e-05 | 1.2221e-05 | 1.7411e-05 | 1.2308e-05 | 1.1456e-05 | 9.4333e-06 | 1.4641e-05 | 1.5434e-05 | 1.7331e-05 | 1.1403e-05 | 1.2027e-05 | 1.4931e-05 | 1.5401e-05 | 1.4403e-05 | 1.4383e-05 | 1.5093e-05 | 1.4033e-05 | 1.1651e-05 | 1.4082e-05 | 1.6854e-05 | 1.7274e-05 | 1.1018e-05 | 1.4594e-05 | 1.3057e-05 | 1.2643e-05 | 1.4554e-05 | 1.2294e-05 | 1.347e-05 | 1.2389e-05 | 1.695e-05 | 1.4963e-05 | 1.1074e-05 | 1.2623e-05 | 1.5109e-05 | 1.382e-05 | 1.9151e-05 | 1.6428e-05 | 1.2469e-05 | 1.5122e-05 | 8.3522e-06 | 1.3756e-05 | 1.2425e-05 | 1.1142e-05 | 1.4953e-05 | 1.245e-05 | 1.2862e-05 | 1.3252e-05 | 1.2481e-05 | 1.6097e-05 | 1.3956e-05 | 1.3192e-05 | 1.5537e-05 | 1.251e-05 | 1.1341e-05 | 1.5637e-05 | 1.2724e-05 | 1.1637e-05 | 1.5696e-05 | 1.6123e-05 | 1.1064e-05 | 1.3726e-05 | 1.2862e-05 | 1.6958e-05 | 1.5363e-05 | 1.1462e-05 | 1.005e-05 | 1.0648e-05 | 1.8094e-05 | 1.3742e-05 | 1.5005e-05 | 1.6617e-05 | 1.4854e-05 | 1.1103e-05 | 1.2946e-05 | 1.2336e-05 | 1.2965e-05 | 1.392e-05 | 1.0213e-05 | 1.8196e-05 | 1.7516e-05 | 1.654e-05 | 1.2053e-05 | 1.8456e-05 | 1.6137e-05 | 1.0869e-05 | 1.4264e-05 | 1.685e-05 | 1.6336e-05 | 1.4866e-05 | 1.4458e-05 | 1.6619e-05 | 1.3329e-05 | 1.3178e-05 | 1.152e-05 | 1.519e-05 | 1.3066e-05 | 1.2203e-05 | 1.2611e-05 | 1.4035e-05 | 1.3535e-05 | 1.3113e-05 | 1.3469e-05 | 1.457e-05 | 1.4814e-05 | 1.6427e-05 | 1.8663e-05 | 1.5618e-05 | 1.6678e-05 | 1.4158e-05 | 1.0742e-05 | 1.7172e-05 | 1.7271e-05 | 1.4788e-05 | 1.5515e-05 | 1.4404e-05 | 1.3925e-05 | 1.6089e-05 | 1.5937e-05 | 1.246e-05 | 1.2695e-05 | 1.8945e-05 | 1.2746e-05 | 1.3088e-05 | 1.2921e-05 | 1.4084e-05 | 1.4504e-05 | 1.4792e-05 | 1.1729e-05 | 1.2086e-05 | 1.3137e-05 | 1.2428e-05 | 1.5978e-05 | 1.4882e-05 | 1.5866e-05 | 1.39e-05 | 1.4459e-05 | 1.337e-05 | 1.1662e-05 | 1.4318e-05 | 1.1647e-05 | 1.3598e-05 | 1.6696e-05 | 1.3938e-05 | 1.4596e-05 | 1.3026e-05 | 9.9646e-06 | 1.4987e-05 | 1.542e-05 | 1.0799e-05 | 1.6396e-05 | 1.5219e-05 | 1.3957e-05 | 1.0466e-05 | 1.4963e-05 | 1.6789e-05 | 1.1041e-05 | 1.5856e-05 | 1.2415e-05 | 1.5103e-05 | 1.2166e-05 | 1.7295e-05 | 1.3565e-05 | 1.1537e-05 | 1.3471e-05 | 1.4676e-05 | 1.4121e-05 | 1.2104e-05 | 1.391e-05 | 1.4288e-05 | 1.0557e-05 | 1.4265e-05 | 1.2074e-05 | 1.4779e-05 | 1.5364e-05 | 1.5662e-05 | 1.1162e-05 | 1.414e-05 | 1.4877e-05 | 1.1546e-05 | 1.1999e-05 | 1.5439e-05 | 1.0235e-05 | 1.0921e-05 | 1.2569e-05 | 1.4851e-05 | 1.1791e-05 | 1.6676e-05 | 1.6309e-05 | 1.3754e-05 | 1.5472e-05 | 1.2215e-05 | 1.8218e-05 | 1.7562e-05 | 1.2902e-05 | 1.1722e-05 | 1.3405e-05 | 1.2463e-05 | 1.0889e-05 | 1.0191e-05 | 1.4526e-05 | 1.3285e-05 | 1.5498e-05 | 1.3908e-05 | 1.5236e-05 | 1.2534e-05 | 1.0354e-05 | 1.3542e-05 | 1.6674e-05 | 1.0486e-05 | 1.4594e-05 | 1.1993e-05 | 1.3552e-05 | 1.6901e-05 | 1.1961e-05 | 1.3428e-05 | 1.3817e-05 | 1.3806e-05 | 1.3208e-05 | 1.2328e-05 | 1.3276e-05 | 1.8221e-05 | 1.3682e-05 | 1.2096e-05 | 1.1459e-05 | 1.7681e-05 | 1.2843e-05 | 1.3042e-05 | 1.4075e-05 | 1.2953e-05 | 1.2653e-05 | 1.8752e-05 | 1.3615e-05 | 1.2633e-05 | 1.175e-05 | 1.1647e-05 | 1.4079e-05 | 1.1715e-05 | 1.1729e-05 | 1.4479e-05 | 1.3763e-05 | 1.4633e-05 | 1.65e-05 | 1.4621e-05 | 1.7789e-05 | 1.3554e-05 | 1.3219e-05 | 1.3735e-05 | 1.8633e-05 | 1.3124e-05 | 1.2047e-05 | 1.324e-05 | 1.0754e-05 | 1.8318e-05 | 1.6319e-05 | 1.6967e-05 | 1.3253e-05 | 1.4055e-05 | 1.2913e-05 | 1.116e-05 | 1.2287e-05 | 9.095e-06 | 1.2149e-05 | 1.2834e-05 | 1.6816e-05 | 1.2257e-05 | 1.7014e-05 | 1.7682e-05 | 1.0492e-05 | 1.7029e-05 | 1.2694e-05 | 1.5859e-05 | 1.7103e-05 | 1.6332e-05 | 1.4038e-05 | 1.6375e-05 | 1.4456e-05 | 1.1804e-05 | 1.4586e-05 | 1.0753e-05 | 1.9235e-05 | 1.7346e-05 | 1.331e-05 | 1.3929e-05 | 1.4933e-05 | 1.2096e-05 | 1.3959e-05 | 1.299e-05 | 1.7006e-05
Overall dilution rate | φ | /s |  |  |  |  | φ | 0.0012286 | 0.0012226 | 0.0012196 | 0.0012203 | 0.0012224 | 0.0012231 | 0.0014281 | 0.0012232 | 0.0012291 | 0.0012275 | 0.0012247 | 0.0012257 | 0.0012338 | 0.0012303 | 0.001239 | 0.0012282 | 0.0012259 | 0.0012391 | 0.0012204 | 0.0012146 | 0.0012197 | 0.0012256 | 0.0012308 | 0.0012329 | 0.0012221 | 0.0012174 | 0.0012342 | 0.001233 | 0.0015914 | 0.0012336 | 0.0012166 | 0.0012286 | 0.0012921 | 0.001225 | 0.0012286 | 0.0012273 | 0.0012498 | 0.0012197 | 0.001279 | 0.0012351 | 0.0012423 | 0.0012285 | 0.0012213 | 0.0012235 | 0.0012267 | 0.0012201 | 0.0012249 | 0.0012445 | 0.0012346 | 0.0013561 | 0.0012284 | 0.0012301 | 0.0040064 | 0.0012247 | 0.001232 | 0.0012446 | 0.0012298 | 0.0012182 | 0.0012272 | 0.0012232 | 0.001226 | 0.0012212 | 0.0012176 | 0.001235 | 0.0012293 | 0.0012267 | 0.0013316 | 0.0012252 | 0.0012242 | 0.0012298 | 0.0012292 | 0.0012231 | 0.0012226 | 0.0012409 | 0.0012308 | 0.0012243 | 0.0012195 | 0.0012151 | 0.0012258 | 0.0012302 | 0.001221 | 0.0012221 | 0.0014321 | 0.001218 | 0.0012228 | 0.0012206 | 0.0012306 | 0.0012177 | 0.0012304 | 0.0012225 | 0.0012289 | 0.0012202 | 0.0012281 | 0.0012232 | 0.0012267 | 0.0012183 | 0.0012259 | 0.001227 | 0.0012259 | 0.0031174 | 0.0012322 | 0.0012271 | 0.0012303 | 0.0012235 | 0.0012291 | 0.0012705 | 0.0012282 | 0.0012229 | 0.0012246 | 0.0012229 | 0.001221 | 0.0012181 | 0.0012363 | 0.0012277 | 0.0012327 | 0.0012313 | 0.0012257 | 0.0012193 | 0.0012305 | 0.0012221 | 0.0012174 | 0.0012216 | 0.0012392 | 0.001221 | 0.0012213 | 0.0012218 | 0.0012353 | 0.0012243 | 0.0012613 | 0.001221 | 0.0012244 | 0.0012297 | 0.0012386 | 0.0012293 | 0.0012198 | 0.0012227 | 0.0012227 | 0.0012193 | 0.0012201 | 0.0012543 | 0.0012284 | 0.0012353 | 0.0012207 | 0.0012261 | 0.0012306 | 0.0012196 | 0.0012253 | 0.001219 | 0.0012513 | 0.0012205 | 0.0012224 | 0.0012129 | 0.0012253 | 0.0012731 | 0.0012271 | 0.0012234 | 0.0012179 | 0.0012183 | 0.0012278 | 0.0012565 | 0.0012232 | 0.0012322 | 0.0012194 | 0.0012352 | 0.0012308 | 0.0012171 | 0.0012179 | 0.0012293 | 0.0012222 | 0.0012234 | 0.0012182 | 0.0012342 | 0.0012265 | 0.0012311 | 0.0012208 | 0.0038417 | 0.001224 | 0.0026851 | 0.0012146 | 0.0012167 | 0.0012259 | 0.0012318 | 0.0026887 | 0.001225 | 0.0012263 | 0.0012313 | 0.0012205 | 0.0012344 | 0.0012273 | 0.0012404 | 0.0012347 | 0.0012375 | 0.0015525 | 0.0012203 | 0.0012291 | 0.0012316 | 0.0012207 | 0.0014946 | 0.0012179 | 0.0012209 | 0.001221 | 0.0012277 | 0.0012194 | 0.0012219 | 0.0018541 | 0.001556 | 0.0012176 | 0.0012145 | 0.0012368 | 0.0022182 | 0.0012249 | 0.0028864 | 0.0012338 | 0.0012354 | 0.0012329 | 0.0012331 | 0.0012248 | 0.0012241 | 0.0012228 | 0.0012317 | 0.0012194 | 0.0012331 | 0.0012184 | 0.0012317 | 0.0014046 | 0.001234 | 0.0012188 | 0.0012228 | 0.0012309 | 0.0012156 | 0.0012593 | 0.00122 | 0.0012315 | 0.0012143 | 0.0012571 | 0.0012341 | 0.0012271 | 0.0012321 | 0.0012248 | 0.0012284 | 0.001231 | 0.0012274 | 0.0012287 | 0.001232 | 0.0012251 | 0.0013442 | 0.0012185 | 0.001222 | 0.0012217 | 0.0012224 | 0.0012267 | 0.001225 | 0.0012243 | 0.0012146 | 0.0012312 | 0.0012212 | 0.0015941 | 0.0012242 | 0.0012308 | 0.0012361 | 0.0012251 | 0.0012338 | 0.001219 | 0.0012301 | 0.0012259 | 0.0012319 | 0.001218 | 0.0012277 | 0.0012191 | 0.0012222 | 0.001219 | 0.0012252 | 0.0012234 | 0.0012178 | 0.0012191 | 0.0012226 | 0.0012215 | 0.0012189 | 0.0012302 | 0.0012296 | 0.0012307 | 0.0012276 | 0.0012309 | 0.0012161 | 0.0012277 | 0.0012156 | 0.0012271 | 0.0012311 | 0.0012252 | 0.0012344 | 0.0012156 | 0.0012294 | 0.001231 | 0.0012206 | 0.001234 | 0.0012299 | 0.0012289 | 0.0012254 | 0.0012237 | 0.019708 | 0.0012291 | 0.0012159 | 0.0012144 | 0.0012265 | 0.0012212 | 0.0012192 | 0.0012268 | 0.0012452 | 0.0012161 | 0.0029207 | 0.0012172 | 0.0012251 | 0.0012335 | 0.0012287 | 0.0012171 | 0.0012308 | 0.0012306 | 0.0012357 | 0.0012303 | 0.0012312 | 0.0012353 | 0.001236 | 0.0012207 | 0.0012292 | 0.0012209 | 0.0012354 | 0.0012287 | 0.0012274 | 0.001217 | 0.0012238 | 0.0012291 | 0.0012195 | 0.0012136 | 0.0012279 | 0.0012276 | 0.00122 | 0.0012255 | 0.0012233 | 0.0012153 | 0.001231 | 0.0012225 | 0.0012168 | 0.0012275 | 0.0012256 | 0.0012211 | 0.0012154 | 0.0012206 | 0.0012386 | 0.0012168 | 0.0012397 | 0.0012259 | 0.0012198 | 0.035758 | 0.0012239 | 0.0012164 | 0.0012159 | 0.0012215 | 0.0012304 | 0.0012244 | 0.0012132 | 0.0012313 | 0.0012275 | 0.0012347 | 0.00123 | 0.0012289 | 0.0012279 | 0.0012174 | 0.0017069 | 0.0012154 | 0.0012329 | 0.0012282 | 0.0012311 | 0.0012255 | 0.0012272 | 0.0012323 | 0.001222 | 0.0012259 | 0.0012125 | 0.0012192 | 0.0012319 | 0.0012239 | 0.001231 | 0.0012288 | 0.00873 | 0.0012286 | 0.0012307 | 0.0012252 | 0.0012188 | 0.0012279 | 0.0012148 | 0.0012334 | 0.0012228 | 0.0012304 | 0.001232 | 0.0012275 | 0.0012275 | 0.0012307 | 0.0012128 | 0.0012155 | 0.0012225 | 0.001227 | 0.0012335 | 0.0012458 | 0.0012226 | 0.0012213 | 0.0012373 | 0.0012235 | 0.0012761 | 0.0012144 | 0.0012284 | 0.0012209 | 0.0012314 | 0.0012173 | 0.0012262 | 0.0012261 | 0.0012261 | 0.0012283 | 0.0014406 | 0.0012212 | 0.0012273 | 0.0012313 | 0.0012154 | 0.0012287 | 0.0012223 | 0.0012215 | 0.0014175 | 0.0012207 | 0.0012218 | 0.0012259 | 0.0012169 | 0.0012193 | 0.0012256 | 0.0012395 | 0.0012144 | 0.001227 | 0.0012361 | 0.0012269 | 0.0012195 | 0.0012259 | 0.0012379 | 0.0012249 | 0.0012174 | 0.0012257 | 0.0012344 | 0.0012252 | 0.0012323 | 0.0012313 | 0.0012327 | 0.0012361 | 0.0012285 | 0.0012122 | 0.0012147 | 0.0012405 | 0.0012172 | 0.001225 | 0.0012359 | 0.0012265 | 0.0012191 | 0.0012168 | 0.0012245 | 0.0012327 | 0.0012243 | 0.0012287 | 0.0012264 | 0.0012228 | 0.0012225 | 0.0012268 | 0.0012412 | 0.0012199 | 0.0012597 | 0.0012314 | 0.0012346 | 0.001217 | 0.0012236 | 0.0012271 | 0.0012339 | 0.0012316 | 0.0012225 | 0.0012294 | 0.0012176 | 0.001227 | 0.0012228 | 0.0012269 | 0.0012594 | 0.0012243 | 0.0012356 | 0.0012309 | 0.0012298 | 0.0012288 | 0.0012238 | 0.0012228 | 0.0015783 | 0.0012217 | 0.0012228 | 0.0012261 | 0.0012208 | 0.0012355 | 0.0012214 | 0.0012226 | 0.0012217 | 0.0012203 | 0.0012421 | 0.0012541 | 0.0012293 | 0.0012968 | 0.0012248 | 0.0012195 | 0.0012236 | 0.0012206 | 0.0012187 | 0.0012178 | 0.0012291 | 0.0012178 | 0.0012215 | 0.0012533 | 0.0013176 | 0.0012219 | 0.0012233 | 0.0012268 | 0.0021614 | 0.0012158 | 0.0012304 | 0.0012256 | 0.0012472 | 0.0012293 | 0.0012232 | 0.001232 | 0.0012155 | 0.0012314 | 0.0012303 | 0.0012313 | 0.0012171 | 0.0012214 | 0.0012594 | 0.0012198 | 0.0012363 | 0.0012279 | 0.0012211 | 0.0013305 | 0.0012191 | 0.0012291 | 0.0012341 | 0.0012274 | 0.0012283 | 0.0012495 | 0.001227 | 0.0012308 | 0.0012225 | 0.0012297 | 0.0012154 | 0.0012149 | 0.0012267 | 0.001231 | 0.0012234 | 0.001231 | 0.0012269 | 0.0012283 | 0.0012226 | 0.0012272 | 0.0012365 | 0.0012142 | 0.0012169 | 0.0012169 | 0.0012182 | 0.0012198 | 0.0015711 | 0.0012858 | 0.0012306 | 0.0012198 | 0.0012279 | 0.0012284 | 0.001231 | 0.00122 | 0.0012552 | 0.0012342 | 0.0012179 | 0.0012229 | 0.001225 | 0.0024902 | 0.0012179 | 0.0012225 | 0.0012364 | 0.0012268 | 0.0015442 | 0.0012308 | 0.001225 | 0.0012306 | 0.0012213 | 0.0012167 | 0.0012313 | 0.0012237 | 0.0012364 | 0.0012308 | 0.0012343 | 0.0032459 | 0.0012184 | 0.0012157 | 0.0012311 | 0.0012282 | 0.0012277 | 0.0012363 | 0.0012184 | 0.0012164 | 0.001221 | 0.0012239 | 0.0012278 | 0.0012161 | 0.0012291 | 0.0012332 | 0.0012154 | 0.0012416 | 0.0012216 | 0.0012338 | 0.0012366 | 0.0012266 | 0.0012158 | 0.0012989 | 0.0012192 | 0.0012305 | 0.001224 | 0.0012383 | 0.0012247 | 0.0012223 | 0.0012222 | 0.0012244 | 0.0012269 | 0.0012249 | 0.0012282 | 0.0012223 | 0.0012256 | 0.0012323 | 0.0012295 | 0.0012183 | 0.0012237 | 0.0012252 | 0.0012163 | 0.0012207 | 0.0012332 | 0.0012322 | 0.0012225 | 0.0012308 | 0.001214 | 0.0012371 | 0.0012333 | 0.0012178 | 0.0012145 | 0.0012237 | 0.001225 | 0.0012272 | 0.0012238 | 0.0012287 | 0.0012262 | 0.0012229 | 0.0012163 | 0.0012326 | 0.0012353 | 0.0012275 | 0.001228 | 0.0012217 | 0.0012305 | 0.0012322 | 0.0012173 | 0.0012678 | 0.0012171 | 0.0012387 | 0.0012209 | 0.0012383 | 0.0012307 | 0.0012227 | 0.0012192 | 0.0012259 | 0.0012184 | 0.0012323 | 0.0012292 | 0.0012345 | 0.0012376 | 0.0012317 | 0.001226 | 0.0012199 | 0.0012277 | 0.001225 | 0.0012299 | 0.0012152 | 0.0012193 | 0.0012125 | 0.0012198 | 0.0012286 | 0.0012279 | 0.0012338 | 0.0012282 | 0.0012219 | 0.0012332 | 0.0012581 | 0.0012241 | 0.001223 | 0.0012284 | 0.0012328 | 0.0012207 | 0.001222 | 0.0012269 | 0.0012281 | 0.0022107 | 0.0012342 | 0.0012347 | 0.0012199 | 0.0012224 | 0.0012267 | 0.0012248 | 0.0012331 | 0.0012251 | 0.0012235 | 0.0012336 | 0.0012318 | 0.00122 | 0.0012294 | 0.0012634 | 0.0012365 | 0.0012246 | 0.0012303 | 0.0012249 | 0.001244 | 0.0012149 | 0.0012253 | 0.0012643 | 0.0012265 | 0.0012188 | 0.0012286 | 0.001233 | 0.0012274 | 0.001216 | 0.0012343 | 0.0012227 | 0.001217 | 0.0012154 | 0.0012203 | 0.0012295 | 0.0012442 | 0.0012362 | 0.0012249 | 0.0012156 | 0.0012306 | 0.0012197 | 0.0012281 | 0.0012228 | 0.0012315 | 0.0012246 | 0.00123 | 0.001214 | 0.001218 | 0.0012211 | 0.0012186 | 0.0012278 | 0.0012264 | 0.0012254 | 0.0012171 | 0.0012245 | 0.0012279 | 0.0012169 | 0.0012164 | 0.0012232 | 0.0012249 | 0.0012258 | 0.0012266 | 0.0013328 | 0.0012296 | 0.0012214 | 0.0012331 | 0.0012272 | 0.0015227 | 0.0012235 | 0.001224 | 0.0012273 | 0.0012239 | 0.0012183 | 0.0012187 | 0.0012184 | 0.0012332 | 0.0020727 | 0.0012247 | 0.0012255 | 0.0012226 | 0.0012262 | 0.0012244 | 0.001225 | 0.001233 | 0.0012279 | 0.0012213 | 0.0012292 | 0.0012237 | 0.0012349 | 0.0012291 | 0.0012241 | 0.0012271 | 0.0012203 | 0.0012284 | 0.0012168 | 0.001218 | 0.0012454 | 0.0012228 | 0.0012278 | 0.0012273 | 0.0012232 | 0.0012285 | 0.0012281 | 0.0012223 | 0.0012341 | 0.0012199 | 0.0013637 | 0.0012352 | 0.0012207 | 0.0012207 | 0.0012339 | 0.0012315 | 0.0012325 | 0.001225 | 0.0012294 | 0.0035562 | 0.0012313 | 0.0012281 | 0.0012585 | 0.001231 | 0.001291 | 0.001235 | 0.0012649 | 0.001221 | 0.0012567 | 0.001301 | 0.001219 | 0.0012284 | 0.0012263 | 0.0012304 | 0.001225 | 0.0012158 | 0.0012173 | 0.001223 | 0.0012201 | 0.0012286 | 0.0012194 | 0.0012236 | 0.0012148 | 0.0012183 | 0.0012238 | 0.0012331 | 0.0012238 | 0.0012288 | 0.0012167 | 0.0012255 | 0.0012336 | 0.0012164 | 0.0012428 | 0.0012253 | 0.0012317 | 0.0012209 | 0.0012163 | 0.001224 | 0.0012363 | 0.0012269 | 0.0012203 | 0.0012301 | 0.0012278 | 0.0012215 | 0.0012313 | 0.0013001 | 0.001233 | 0.001227 | 0.0012384 | 0.0012268 | 0.0012179 | 0.0012315 | 0.0012306 | 0.0012208 | 0.0012531 | 0.0012157 | 0.001227 | 0.001224 | 0.0012144 | 0.00123 | 0.0012336 | 0.0012276 | 0.0015419 | 0.0012213 | 0.0012235 | 0.0012288 | 0.0012278 | 0.001226 | 0.0012275 | 0.0012216 | 0.0012261 | 0.0012275 | 0.0012308 | 0.0012222 | 0.0012331 | 0.0012339 | 0.0012256 | 0.0012493 | 0.0012853 | 0.0012283 | 0.0012289 | 0.0012356 | 0.0012252 | 0.0012189 | 0.0012344 | 0.0013034 | 0.0012267 | 0.0012196 | 0.0012135 | 0.0015073 | 0.0012324 | 0.0012224 | 0.0012232 | 0.0013091 | 0.001229 | 0.001225 | 0.001224 | 0.0012224 | 0.0012322 | 0.0012261 | 0.0012249 | 0.0012472 | 0.0012295 | 0.0012664 | 0.0012742 | 0.001254 | 0.0012295 | 0.0012318 | 0.0012169 | 0.0012397 | 0.0012274 | 0.0012209 | 0.0012226 | 0.0012162 | 0.0012247 | 0.0012298 | 0.0012287 | 0.0012205 | 0.0012312 | 0.0012278 | 0.0012288 | 0.0012176 | 0.0012237 | 0.0012341 | 0.0012279 | 0.0012279 | 0.0012325 | 0.0012206 | 0.0012374 | 0.0012372 | 0.0012313 | 0.0013877 | 0.001231 | 0.0012314 | 0.001229 | 0.0012257 | 0.0012148 | 0.001224 | 0.0012201 | 0.0012298 | 0.0012218 | 0.0012179 | 0.0012731 | 0.0012193 | 0.0012235 | 0.0012275 | 0.0012235 | 0.001226 | 0.0012271 | 0.0012121 | 0.0012493 | 0.0012305 | 0.0012252 | 0.0012304 | 0.0012191 | 0.0012202 | 0.0012275 | 0.0012192 | 0.0012265 | 0.0012161 | 0.0012302 | 0.0012305 | 0.0012205 | 0.001227 | 0.0012339 | 0.0012217 | 0.0012301 | 0.0012272 | 0.001232 | 0.0012254 | 0.0014036 | 0.0012305 | 0.0012229 | 0.010322 | 0.0012207 | 0.0012287 | 0.0012167 | 0.0012151 | 0.0012237 | 0.0012951 | 0.0012213 | 0.0012175 | 0.0012577 | 0.0012158 | 0.0012395 | 0.0012259 | 0.0012189 | 0.0012324 | 0.0012365 | 0.0012289 | 0.0012341 | 0.001244 | 0.0012347 | 0.0012212 | 0.0012193 | 0.0012212 | 0.0012188 | 0.0012292 | 0.0012323 | 0.0012181 | 0.001216 | 0.0082032 | 0.0012181 | 0.0012262 | 0.0012357 | 0.0012208 | 0.0012186 | 0.0012171 | 0.0012298 | 0.0012276 | 0.0012295 | 0.0012325 | 0.0012145 | 0.0012244 | 0.0012195 | 0.0012253 | 0.0012198 | 0.0012412 | 0.0012764 | 0.0012287 | 0.0012301 | 0.0012151 | 0.0012673 | 0.0012223 | 0.0012273 | 0.0012264 | 0.001224 | 0.0012198 | 0.0012228 | 0.00126 | 0.0012199 | 0.0012318 | 0.0012216 | 0.00125 | 0.0012266 | 0.0012211 | 0.0012297 | 0.0012363 | 0.0012283 | 0.0012413 | 0.0012249 | 0.0012149 | 0.0012242 | 0.0012323 | 0.001232 | 0.0012216 | 0.0012319 | 0.0013569 | 0.0012241 | 0.0012285 | 0.0012193 | 0.0012162 | 0.0012153 | 0.0012186 | 0.00122 | 0.0012295 | 0.0012171 | 0.0012816 | 0.0012185 | 0.0012277 | 0.0012292 | 0.0012272 | 0.0012332 | 0.0013571 | 0.0012362 | 0.0012162 | 0.0012804 | 0.0012225 | 0.0012347 | 0.0012292 | 0.0012215 | 0.0012254 | 0.0012209 | 0.0012365 | 0.0012305 | 0.0012207 | 0.0012189 | 0.0012235 | 0.0012231 | 0.0012319 | 0.0012285 | 0.0012221 | 0.0012304 | 0.0012316 | 0.001216 | 0.0012427 | 0.0012322 | 0.0012276 | 0.0012155 | 0.0012285 | 0.0012161 | 0.016125 | 0.0012231 | 0.0012292 | 0.001238 | 0.0012147 | 0.0012344 | 0.0012138 | 0.0012332 | 0.0012286 | 0.0012313 | 0.0012175 | 0.0012231 | 0.0012255 | 0.0012501 | 0.0012235 | 0.0012682 | 0.0012172 | 0.0014547 | 0.0012246 | 0.0012476 | 0.0012167 | 0.0012297 | 0.0012342 | 0.0012189 | 0.0012431 | 0.0012252 | 0.0012183 | 0.0012215 | 0.0012244 | 0.0012193 | 0.0012362 | 0.0012299 | 0.0012286 | 0.0012182 | 0.0012205 | 0.0012227 | 0.0012187 | 0.0012278 | 0.001235 | 0.0012264 | 0.0012202 | 0.0012259 | 0.0012201 | 0.0012279 | 0.0012206 | 0.0012296 | 0.0012252 | 0.0012178 | 0.001215 | 0.0012279 | 0.0012301 | 0.0012174 | 0.0012256 | 0.0012284 | 0.0012269 | 0.0012331 | 0.0012138 | 0.0012198 | 0.0012431 | 0.0012307 | 0.0012239 | 0.0012329 | 0.0012289 | 0.0012367 | 0.0012195 | 0.0012339 | 0.001234 | 0.0028078 | 0.0012361 | 0.0012351 | 0.001281 | 0.0012519 | 0.0012269 | 0.001227 | 0.0012253 | 0.0012263 | 0.0012196 | 0.0012241 | 0.0012255 | 0.0012202 | 0.0012217 | 0.0012244 | 0.0012207 | 0.0012209 | 0.001238 | 0.0012149 | 0.0012317 | 0.0013026 | 0.0012168 | 0.0012262 | 0.0012381 | 0.001228 | 0.0012716 | 0.0012181 | 0.0012261 | 0.001223 | 0.0012346 | 0.0012159 | 0.0012146 | 0.0012908 | 0.0012286 | 0.0012203 | 0.0012268 | 0.0012322 | 0.0012217 | 0.0012563 | 0.001235 | 0.0012187 | 0.0012198 | 0.001219 | 0.0012301 | 0.0020873 | 0.0012276 | 0.0012248 | 0.0012312 | 0.0012298 | 0.0012282 | 0.0012316 | 0.0012354 | 0.0012245 | 0.0012138 | 0.0012229 | 0.0012276 | 0.0012279 | 0.0012151 | 0.0012246 | 0.0012267 | 0.0012237 | 0.0012542 | 0.0012347 | 0.00122 | 0.0012261 | 0.0012274 | 0.0012321 | 0.001219 | 0.0012282 | 0.0012245 | 0.0012302 | 0.0012378 | 0.072083 | 0.0012293 | 0.0012204 | 0.0012147 | 0.0012262 | 0.0012264 | 0.001229 | 0.0012376 | 0.0012265 | 0.0012149 | 0.0012168 | 0.0012322 | 0.0012306 | 0.0012322 | 0.0012128 | 0.0012349 | 0.0012222 | 0.0012149 | 0.0012336 | 0.0012231 | 0.0012214 | 0.0012314 | 0.0012301 | 0.0012252 | 0.0012219 | 0.0012731 | 0.0012154 | 0.0012277 | 0.0012187 | 0.0012264 | 0.0012317 | 0.0012208 | 0.0012216 | 0.0012328 | 0.0012304 | 0.001238 | 0.0012203 | 0.00123 | 0.0012256 | 0.0012249 | 0.0012245 | 0.0012216 | 0.0012317 | 0.0012287 | 0.0012132 | 0.0012238 | 0.0012294 | 0.0012416 | 0.0012278 | 0.0012286 | 0.0012152 | 0.0012254 | 0.0012275 | 0.0012299 | 0.0012226 | 0.0012169 | 0.001229 | 0.0012276 | 0.0012258 | 0.0012222 | 0.0012211 | 0.0012244 | 0.0012192 | 0.0012327 | 0.0012257 | 0.001224 | 0.0012176 | 0.0012165 | 0.0012326 | 0.0012305 | 0.0012231 | 0.0012241 | 0.0012214 | 0.0012341 | 0.0012303 | 0.0012345 | 0.0012253 | 0.0013756 | 0.0012322 | 0.0012192 | 0.0012264 | 0.0012171 | 0.0012254 | 0.0012268 | 0.0012216 | 0.0012194 | 0.0012256 | 0.0012309 | 0.0012285 | 0.0012343 | 0.0012542 | 0.0012269 | 0.0012355 | 0.0012228 | 0.001221 | 0.0012407 | 0.0012455 | 0.0012177 | 0.0012301 | 0.0012273 | 0.0012199 | 0.001228 | 0.0012136 | 0.0012321 | 0.0014668 | 0.0012344 | 0.0012602 | 0.0012231 | 0.0012301 | 0.0012475 | 0.0012141 | 0.0012315 | 0.0012244 | 0.0012255 | 0.0012153 | 0.0012321 | 0.0012327 | 0.0012249 | 0.0012158 | 0.0012318 | 0.0012256 | 0.0012289 | 0.0012132 | 0.0012228 | 0.0012215 | 0.0012196 | 0.0012196 | 0.0012295 | 0.0012162 | 0.0012323 | 0.001231 | 0.0012226 | 0.0012657 | 0.0012317 | 0.0012221 | 0.0012313 | 0.0012283 | 0.0012263 | 0.001233 | 0.0012185 | 0.0012272 | 0.0012271 | 0.0012355 | 0.0012291 | 0.001227 | 0.0016906 | 0.0012172 | 0.0012301 | 0.0012209 | 0.0012316 | 0.0012387 | 0.0012337 | 0.0012289 | 0.0012374 | 0.0012222 | 0.0012306 | 0.0013229 | 0.0012221 | 0.0012203 | 0.0014577 | 0.0012266 | 0.0012281 | 0.0012789 | 0.0012198 | 0.0012195 | 0.0012157 | 0.001219 | 0.0012292 | 0.0012209 | 0.0012227 | 0.001237 | 0.0012633 | 0.0012258 | 0.0012206 | 0.0012206 | 0.0012322 | 0.0012203 | 0.0012179 | 0.0012165 | 0.0012284 | 0.0012212 | 0.0012183 | 0.0012237 | 0.0012201 | 0.001228 | 0.0012296 | 0.00123 | 0.001216 | 0.0012308 | 0.0012234 | 0.0012203 | 0.0012347 | 0.0012327 | 0.0012172 | 0.0012248 | 0.0012185 | 0.0012326 | 0.0023289 | 0.00122 | 0.0012214 | 0.0012207 | 0.001226 | 0.0012198 | 0.0012242 | 0.0012163 | 0.0012571 | 0.0012269 | 0.0012175 | 0.0012269 | 0.0055002 | 0.0012543 | 0.0012235 | 0.0012244 | 0.0012222 | 0.0012166 | 0.0012296 | 0.0012343 | 0.0012213 | 0.0012354 | 0.001224 | 0.001227 | 0.0012317 | 0.001232 | 0.001219 | 0.0012204 | 0.0012188 | 0.0012312 | 0.0012184 | 0.0012188 | 0.0012194 | 0.0012289 | 0.0012283 | 0.0012239 | 0.0012209 | 0.0012254 | 0.0012307 | 0.0012468 | 0.0012355 | 0.0012473 | 0.0012276 | 0.0012249 | 0.0012426 | 0.0012219 | 0.0012249 | 0.0012361 | 0.0012293 | 0.0012184 | 0.0012269 | 0.0012159 | 0.0012317 | 0.0012238 | 0.001233 | 0.0012298 | 0.0012234 | 0.0012182 | 0.0012183 | 0.0012475 | 0.0012299 | 0.0012235 | 0.001225 | 0.001216 | 0.0012304 | 0.00123 | 0.0012279 | 0.0013965 | 0.0012251 | 0.0012321 | 0.0012293 | 0.0012273 | 0.0012158 | 0.0012337 | 0.0012229 | 0.0012202 | 0.0012253 | 0.0012186 | 0.0012275 | 0.0012253 | 0.001229 | 0.0012354 | 0.0012247 | 0.0012131 | 0.0012218 | 0.0012147 | 0.0012338 | 0.0012346 | 0.0014282 | 0.0012268 | 0.0012219 | 0.0012207 | 0.0012317 | 0.0012249 | 0.0012176 | 0.0012275 | 0.0012219 | 0.0012199 | 0.001229 | 0.0012273 | 0.0012232 | 0.0014242 | 0.0012974 | 0.0012337 | 0.0012377 | 0.0012228 | 0.0012312 | 0.0013008 | 0.0012152 | 0.0012328 | 0.0012221 | 0.0012267 | 0.0012231 | 0.0012274 | 0.0012191 | 0.0012335 | 0.0012257 | 0.0012213 | 0.0013023 | 0.001226 | 0.0012333 | 0.0012296 | 0.0012242 | 0.0012336 | 0.0012263 | 0.0012299 | 0.0012403 | 0.0012182 | 0.0012242 | 0.0012208 | 0.0012218 | 0.0012208 | 0.0012265 | 0.0012305 | 0.0012168 | 0.0012294 | 0.0012306 | 0.0012261 | 0.0012323 | 0.0012258 | 0.0012169 | 0.0012309 | 0.001223 | 0.0012203 | 0.0012267 | 0.0012267 | 0.0012194 | 0.0012303 | 0.0012267 | 0.0012295 | 0.0012267 | 0.0012404 | 0.0012452 | 0.0012245 | 0.0012263 | 0.0012322 | 0.0012257 | 0.0012288 | 0.0012161 | 0.0012335 | 0.0013261 | 0.0012301 | 0.0012211 | 0.0012247 | 0.0012291 | 0.0012246 | 0.0012242 | 0.0012256 | 0.001219 | 0.0012259 | 0.0012138 | 0.0012327 | 0.0012285 | 0.0012272 | 0.001222 | 0.0012226 | 0.0012214 | 0.0012257 | 0.0012192 | 0.0012179 | 0.0012236 | 0.0012348 | 0.0012288 | 0.0012238 | 0.00123 | 0.0012188 | 0.001218 | 0.0012272 | 0.0012308 | 0.0012182 | 0.0012329 | 0.001245 | 0.0012262 | 0.0012302 | 0.0012189 | 0.0012291 | 0.00123 | 0.0012181 | 0.0012227 | 0.0012333 | 0.0012292 | 0.0012179 | 0.0012265 | 0.0012247 | 0.0012282 | 0.001226 | 0.001227 | 0.0012328 | 0.0012187 | 0.0012271 | 0.0012194 | 0.0012549 | 0.0012217 | 0.0012327 | 0.0012377 | 0.0013125 | 0.0012277 | 0.001221 | 0.0012274 | 0.0012209 | 0.0012312 | 0.0012207 | 0.0012474 | 0.0012231 | 0.0012216 | 0.0012351 | 0.0012134 | 0.0012287 | 0.0012313 | 0.0012824 | 0.0012176 | 0.0012247 | 0.0012223 | 0.001216 | 0.0012284 | 0.0012213 | 0.0012148 | 0.0012296 | 0.0012323 | 0.0012211 | 0.0012252 | 0.0012325 | 0.0012215 | 0.0012231 | 0.0012329 | 0.0012243 | 0.0012266 | 0.0012266 | 0.0012312 | 0.0012219 | 0.033733 | 0.0012244 | 0.0012181 | 0.0012337 | 0.0012856 | 0.0012371 | 0.0012255 | 0.0012232 | 0.0012287 | 0.0012191 | 0.0012286 | 0.0027739 | 0.001217 | 0.0012183 | 0.0012213 | 0.0012238 | 0.0012159 | 0.0012329 | 0.0012314 | 0.001221 | 0.0012271 | 0.0012277 | 0.0012274 | 0.0012269 | 0.0012234 | 0.0012339 | 0.0012345 | 0.0012204 | 0.002402 | 0.0012227 | 0.0012245 | 0.0012226 | 0.001229 | 0.001215 | 0.0012219 | 0.0012172 | 0.0012183 | 0.0012454 | 0.0012208 | 0.0012222 | 0.0012307 | 0.0012277 | 0.0012126 | 0.001223 | 0.0012217 | 0.0012293 | 0.0012346 | 0.0012596 | 0.0012232 | 0.0012129 | 0.0012311 | 0.0014846 | 0.0012214 | 0.0012332 | 0.0012225 | 0.0012152 | 0.0012211 | 0.0012243 | 0.0012926 | 0.0012382 | 0.0012208 | 0.0012259 | 0.0012233 | 0.0012298 | 0.0012296 | 0.0012244 | 0.0012186 | 0.0012255 | 0.001216 | 0.0012437 | 0.0012283 | 0.0012229 | 0.0012346 | 0.0012259 | 0.0012279 | 0.0012242 | 0.0012323 | 0.0012304 | 0.0012226 | 0.0012218 | 0.0012153 | 0.0027056 | 0.0012326 | 0.0012267 | 0.0012311 | 0.001347 | 0.0012224 | 0.0012316 | 0.0012237 | 0.0012288 | 0.0012256 | 0.0012214 | 0.0012332 | 0.0012301 | 0.001227 | 0.0012268 | 0.0012317 | 0.0012164 | 0.0012252 | 0.0012296 | 0.0012368 | 0.0012224 | 0.001223 | 0.0012374 | 0.0012287 | 0.001223 | 0.0013293 | 0.0012344 | 0.0012289 | 0.0012577 | 0.0012225 | 0.0012167 | 0.0012186 | 0.0012238 | 0.001242 | 0.0012252 | 0.0012248 | 0.001231 | 0.0012298 | 0.0012173 | 0.0012333 | 0.0012255 | 0.0012301 | 0.0012229 | 0.0012169 | 0.0012597 | 0.0013567 | 0.0012165 | 0.0012161 | 0.0012158 | 0.0012246 | 0.0012278 | 0.0012315 | 0.0012248 | 0.0012208 | 0.0012238 | 0.001234 | 0.0012261 | 0.0012312 | 0.0012242 | 0.0012269 | 0.0012279 | 0.0012281 | 0.0012329 | 0.0012257 | 0.0012249 | 0.0012212 | 0.0012221 | 0.0012221 | 0.0012263 | 0.0012298 | 0.0012268 | 0.0012316 | 0.0012161 | 0.00123 | 0.0012302 | 0.0012262 | 0.0012374 | 0.0012309 | 0.0012187 | 0.0012324 | 0.0012297 | 0.0013303 | 0.0012539 | 0.0012323 | 0.0012312 | 0.0012217 | 0.0012195 | 0.001232 | 0.0012236 | 0.0012188 | 0.0032999 | 0.0012211 | 0.001223 | 0.0012273 | 0.0012153 | 0.0012335 | 0.0012301 | 0.0012238 | 0.00123 | 0.0012324 | 0.0012162 | 0.0012311 | 0.0012314 | 0.0012215 | 0.0012273 | 0.0012222 | 0.0012206 | 0.0012206 | 0.0012269 | 0.0012281 | 0.0012184 | 0.0012191 | 0.001223 | 0.0012177 | 0.0012234 | 0.0012255 | 0.0012175 | 0.0012218 | 0.001228 | 0.0012314 | 0.0012305 | 0.0012336 | 0.00122 | 0.0012273 | 0.0012246 | 0.0012248 | 0.001227 | 0.0012235 | 0.0012149 | 0.0012236 | 0.0012143 | 0.001303 | 0.0012216 | 0.001222 | 0.0012184 | 0.0012301 | 0.0012178 | 0.0012564 | 0.001234 | 0.0012184 | 0.0012275 | 0.001215 | 0.0012251 | 0.0012206 | 0.0012351 | 0.0012283 | 0.0012295 | 0.0012193 | 0.0012276 | 0.001231 | 0.0012162 | 0.0012271 | 0.0012198 | 0.0012214 | 0.0012273 | 0.0012188 | 0.0012168 | 0.0012352 | 0.0012187 | 0.0012313 | 0.0012287 | 0.0012193 | 0.0012231 | 0.0012297 | 0.0012131 | 0.001221 | 0.0012205 | 0.0012339 | 0.0012171 | 0.0012213 | 0.001233 | 0.0012333 | 0.0012238 | 0.0012258 | 0.0012262 | 0.0012288 | 0.0012178 | 0.0012229 | 0.00122 | 0.001277 | 0.0012275 | 0.001227 | 0.0012316 | 0.0012218 | 0.001227 | 0.001223 | 0.0012356 | 0.0012174 | 0.0012173 | 0.0012388 | 0.0012319 | 0.0012251 | 0.00123 | 0.0012296 | 0.0012171 | 0.0012286 | 0.0012186 | 0.0012287 | 0.0012409 | 0.0012202 | 0.0012183 | 0.0012151 | 0.0012207 | 0.0012154 | 0.0012235 | 0.0012228 | 0.0012239 | 0.001217 | 0.0012144 | 0.0012195 | 0.0012187 | 0.0012319 | 0.0012279 | 0.0012243 | 0.0012245 | 0.0012275 | 0.0012277 | 0.0012245 | 0.0012296 | 0.0012209 | 0.0012278 | 0.0012296 | 0.0012165 | 0.0012274 | 0.0012212 | 0.00123 | 0.001224 | 0.0012287 | 0.0012335 | 0.0012322 | 0.001229 | 0.0012207 | 0.0012215 | 0.001232 | 0.0012183 | 0.0012337 | 0.0012254 | 0.0012229 | 0.0012304 | 0.0012314 | 0.0012293 | 0.0012152 | 0.001216 | 0.0012628 | 0.0012184 | 0.0012231 | 0.0012299 | 0.0012281 | 0.0012311 | 0.001221 | 0.0012189 | 0.0012232 | 0.0012222 | 0.0012195 | 0.0012316 | 0.0012255 | 0.0012213 | 0.0012176 | 0.0012268 | 0.0012176 | 0.0012275 | 0.001221 | 0.0012245 | 0.0012191 | 0.0012435 | 0.0012172 | 0.0012224 | 0.001224 | 0.0012142 | 0.001231 | 0.0012324 | 0.0012184 | 0.001227 | 0.0012246 | 0.0012239 | 0.0012216 | 0.00123 | 0.0012146 | 0.0012315 | 0.0012222 | 0.0012216 | 0.0012377 | 0.0012298 | 0.0012317 | 0.001216 | 0.0012304 | 0.0012229 | 0.0012223 | 0.0012308 | 0.0013362 | 0.0012322 | 0.0012216 | 0.0012155 | 0.0012261 | 0.0012594 | 0.0012245 | 0.0012341 | 0.0013203 | 0.0012233 | 0.0012275 | 0.0012406 | 0.0012159 | 0.0012275 | 0.0012314 | 0.0012303 | 0.0012289 | 0.0012378 | 0.0012286 | 0.0012489 | 0.0012253 | 0.00123 | 0.001225 | 0.0012358 | 0.0012217 | 0.0012332 | 0.0012281 | 0.0012172 | 0.0012144 | 0.001236 | 0.0012266 | 0.0012297 | 0.0012214 | 0.0012221 | 0.0012506 | 0.0012239 | 0.0012483 | 0.0012951 | 0.0012233 | 0.0012154 | 0.0013953 | 0.0012314 | 0.0012185 | 0.0012298 | 0.0012237 | 0.0012178 | 0.0012199 | 0.0012319 | 0.0012272 | 0.0012322 | 0.0012229 | 0.0012192 | 0.0012187 | 0.0013022 | 0.0012316 | 0.0012189 | 0.0012248 | 0.0012218 | 0.0012277 | 0.0012207 | 0.0012369 | 0.0012241 | 0.001252 | 0.0012223 | 0.0012198 | 0.0012267 | 0.0012223 | 0.0012343 | 0.0012261 | 0.0012293 | 0.0012193 | 0.0012325 | 0.0012262 | 0.0012224 | 0.0012241 | 0.001221 | 0.0012296 | 0.0012272 | 0.0013563 | 0.0020499 | 0.0012175 | 0.0012397 | 0.0012198 | 0.0012397 | 0.00123 | 0.0012221 | 0.001232 | 0.0012139 | 0.0012323 | 0.0012323 | 0.0012253 | 0.00122 | 0.0012166 | 0.0012342 | 0.0012324 | 0.0012197 | 0.001231 | 0.0012364 | 0.0012262 | 0.001223 | 0.0012241 | 0.001267 | 0.0012294 | 0.0012314 | 0.0012305 | 0.0012599 | 0.0023456 | 0.001225 | 0.0012276 | 0.0017979 | 0.0012214 | 0.0012265 | 0.0012315 | 0.0012336 | 0.0012184 | 0.001217 | 0.0012258 | 0.0012164 | 0.0012334 | 0.0012189 | 0.0012237 | 0.0012245 | 0.0012196 | 0.0012196 | 0.0012298 | 0.0012212 | 0.0012314 | 0.0012161 | 0.0012256 | 0.0012296 | 0.001218 | 0.0012183 | 0.0012152 | 0.0012312 | 0.0012236 | 0.0012323 | 0.0012319 | 0.0012232 | 0.0012311 | 0.001233 | 0.0012308 | 0.001224 | 0.0012203 | 0.0012329 | 0.0012265 | 0.0012236 | 0.0012211 | 0.0012323 | 0.0012299 | 0.001227 | 0.0012306 | 0.0012371 | 0.00183 | 0.0012246 | 0.0012249 | 0.0012295 | 0.0012207 | 0.0012309 | 0.0012176 | 0.0012305 | 0.0012359 | 0.0012257 | 0.001215 | 0.0012137 | 0.0012266 | 0.0012156 | 0.0012215 | 0.0012237 | 0.0012422 | 0.0020264 | 0.001225 | 0.0012185 | 0.0012175 | 0.0012193 | 0.0012294 | 0.001235 | 0.0012368 | 0.0012289 | 0.0012349 | 0.0012249 | 0.0012185 | 0.0012196 | 0.001224 | 0.0012296 | 0.001219 | 0.0012791 | 0.0012245 | 0.0012283 | 0.0012241 | 0.0012202 | 0.001231 | 0.0012224 | 0.001223 | 0.0012733 | 0.0041365 | 0.0012426 | 0.001224 | 0.001215 | 0.0012743 | 0.001229 | 0.0012247 | 0.0012178 | 0.0012301 | 0.0012297 | 0.0012282 | 0.0012327 | 0.0012282 | 0.001227 | 0.0012283 | 0.0012375 | 0.0012172 | 0.0012213 | 0.0012204 | 0.38441 | 0.0012356 | 0.0012198 | 0.0012207 | 0.0012227 | 0.0012255 | 0.0012303 | 0.0012277 | 0.0012198 | 0.0012317 | 0.0012182 | 0.0012309 | 0.0012263 | 0.0012246 | 0.0012326 | 0.0012169 | 0.0013138 | 0.0012319 | 0.0012261 | 0.0012272 | 0.00123 | 0.0012225 | 0.0012173 | 0.0012349 | 0.0012174 | 0.0012319 | 0.0012315 | 0.001227 | 0.0012158 | 0.0012294 | 0.001216 | 0.0012308 | 0.0012259 | 0.0012268 | 0.0012325 | 0.0012304 | 0.0012308 | 0.0012204 | 0.0012209 | 0.001213 | 0.0012189 | 0.0012196 | 0.0012365 | 0.0012188 | 0.0012284 | 0.0012275 | 0.0012198 | 0.0012236 | 0.0012198 | 0.0012287 | 0.0012201 | 0.0012132 | 0.0012256 | 0.0012237 | 0.0012213 | 0.0012171 | 0.0012163 | 0.0012226 | 0.001229 | 0.0012257 | 0.0012268 | 0.0012345 | 0.0012343 | 0.0012136 | 0.0012216 | 0.0012182 | 0.00123 | 0.001235 | 0.0012376 | 0.001234 | 0.0012232 | 0.0012304 | 0.0012214 | 0.0012307 | 0.0012318 | 0.0012186 | 0.0012373 | 0.0012335 | 0.0012215 | 0.0012229 | 0.0012347 | 0.001222 | 0.001231 | 0.0012219 | 0.0012323 | 0.0012229 | 0.0012479 | 0.0012189 | 0.0012294 | 0.0012172 | 0.0012187 | 0.0012265 | 0.0012274 | 0.0012183 | 0.0012259 | 0.0012343 | 0.0012446 | 0.0012394 | 0.0012338 | 0.0012174 | 0.001222 | 0.0012251 | 0.0013189 | 0.0012267 | 0.0012249 | 0.0012198 | 0.0012109 | 0.0012809 | 0.0012344 | 0.0012239 | 0.0012161 | 0.0012226 | 0.0012158 | 0.0012149 | 0.0012164 | 0.0014337 | 0.00122 | 0.0012173 | 0.0012204 | 0.0012322 | 0.0012281 | 0.0012209 | 0.0012317 | 0.001233 | 0.0012274 | 0.001235 | 0.0012421 | 0.0012255 | 0.001225 | 0.0012321 | 0.0012251 | 0.0012272 | 0.0012337 | 0.0012223 | 0.0012277 | 0.0012219 | 0.0012288 | 0.00123 | 0.001213 | 0.0012291 | 0.0012287 | 0.0012219 | 0.0012152 | 0.0012277 | 0.0013948 | 0.0012215 | 0.0012175 | 0.0012236 | 0.0013907 | 0.0012267 | 0.0012159 | 0.0012238 | 0.0012246 | 0.0012254 | 0.001234 | 0.0012301 | 0.0012222 | 0.0012131 | 0.001222 | 0.0012231 | 0.0012197 | 0.0012171 | 0.0012285 | 0.0012319 | 0.0012356 | 0.0012217 | 0.0012272 | 0.0012246 | 0.0012199 | 0.0012306 | 0.0012194 | 0.0012216 | 0.001228 | 0.0012301 | 0.0012507 | 0.0012305 | 0.001223 | 0.0012175 | 0.0012225 | 0.0012301 | 0.0012288 | 0.0012219 | 0.0012216 | 0.0012289 | 0.0012233 | 0.0012152 | 0.0012277 | 0.0012175 | 0.0012199 | 0.0012281 | 0.001218 | 0.00133 | 0.001212 | 0.001258 | 0.0012182 | 0.0012305 | 0.0012238 | 0.0012258 | 0.0012223 | 0.0012336 | 0.0012228 | 0.0012234 | 0.0012241 | 0.0012351 | 0.0012633 | 0.0012199 | 0.0012188 | 0.0012297 | 0.0012472 | 0.0012168 | 0.0012225 | 0.0012332 | 0.0012248 | 0.0012171 | 0.0012299 | 0.0012269 | 0.0012315 | 0.0012198 | 0.0012199 | 0.0012251 | 0.0012228 | 0.0012225 | 0.0012347 | 0.0012203 | 0.001222 | 0.0012136 | 0.0012321 | 0.0012237 | 0.0012274 | 0.0012288 | 0.0015011 | 0.0012266 | 0.0012354 | 0.0012119 | 0.0012189 | 0.0012215 | 0.0012293 | 0.0012276 | 0.0012207 | 0.0012204 | 0.0012327 | 0.0012412 | 0.0012333 | 0.0012226 | 0.0012344 | 0.0012231 | 0.0012249 | 0.0012157 | 0.0012167 | 0.0012329 | 0.0012207 | 0.001227 | 0.0012344 | 0.0012329 | 0.0012268 | 0.0032338 | 0.0013523 | 0.0012292 | 0.0012253 | 0.0012189 | 0.0012324 | 0.0012245 | 0.0012169 | 0.0012252 | 0.0012385 | 0.0012199 | 0.0012196 | 0.0012244 | 0.0012291 | 0.0012174 | 0.0012147 | 0.0012307 | 0.001218 | 0.0012204 | 0.001229 | 0.0012202 | 0.0012294 | 0.001217 | 0.0012187 | 0.0012271 | 0.0012305 | 0.0012236 | 0.0012255 | 0.0012509 | 0.0012283 | 0.0012162 | 0.0012288 | 0.0012443 | 0.001253 | 0.0012115 | 0.0013759 | 0.0012319 | 0.0012268 | 0.0012295 | 0.001221 | 0.0012286 | 0.0012269 | 0.0012295 | 0.001231 | 0.0012264 | 0.0012473 | 0.0012194 | 0.0012179 | 0.0012316 | 0.0012323 | 0.001224 | 0.0012324 | 0.0012186 | 0.0012168 | 0.0012196 | 0.0012279 | 0.0012228 | 0.0012243 | 0.0012558 | 0.001214 | 0.0012229 | 0.0012185 | 0.0012686 | 0.0012302 | 0.0012325 | 0.0012307 | 0.0012315 | 0.0012309 | 0.0012235 | 0.0012276 | 0.0012277 | 0.0012262 | 0.0012304 | 0.0012186 | 0.0012309 | 0.0012154 | 0.0012347 | 0.0012234 | 0.0012222 | 0.0012265 | 0.0012253 | 0.0012273 | 0.0012257 | 0.0012302 | 0.0012213 | 0.0012321 | 0.0012203 | 0.0012227 | 0.0012387 | 0.0012279 | 0.0012249 | 0.0012245 | 0.032548 | 0.0012334 | 0.0012257 | 0.001229 | 0.0012283 | 0.001218 | 0.0012322 | 0.0012368 | 0.0012316 | 0.0012325 | 0.001225 | 0.0012187 | 0.0012361 | 0.0012172 | 0.0012186 | 0.0012234 | 0.0012358 | 0.0012248 | 0.0012286 | 0.001218 | 0.0012383 | 0.0012213 | 0.0012243 | 0.0012349 | 0.0012161 | 0.001228 | 0.00122 | 0.0012271 | 0.0012128 | 0.0012238 | 0.001231 | 0.0012226 | 0.0012644 | 0.0012241 | 0.0012336 | 0.0012208 | 0.0012322 | 0.0012269 | 0.0012321 | 0.0012479 | 0.0012232 | 0.00123 | 0.0012208 | 0.001221 | 0.0012423 | 0.0012259 | 0.0012266 | 0.0012186 | 0.0012198 | 0.0012267 | 0.0012302 | 0.0012179 | 0.0012301 | 0.0012182 | 0.001232 | 0.0012216 | 0.0012204 | 0.0012112 | 0.0012331 | 0.0012186 | 0.0012329 | 0.0012297 | 0.0012295 | 0.0012267 | 0.0012234 | 0.0012229 | 0.0012251 | 0.0012222 | 0.0012531 | 0.0012221 | 0.0012343 | 0.0012251 | 0.0012263 | 0.0012233 | 0.0012348 | 0.001224 | 0.0012302 | 0.0012158 | 0.0012347 | 0.0017318 | 0.0012317 | 0.0012156 | 0.0012217 | 0.0012253 | 0.009259 | 0.0012326 | 0.0012186 | 0.0014262 | 0.0012203 | 0.0012136 | 0.0012273 | 0.0012206 | 0.0012212 | 0.0012325 | 0.0012171 | 0.0012205 | 0.0012216 | 0.001227 | 0.001229 | 0.0012292 | 0.0012338 | 0.0012323 | 0.0012403 | 0.0012332 | 0.001221 | 0.0012277 | 0.0012345 | 0.0012284 | 0.0012214 | 0.0012224 | 0.0012243 | 0.0012164 | 0.0012228 | 0.0012213 | 0.0012212 | 0.0012262 | 0.0012202 | 0.001226 | 0.0012283 | 0.0012268 | 0.0012266 | 0.0019496 | 0.0028986 | 0.0012218 | 0.0012282 | 0.0012356 | 0.0012297 | 0.0067583 | 0.0012584 | 0.0012286 | 0.0012206 | 0.0012197 | 0.0012269 | 0.0012186 | 0.0012239 | 0.0012309 | 0.0012198 | 0.0012165 | 0.0012225 | 0.0012326 | 0.001218 | 0.0012201 | 0.0012286 | 0.0012246 | 0.0012302 | 0.0012162 | 0.0012151 | 0.0012239 | 0.0012202 | 0.0012254 | 0.0012192 | 0.0012337 | 0.0012253 | 0.0012216 | 0.0012238 | 0.0012154 | 0.0012276 | 0.0012313 | 0.0012153 | 0.0012291 | 0.0012313 | 0.0012215 | 0.0012184 | 0.0012168 | 0.0012176 | 0.0012601 | 0.001223 | 0.0012539 | 0.0012288 | 0.0012294 | 0.0048956 | 0.0012245 | 0.0012265 | 0.0012316 | 0.0012203 | 0.0013154 | 0.0012222 | 0.001215 | 0.001218 | 0.0012187 | 0.0012283 | 0.0012367 | 0.0012244 | 0.0012151 | 0.0012288 | 0.0012194 | 0.0012322 | 0.0012237 | 0.0012203 | 0.001215 | 0.0012256 | 0.001215 | 0.0012289 | 0.0012408 | 0.0012276 | 0.0012334 | 0.0012239 | 0.0012215 | 0.0012321 | 0.0012304 | 0.0014566 | 0.0012313 | 0.00122 | 0.001384 | 0.0012183 | 0.0015803 | 0.0012396 | 0.0012136 | 0.0012221 | 0.0012341 | 0.0012558 | 0.0012366 | 0.0012264 | 0.0012268 | 0.0012487 | 0.001215 | 0.0012195 | 0.0012232 | 0.0012252 | 0.0012368 | 0.0012187 | 0.0012155 | 0.0012725 | 0.0012195 | 0.0012248 | 0.0012308 | 0.0012299 | 0.0012321 | 0.0012307 | 0.0012285 | 0.0012156 | 0.0012254 | 0.0012295 | 0.0012488 | 0.0012339 | 0.0012227 | 0.0012256 | 0.0012345 | 0.0012265 | 0.0012178 | 0.0012162 | 0.0012357 | 0.0012353 | 0.0012297 | 0.0012327 | 0.0012235 | 0.001223 | 0.0012235 | 0.0012177 | 0.0012213 | 0.0012201 | 0.0012279 | 0.0012204 | 0.0012295 | 0.0012254 | 0.0012331 | 0.0012182 | 0.0012179 | 0.0012326 | 0.0012208 | 0.0012346 | 0.0012342 | 0.0012241 | 0.0012173 | 0.0012342 | 0.0012324 | 0.0012265 | 0.0012221 | 0.0012333 | 0.0012594 | 0.0012377 | 0.0012279 | 0.0012243 | 0.0012534 | 0.001223 | 0.0012258 | 0.0012186 | 0.0012255 | 0.0012224 | 0.0012219 | 0.0012353 | 0.0012349 | 0.0012298 | 0.0012297 | 0.0012232 | 0.0012236 | 0.001227 | 0.0012252 | 0.0012245 | 0.0012212 | 0.0012343 | 0.0012165 | 0.001216 | 0.0012166 | 0.0012232 | 0.0012234 | 0.0012167 | 0.0012176 | 0.0012361 | 0.0012269 | 0.0012272 | 0.0012192 | 0.0012321 | 0.0012158 | 0.0012289 | 0.001225 | 0.0012202 | 0.0015277 | 0.0012217 | 0.0012193 | 0.0012168 | 0.0012252 | 0.0012272 | 0.0012214 | 0.0012254 | 0.0012168 | 0.0012295 | 0.0012209 | 0.001272 | 0.0012224 | 0.0012246 | 0.0012261 | 0.0013607 | 0.0012269 | 0.0012201 | 0.0012161 | 0.0012257 | 0.0012788 | 0.0012195 | 0.0020824 | 0.0012191 | 0.0012158 | 0.0012888 | 0.001226 | 0.0012253 | 0.0012257 | 0.0012195 | 0.0012337 | 0.0012226 | 0.0012301 | 0.0012267 | 0.0012603 | 0.0012173 | 0.0012353 | 0.0012262 | 0.0012199 | 0.0012129 | 0.0012217 | 0.0012295 | 0.0012303 | 0.0012278 | 0.0012286 | 0.0012169 | 0.0012276 | 0.0012257 | 0.0012199 | 0.001221 | 0.0012256 | 0.0012274 | 0.001232 | 0.00122 | 0.0012213 | 0.0012289 | 0.0012238 | 0.0012203 | 0.0012151 | 0.0012274 | 0.0012201 | 0.0012325 | 0.0012329 | 0.0012249 | 0.0012244 | 0.0012242 | 0.0012172 | 0.0012201 | 0.0012167 | 0.001238 | 0.0013462 | 0.0012236 | 0.0012323 | 0.0012538 | 0.0012135 | 0.0012169 | 0.0014019 | 0.0012304 | 0.001227 | 0.0012327 | 0.0012258 | 0.0012148 | 0.0012179 | 0.0012315 | 0.0012284 | 0.0012212 | 0.0012237 | 0.0012308 | 0.0012313 | 0.0012278 | 0.0012246 | 0.0012186 | 0.001236 | 0.0012203 | 0.0012333 | 0.0012302 | 0.0012322 | 0.0012316 | 0.0013698 | 0.0012199 | 0.0012254 | 0.0012134 | 0.0012287 | 0.0012284 | 0.0012338 | 0.0012226 | 0.00122 | 0.0012228 | 0.0012294 | 0.0012321 | 0.0012184 | 0.0012239 | 0.0012158 | 0.0012211 | 0.0012177 | 0.0012285 | 0.0012333 | 0.0012428 | 0.0012651 | 0.0015764 | 0.0012195 | 0.0013186 | 0.0012198 | 0.0012232 | 0.0012288 | 0.0012182 | 0.0012198 | 0.0012248 | 0.0012222 | 0.0012242 | 0.0012256 | 0.0012196 | 0.0012193 | 0.0012321 | 0.0012177 | 0.0012314 | 0.0012339 | 0.0012246 | 0.0012188 | 0.0012237 | 0.0012295 | 0.0012283 | 0.0012356 | 0.0012323 | 0.0012358 | 0.0012281 | 0.0012272 | 0.0012332 | 0.0034466 | 0.0012311 | 0.0012192 | 0.0012226 | 0.0012182 | 0.0012282 | 0.0012196 | 0.0012452 | 0.0012228 | 0.0012261 | 0.0012285 | 0.0013247 | 0.001214 | 0.0012189 | 0.0012352 | 0.0012364 | 0.0012267 | 0.0012207 | 0.0012197 | 0.0012222 | 0.0012344 | 0.0020425 | 0.0012256 | 0.0012162 | 0.0012235 | 0.0012262 | 0.0012329 | 0.0012261 | 0.0012203 | 0.0033081 | 0.0012308 | 0.0012336 | 0.0012202 | 0.0083904 | 0.0012398 | 0.0012162 | 0.0012872 | 0.001223 | 0.0012281 | 0.0012261 | 0.0012316 | 0.0012306 | 0.0012296 | 0.0012174 | 0.0012193 | 0.0012313 | 0.0012183 | 0.0013525 | 0.0012322 | 0.0012411 | 0.0012381 | 0.0012281 | 0.0012299 | 0.0012288 | 0.0012284 | 0.0012256 | 0.001221 | 0.0012204 | 0.0012363 | 0.0012167 | 0.0023307 | 0.0012332 | 0.0012162 | 0.0012292 | 0.0012164 | 0.001214 | 0.0012186 | 0.0017621 | 0.0012154 | 0.0012133 | 0.0012259 | 0.0012295 | 0.0016786 | 0.0012364 | 0.0012277 | 0.0012239 | 0.0012187 | 0.0012349 | 0.0012205 | 0.0012217 | 0.0012229 | 0.0012293 | 0.0012225 | 0.0012202 | 0.0012132 | 0.0012348 | 0.0012141 | 0.0012343 | 0.0012241 | 0.0012181 | 0.0012382 | 0.0012222 | 0.0012306 | 0.0012879 | 0.0012183 | 0.0012195 | 0.0012265 | 0.0012231 | 0.0012297 | 0.0012257 | 0.0012211 | 0.0012338 | 0.0012286 | 0.0012178 | 0.00123 | 0.0012192 | 0.00122 | 0.0012194 | 0.0012165 | 0.0012315 | 0.0012238 | 0.0012299 | 0.0012324 | 0.0012185 | 0.0012265 | 0.0012156 | 0.0012266 | 0.0012278 | 0.0012252 | 0.0012202 | 0.0012643 | 0.0012184 | 0.0012257 | 0.0012256 | 0.0012286 | 0.0012283 | 0.0012274 | 0.0012292 | 0.0012162 | 0.0012305 | 0.0012216 | 0.0012209 | 0.0012279 | 0.0012274 | 0.0012323 | 0.0012371 | 0.0012162 | 0.001511 | 0.0012258 | 0.0012249 | 0.0012198 | 0.0012803 | 0.0012195 | 0.0012357 | 0.0012267 | 0.0016231 | 0.0012246 | 0.0012196 | 0.0012308 | 0.0012336 | 0.0012201 | 0.0012467 | 0.0012141 | 0.0019307 | 0.0012271 | 0.0012182 | 0.0012219 | 0.0012263 | 0.0012323 | 0.0012237 | 0.0012164 | 0.001217 | 0.0012165 | 0.0012227 | 0.001219 | 0.0012257 | 0.0012287 | 0.001224 | 0.0012284 | 0.001224 | 0.0012175 | 0.0012177 | 0.001223 | 0.0012271 | 0.0012238 | 0.0012244 | 0.0012201 | 0.0012308 | 0.0012322 | 0.0012327 | 0.0012279 | 0.0012196 | 0.0012224 | 0.0012209 | 0.0012381 | 0.0012256 | 0.0012242 | 0.0013144 | 0.001215 | 0.0012168 | 0.0012329 | 0.0012288 | 0.0012181 | 0.0012155 | 0.0012214 | 0.0012297 | 0.0012224 | 0.0012241 | 0.0012313 | 0.0012224 | 0.001224 | 0.0012288 | 0.0012297 | 0.0012255 | 0.0012203 | 0.0012254 | 0.0012178 | 0.0012345 | 0.0012359 | 0.0012263 | 0.0012296 | 0.0012314 | 0.0012315 | 0.0012286 | 0.0012331 | 0.0012173 | 0.0012269 | 0.0012198 | 0.001232 | 0.0012263 | 0.0012243 | 0.0012282 | 0.0012173 | 0.0012259 | 0.0012229 | 0.0012204 | 0.0012168 | 0.0012329 | 0.001234 | 0.0012263 | 0.0013395 | 0.0012289 | 0.0012161 | 0.0012221 | 0.0012317 | 0.0012192 | 0.0012332 | 0.0012322 | 0.0012311 | 0.0012298 | 0.0012199 | 0.001227 | 0.0012214 | 0.0012359 | 0.0012241 | 0.0012353 | 0.0012168 | 0.0012304 | 0.0012197 | 0.0012242 | 0.0012349 | 0.0014305 | 0.0012283 | 0.0012222 | 0.0012287 | 0.0012263 | 0.0012155 | 0.0012273 | 0.0012357 | 0.0012221 | 0.0012176 | 0.001216 | 0.0012211 | 0.0012451 | 0.0012363 | 0.0012282 | 0.0012155 | 0.0012213 | 0.0012152 | 0.0012204 | 0.001227 | 0.0012192 | 0.001218 | 0.0012723 | 0.001232 | 0.0012253 | 0.0012219 | 0.0012222 | 0.0012329 | 0.0012331 | 0.0012251 | 0.0012217 | 0.0012219 | 0.0012517 | 0.001215 | 0.0012304 | 0.0012509 | 0.0012283 | 0.0012331 | 0.0012318 | 0.0012383 | 0.0012317 | 0.0012171 | 0.0012253 | 0.001224 | 0.0012161 | 0.0012307 | 0.0012226 | 0.0012193 | 0.0012304 | 0.0012247 | 0.0012268 | 0.0012218 | 0.001232 | 0.0012188 | 0.0012281 | 0.0012205 | 0.0012696 | 0.0012166 | 0.0012198 | 0.001233 | 0.0012218 | 0.0012217 | 0.0012486 | 0.0012181 | 0.0012182 | 0.0012298 | 0.0012212 | 0.0012182 | 0.0012221 | 0.0012282 | 0.0012265 | 0.0012296 | 0.0012344 | 0.0012193 | 0.0012279 | 0.0012459 | 0.0012274 | 0.0012318 | 0.001227 | 0.0012351 | 0.0012169 | 0.0012156 | 0.0012522 | 0.0012336 | 0.0012276 | 0.0013024 | 0.0012159 | 0.0012211 | 0.0012368 | 0.0012236 | 0.0012318 | 0.0012265 | 0.0012287 | 0.0012177 | 0.0012205 | 0.0012241 | 0.0012179 | 0.0014205 | 0.0012195 | 0.0012305 | 0.0012226 | 0.0012303 | 0.0012261 | 0.0012205 | 0.0012397 | 0.0012304 | 0.0012283 | 0.0012243 | 0.0012211 | 0.0012278 | 0.0012298 | 0.0013419 | 0.0012153 | 0.0012297 | 0.0012319 | 0.0012186 | 0.0012355 | 0.001222 | 0.0015846 | 0.0012265 | 0.001232 | 0.0012284 | 0.0012232 | 0.0012266 | 0.0012281 | 0.0021463 | 0.0012317 | 0.0012389 | 0.0012219 | 0.0012247 | 0.0012151 | 0.0012231 | 0.0012315 | 0.0012157 | 0.0012279 | 0.0012205 | 0.001219 | 0.0012168 | 0.0012321 | 0.0012293 | 0.001222 | 0.0012364 | 0.0012201 | 0.0012187 | 0.0012266 | 0.0012328 | 0.0012181 | 0.0012214 | 0.0012347 | 0.0012224 | 0.0012279 | 0.00123 | 0.0012759 | 0.0012328 | 0.0012376 | 0.0012293 | 0.0012281 | 0.0012313 | 0.0012244 | 0.0012239 | 0.0012243 | 0.0013191 | 0.0012228 | 0.0012235 | 0.001218 | 0.00123 | 0.0012277 | 0.0012301 | 0.0012466 | 0.0012287 | 0.0012327 | 0.0012185 | 0.0012201 | 0.0012302 | 0.0012189 | 0.0024539 | 0.0012224 | 0.0012291 | 0.0012299 | 0.0012329 | 0.0012214 | 0.0012194 | 0.0012265 | 0.0012284 | 0.0012267 | 0.0032072 | 0.0012311 | 0.0012421 | 0.0012261 | 0.0012286 | 0.0012292 | 0.0012345 | 0.0012193 | 0.0012251 | 0.0012274 | 0.0012338 | 0.0012293 | 0.0012242 | 0.0012302 | 0.0012428 | 0.0012244 | 0.0012344 | 0.0012362 | 0.0012301 | 0.0012347 | 0.0012305 | 0.0012222 | 0.0012162 | 0.0012664 | 0.0012276 | 0.0013591 | 0.0012236 | 0.0012522 | 0.0012176 | 0.0012304 | 0.0012208 | 0.0012209 | 0.0012309 | 0.0012372 | 0.0012483 | 0.0012231 | 0.0012301 | 0.0012176 | 0.0016928 | 0.0012174 | 0.0012217 | 0.0012257 | 0.0012383 | 0.001221 | 0.0012206 | 0.0012303 | 0.0012249 | 0.0012213 | 0.0012271 | 0.0012306 | 0.0012204 | 0.0012635 | 0.001218 | 0.0012333 | 0.0012216 | 0.0012233 | 0.0012337 | 0.0015588 | 0.0012236 | 0.0012232 | 0.0012205 | 0.0012343 | 0.0013473 | 0.0012167 | 0.0012257 | 0.0012242 | 0.0012162 | 0.0012192 | 0.0012287 | 0.0012285 | 0.0016449 | 0.0012287 | 0.0012293 | 0.0012324 | 0.0012175 | 0.0012348 | 0.0012364 | 0.0012372 | 0.0012256 | 0.0012268 | 0.0012256 | 0.0012143 | 0.0012269 | 0.0012347 | 0.0012208 | 0.0012313 | 0.0012271 | 0.0012286 | 0.001228 | 0.0012323 | 0.0012313 | 0.0012243 | 0.0012314 | 0.0012194 | 0.0012359 | 0.0012191 | 0.0012225 | 0.0012265 | 0.0019199 | 0.0012238 | 0.001231 | 0.0012495 | 0.0012239 | 0.001227 | 0.00123 | 0.0012316 | 0.0012254 | 0.0012218 | 0.0012148 | 0.0012223 | 0.0012308 | 0.0012272 | 0.001223 | 0.0012398 | 0.0012245 | 0.0012213 | 0.0012317 | 0.0012221 | 0.0012204 | 0.0012276 | 0.0012325 | 0.0012271 | 0.0012159 | 0.0012228 | 0.0012265 | 0.0012411 | 0.001251 | 0.0012351 | 0.0012289 | 0.0012211 | 0.0013076 | 0.0012135 | 0.0012287 | 0.0012207 | 0.0012262 | 0.0012323 | 0.0012338 | 0.0012324 | 0.0012344 | 0.0012237 | 0.0012319 | 0.0012181 | 0.001215 | 0.0012294 | 0.0012324 | 0.0012254 | 0.0012715 | 0.0018743 | 0.0012268 | 0.0012243 | 0.0012357 | 0.0013044 | 0.0012158 | 0.0012256 | 0.0012183 | 0.0012238 | 0.0012277 | 0.0012226 | 0.0012278 | 0.0012243 | 0.0012337 | 0.0012252 | 0.0012295 | 0.0012196 | 0.0012184 | 0.0012321 | 0.0012242 | 0.0012364 | 0.0012311 | 0.0012176 | 0.0012241 | 0.0012277 | 0.0012362 | 0.0012211 | 0.0012191 | 0.0012224 | 0.0012327 | 0.0012271 | 0.0012191 | 0.0012212 | 0.0012278 | 0.0012315 | 0.0012295 | 0.0012271 | 0.0012208 | 0.0012408 | 0.0012245 | 0.0012291 | 0.0012218 | 0.0012222 | 0.0012134 | 0.0012281 | 0.0012209 | 0.001261 | 0.001224 | 0.0012296 | 0.0012271 | 0.0012589 | 0.001243 | 0.0012534 | 0.001221 | 0.0012183 | 0.0012179 | 0.0012184 | 0.0012244 | 0.0012316 | 0.0012284 | 0.0012252 | 0.0012203 | 0.0012217 | 0.0012267 | 0.0012297 | 0.0012148 | 0.0012219 | 0.0012204 | 0.001217 | 0.0012267 | 0.0012429 | 0.0012302 | 0.0012154 | 0.0013015 | 0.001234 | 0.001219 | 0.0012329 | 0.0012253 | 0.0012318 | 0.0012322 | 0.0012306 | 0.0012113 | 0.0012263 | 0.0019272 | 0.0012257 | 0.0012183 | 0.0012267 | 0.0012423 | 0.0012299 | 0.0012222 | 0.001227 | 0.0012227 | 0.0012231 | 0.0012451 | 0.0012273 | 0.0012257 | 0.0012314 | 0.001217 | 0.0012274 | 0.0012285 | 0.0012271 | 0.0012278 | 0.001236 | 0.0012246 | 0.0012139 | 0.0012315 | 0.0012247 | 0.0012294 | 0.0012206 | 0.0012309 | 0.0012368 | 0.0012268 | 0.0012297 | 0.0012174 | 0.0012473 | 0.0012215 | 0.0012637 | 0.0012256 | 0.0012281 | 0.0012327 | 0.0012268 | 0.0012275 | 0.001228 | 0.0012323 | 0.00123 | 0.0012341 | 0.0012312 | 0.0012348 | 0.0012591 | 0.0012266 | 0.0012354 | 0.001273 | 0.0012151 | 0.0012238 | 0.0012142 | 0.0012361 | 0.0012473 | 0.0012272 | 0.0012135 | 0.0012206 | 0.0012165 | 0.0012323 | 0.0012307 | 0.0012187 | 0.0012251 | 0.0012349 | 0.0012257 | 0.0012158 | 0.0012362 | 0.00123 | 0.0013292 | 0.0059953 | 0.0012371 | 0.001223 | 0.0012186 | 0.0012307 | 0.0012225 | 0.001224 | 0.0012398 | 0.0012215 | 0.0012328 | 0.0012226 | 0.0012305 | 0.0012279 | 0.0012232 | 0.0012226 | 0.0012245 | 0.0012214 | 0.0012346 | 0.0012288 | 0.0012194 | 0.0012219 | 0.0012348 | 0.0012173 | 0.0012261 | 0.0012416 | 0.0012843 | 0.0012328 | 0.0012181 | 0.0012189 | 0.0012351 | 0.0012248 | 0.0012205 | 0.0012211 | 0.0012251 | 0.0012207 | 0.0012187 | 0.0012279 | 0.0012334 | 0.0012206 | 0.0012188 | 0.0012245 | 0.001217 | 0.0012705 | 0.0012143 | 0.0012179 | 0.0012291 | 0.0012194 | 0.0012298 | 0.0012272 | 0.001224 | 0.0012275 | 0.0012241 | 0.0024582 | 0.0012206 | 0.0012188 | 0.0012235 | 0.0012339 | 0.0012259 | 0.0012325 | 0.0012339 | 0.0012309 | 0.002358 | 0.0012292 | 0.0012267 | 0.001218 | 0.0012292 | 0.0012176 | 0.0012227 | 0.0020787 | 0.0012756 | 0.0012139 | 0.0012226 | 0.0012171 | 0.0012288 | 0.0012333 | 0.0012368 | 0.0012259 | 0.0012293 | 0.0012301 | 0.001374 | 0.0012449 | 0.0012255 | 0.0012281 | 0.0012319 | 0.0012266 | 0.0012241 | 0.0012166 | 0.0012221 | 0.0012263 | 0.0012264 | 0.0012223 | 0.0012312 | 0.0012217 | 0.0012228 | 0.0012152 | 0.0012183 | 0.0012277 | 0.0012302 | 0.0012234 | 0.0012241 | 0.0012247 | 0.0012225 | 0.0012227 | 0.0012414 | 0.0012224 | 0.0012204 | 0.0012251 | 0.0012217 | 0.0012178 | 0.0012324 | 0.0012291 | 0.0012269 | 0.0012188 | 0.0012294 | 0.0012341 | 0.0012134 | 0.001221 | 0.0012229 | 0.0013261 | 0.0012254 | 0.0013041 | 0.0012325 | 0.001217 | 0.0012216 | 0.0012333 | 0.0012217 | 0.0012164 | 0.0012275 | 0.0012219 | 0.0012297 | 0.0012273 | 0.0012204 | 0.0012261 | 0.0012236 | 0.0012139 | 0.0012348 | 0.0012156 | 0.0012162 | 0.0012216 | 0.001223 | 0.0012217 | 0.0012185 | 0.0012227 | 0.001236 | 0.001269 | 0.0012245 | 0.0012185 | 0.0012714 | 0.0012193 | 0.0012319 | 0.0012206 | 0.0012215 | 0.0012223 | 0.0012292 | 0.0012261 | 0.0012198 | 0.0012255 | 0.0012318 | 0.001226 | 0.0012223 | 0.0012273 | 0.0012389 | 0.0012242 | 0.0012225 | 0.0012292 | 0.0012272 | 0.0012208 | 0.0012274 | 0.0012178 | 0.0012412 | 0.0012298 | 0.0012341 | 0.0012267 | 0.0012156 | 0.0012184 | 0.0012231 | 0.0012239 | 0.0012186 | 0.0012324 | 0.0012348 | 0.0012216 | 0.0012347 | 0.0012296 | 0.0012215 | 0.0012195 | 0.0012314 | 0.001222 | 0.0012296 | 0.001221 | 0.0012219 | 0.0012297 | 0.0012315 | 0.0013043 | 0.0012218 | 0.0012148 | 0.0012273 | 0.0012284 | 0.0012336 | 0.0012241 | 0.0012317 | 0.0012289 | 0.0012291 | 0.0012144 | 0.0012311 | 0.0012286 | 0.0012251 | 0.0012289 | 0.0012258 | 0.0012174 | 0.0012125 | 0.0012355 | 0.0012221 | 0.001219 | 0.0012169 | 0.0012145 | 0.0012286 | 0.0012205 | 0.0012329 | 0.0012221 | 0.0012149 | 0.0015773 | 0.0012254 | 0.0012455 | 0.0012252 | 0.001214 | 0.0012237 | 0.0012219 | 0.0012193 | 0.0012389 | 0.001218 | 0.001224 | 0.0012287 | 0.0012255 | 0.0012224 | 0.0012331 | 0.0012215 | 0.0012237 | 0.0012285 | 0.0012217 | 0.0012296 | 0.001249 | 0.0012328 | 0.0012234 | 0.0012279 | 0.0012186 | 0.0012402 | 0.0012182 | 0.0012307 | 0.0012245 | 0.0012227 | 0.0012142 | 0.0012334 | 0.0012151 | 0.001231 | 0.0012214 | 0.0012203 | 0.0012385 | 0.0012216 | 0.0012251 | 0.0012173 | 0.0012193 | 0.0012991 | 0.0012274 | 0.0012261 | 0.0012211 | 0.001228 | 0.0012366 | 0.0012293 | 0.0012328 | 0.0012398 | 0.0012327 | 0.001244 | 0.0012299 | 0.001222 | 0.0012307 | 0.0012331 | 0.0012615 | 0.0012251 | 0.0012242 | 0.0012211 | 0.0012272 | 0.0012194 | 0.0012207 | 0.0020898 | 0.001225 | 0.0012282 | 0.0012267 | 0.0012288 | 0.0012284 | 0.001223 | 0.0012269 | 0.0012222 | 0.001231 | 0.0012271 | 0.0012491 | 0.0012247 | 0.0012367 | 0.0012325 | 0.0012192 | 0.0012193 | 0.0012251 | 0.0012384 | 0.0012305 | 0.0012197 | 0.001228 | 0.001234 | 0.0012223 | 0.0013067 | 0.0012231 | 0.0012218 | 0.0012348 | 0.0012169 | 0.0012322 | 0.0012308 | 0.0012297 | 0.0012176 | 0.0012197 | 0.0012282 | 0.0012305 | 0.0012219 | 0.0012307 | 0.0012522 | 0.0012328 | 0.0012284 | 0.0012301 | 0.0012206 | 0.0012217 | 0.0012223 | 0.0012287 | 0.0012134 | 0.0012322 | 0.0012204 | 0.0012254 | 0.0012249 | 0.0012292 | 0.0012197 | 0.0012163 | 0.0012226 | 0.0012216 | 0.0012279 | 0.0012346 | 0.0012204 | 0.0012244 | 0.001246 | 0.0012161 | 0.0012175 | 0.0012299 | 0.0012875 | 0.0012284 | 0.001226 | 0.0012361 | 0.0012247 | 0.0012311 | 0.0012186 | 0.001231 | 0.0012248 | 0.0012313 | 0.0012331 | 0.0012243 | 0.0012231 | 0.0013291 | 0.0012234 | 0.0012286 | 0.0012307 | 0.0012208 | 0.0012275 | 0.0012179 | 0.003615 | 0.0012247 | 0.001227 | 0.0012272 | 0.0012611 | 0.0012231 | 0.0013271 | 0.0012196 | 0.0012179 | 0.0012307 | 0.0012269 | 0.0023075 | 0.0012256 | 0.0012133 | 0.0012252 | 0.00123 | 0.0012452 | 0.0012487 | 0.0012289 | 0.0012301 | 0.0012286 | 0.0012293 | 0.0012303 | 0.0012193 | 0.0012307 | 0.0012175 | 0.0012172 | 0.0012336 | 0.0012326 | 0.0012344 | 0.0012272 | 0.0012173 | 0.0012309 | 0.0012307 | 0.001231 | 0.0012303 | 0.001226 | 0.0012322 | 0.0012219 | 0.001228 | 0.0012274 | 0.0012321 | 0.001225 | 0.0012191 | 0.0012347 | 0.001231 | 0.0012323 | 0.0012203 | 0.0046109 | 0.0012337 | 0.0012261 | 0.001219 | 0.0012323 | 0.0012276 | 0.0012292 | 0.0012283 | 0.0012186 | 0.0012289 | 0.0012352 | 0.0012281 | 0.0012235 | 0.0012277 | 0.0012196 | 0.0012276 | 0.0012166 | 0.0012271 | 0.001216 | 0.0012299 | 0.0012157 | 0.0012241 | 0.0012336 | 0.0012361 | 0.001226 | 0.0012363 | 0.0012558 | 0.0012224 | 0.0012297 | 0.0012278 | 0.0012333 | 0.0012306 | 0.0012225 | 0.0012289 | 0.0012285 | 0.0015201 | 0.0012344 | 0.0012164 | 0.001231 | 0.0012165 | 0.0012243 | 0.001233 | 0.001219 | 0.001233 | 0.0012221 | 0.0012228 | 0.0012141 | 0.0012221 | 0.0012416 | 0.0012256 | 0.0012213 | 0.0012546 | 0.0012312 | 0.0012497 | 0.0012186 | 0.0013162 | 0.001228 | 0.0012259 | 0.0012274 | 0.001217 | 0.0012204 | 0.0012303 | 0.0012182 | 0.0012159 | 0.0012248 | 0.0012282 | 0.0012275 | 0.001216 | 0.0012185 | 0.0012308 | 0.0012148 | 0.0012201 | 0.0012323 | 0.0012232 | 0.0012315 | 0.001231 | 0.0012244 | 0.0012256 | 0.0012341 | 0.0037948 | 0.0012468 | 0.0012276 | 0.0012217 | 0.0012224 | 0.001223 | 0.0012197 | 0.0012279 | 0.0012693 | 0.0012174 | 0.0012285 | 0.0012182 | 0.0012182 | 0.0012507 | 0.0012252 | 0.0012241 | 0.0012229 | 0.0012314 | 0.0012177 | 0.0012339 | 0.0012162 | 0.0012582 | 0.0012281 | 0.0012165 | 0.0012238 | 0.0012227 | 0.0016357 | 0.0012177 | 0.0012259 | 0.0012262 | 0.0012252 | 0.0012334 | 0.0012211 | 0.0012225 | 0.0012289 | 0.001217 | 0.0012269 | 0.0012258 | 0.0012182 | 0.001225 | 0.0012305 | 0.001226 | 0.001226 | 0.0012294 | 0.0012344 | 0.0012286 | 0.0020309 | 0.0012241 | 0.0026263 | 0.0012256 | 0.001225 | 0.00123 | 0.001221 | 0.0012758 | 0.0012213 | 0.0012211 | 0.0012245 | 0.0012326 | 0.0012264 | 0.0012147 | 0.0012185 | 0.0012293 | 0.001216 | 0.001218 | 0.0012274 | 0.0012168 | 0.0012269 | 0.0012219 | 0.0012259 | 0.0012259 | 0.0012279 | 0.0012213 | 0.0012245 | 0.0012217 | 0.0012322 | 0.0012271 | 0.001227 | 0.0012223 | 0.0012251 | 0.0012179 | 0.0012282 | 0.0012156 | 0.0012257 | 0.0012246 | 0.0012223 | 0.0012583 | 0.0012222 | 0.0014245 | 0.0012256 | 0.0012228 | 0.0012155 | 0.0012236 | 0.0012153 | 0.001225 | 0.0012189 | 0.001219 | 0.0012217 | 0.0012241 | 0.0012191 | 0.0012317 | 0.0012199 | 0.001229 | 0.0012217 | 0.0012213 | 0.0012219 | 0.0012238 | 0.0012236 | 0.0012395 | 0.0012186 | 0.0012241 | 0.0012312 | 0.0012338 | 0.0012277 | 0.001236 | 0.0012273 | 0.0012153 | 0.0012985 | 0.0012213 | 0.0012183 | 0.0012223 | 0.0012211 | 0.0017484 | 0.0012904 | 0.0012268 | 0.0012233 | 0.0012265 | 0.0012291 | 0.0012214 | 0.0012286 | 0.0012222 | 0.0012315 | 0.0013252 | 0.0017949 | 0.0012206 | 0.001225 | 0.001231 | 0.0012168 | 0.0012232 | 0.0012158 | 0.001241 | 0.0012583 | 0.0012289 | 0.0012335 | 0.001224 | 0.0013016 | 0.0012298 | 0.0012183 | 0.001232 | 0.0012331 | 0.0012359 | 0.0012235 | 0.0012231 | 0.0012161 | 0.0012167 | 0.0012214 | 0.0012325 | 0.0012295 | 0.0012287 | 0.0012337 | 0.0012246 | 0.0012245 | 0.0012277 | 0.0012221 | 0.0012411 | 0.0012267 | 0.0012242 | 0.0012234 | 0.0012252 | 0.0012239 | 0.0012285 | 0.001224 | 0.0012727 | 0.00122 | 0.0012325 | 0.0012239 | 0.0012273 | 0.0012513 | 0.0012215 | 0.0012179 | 0.0012151 | 0.0012304 | 0.0012385 | 0.0012331 | 0.0012244 | 0.001223 | 0.0012411 | 0.0012301 | 0.0012253 | 0.001217 | 0.0012291 | 0.001231 | 0.001227 | 0.0012291 | 0.0014172 | 0.0012151 | 0.0012317 | 0.001222 | 0.0012178 | 0.0012357 | 0.0012345 | 0.0012316 | 0.0012289 | 0.0012239 | 0.0012296 | 0.0012223 | 0.0012247 | 0.0012237 | 0.0012164 | 0.0012153 | 0.0012364 | 0.001231 | 0.0012159 | 0.0012413 | 0.0012288 | 0.0012283 | 0.0012434 | 0.0012265 | 0.0012285 | 0.0012216 | 0.0012331 | 0.0012279 | 0.0012298 | 0.0012259 | 0.0012308 | 0.0012217 | 0.0012353 | 0.0012245 | 0.0012193 | 0.0012202 | 0.001232 | 0.0012198 | 0.0012277 | 0.001225 | 0.0012193 | 0.0012237 | 0.0012159 | 0.0012317 | 0.0012177 | 0.0012285 | 0.0012224 | 0.0012149 | 0.0012232 | 0.0012162 | 0.0012205 | 0.0012425 | 0.0012684 | 0.0012109 | 0.0012292 | 0.0012255 | 0.0012285 | 0.0012527 | 0.0012148 | 0.0012251 | 0.001234 | 0.0012263 | 0.0012341 | 0.0016614 | 0.0013561 | 0.0012422 | 0.001215 | 0.001241 | 0.0012196 | 0.0012224 | 0.001231 | 0.0012218 | 0.0012246 | 0.0021897 | 0.0012131 | 0.0012287 | 0.0013139 | 0.0012312 | 0.0012238 | 0.0012281 | 0.0012327 | 0.0012169 | 0.0012253 | 0.0012222 | 0.0012223 | 0.0012172 | 0.0012178 | 0.0012309 | 0.0012296 | 0.0012179 | 0.0012275 | 0.0012289 | 0.0012197 | 0.0012323 | 0.0012261 | 0.0012259 | 0.0012287 | 0.001227 | 0.0012227 | 0.001219 | 0.0012254 | 0.0012161 | 0.0012218 | 0.0012185 | 0.0012705 | 0.0012291 | 0.0012211 | 0.0012197 | 0.0012192 | 0.0012318 | 0.0012292 | 0.0012274 | 0.0012278 | 0.0012167 | 0.001219 | 0.0012393 | 0.0012143 | 0.0012349 | 0.001234 | 0.0012286 | 0.0012155 | 0.0012262 | 0.0012281 | 0.0012202 | 0.0012345 | 0.0012362 | 0.0012314 | 0.0012228 | 0.0012295 | 0.001216 | 0.0012289 | 0.0012348 | 0.001232 | 0.0012288 | 0.0012297 | 0.0012228 | 0.0012155 | 0.0012253 | 0.0012303 | 0.00123 | 0.0012209 | 0.0012302 | 0.0012305 | 0.0012278 | 0.0012246 | 0.0012177 | 0.0012309 | 0.0012632 | 0.0012304 | 0.0012289 | 0.0012409 | 0.0012219 | 0.0012268 | 0.0012205 | 0.0012295 | 0.0012317 | 0.0012241 | 0.0012214 | 0.0012188 | 0.0012277 | 0.0012159 | 0.00123 | 0.0012183 | 0.0012239 | 0.0012227 | 0.0012228 | 0.0012235 | 0.0012257 | 0.0012356 | 0.0012237 | 0.0012217 | 0.0012179 | 0.0012263 | 0.0012724 | 0.0012429 | 0.0012269 | 0.0012283 | 0.0012283 | 0.0012314 | 0.0012315 | 0.0012584 | 0.0012292 | 0.0012327 | 0.0012285 | 0.0012231 | 0.001223 | 0.0012323 | 0.0012322 | 0.0012238 | 0.0012297 | 0.0012176 | 0.0012279 | 0.0012332 | 0.001224 | 0.0012221 | 0.0012384 | 0.0012718 | 0.0012277 | 0.0012359 | 0.0012255 | 0.0012313 | 0.0012268 | 0.0012223 | 0.0012258 | 0.0012249 | 0.0012218 | 0.0013047 | 0.33222 | 0.00122 | 0.0012258 | 0.0012255 | 0.0012656 | 0.0012283 | 0.0012441 | 0.0012277 | 0.0012289 | 0.0012193 | 0.0012254 | 0.0012336 | 0.0012331 | 0.0012324 | 0.0012299 | 0.0012309 | 0.0012274 | 0.0012305 | 0.0012273 | 0.0012171 | 0.001226 | 0.0012187 | 0.0012167 | 0.0012336 | 0.001219 | 0.001227 | 0.0012308 | 0.0012196 | 0.0012233 | 0.001228 | 0.0012394 | 0.00123 | 0.0012155 | 0.0012255 | 0.0012309 | 0.0012244 | 0.0012197 | 0.0012284 | 0.0013404 | 0.0012233 | 0.001225 | 0.0012219 | 0.0012159 | 0.0012302 | 0.0012254 | 0.0012318 | 0.0012195 | 0.0012196 | 0.0012245 | 0.0012347 | 0.0012154 | 0.0012244 | 0.0012278 | 0.0012347 | 0.0012255 | 0.0012211 | 0.001223 | 0.0012377 | 0.0012286 | 0.0012248 | 0.0012266 | 0.0012362 | 0.0012242 | 0.0012242 | 0.0012203 | 0.0012319 | 0.0012236 | 0.0012259 | 0.0012342 | 0.0012335 | 0.0012271 | 0.0012237 | 0.0012281 | 0.0012301 | 0.0012325 | 0.0012341 | 0.0012197 | 0.0012319 | 0.001222 | 0.0012145 | 0.0012178 | 0.0012222 | 0.0012363 | 0.0012166 | 0.0012324 | 0.001231 | 0.001228 | 0.0012266 | 0.0012179 | 0.0012205 | 0.0012149 | 0.0012288 | 0.0012255 | 0.0012306 | 0.0012322 | 0.0012232 | 0.0012238 | 0.0012373 | 0.0012349 | 0.0012193 | 0.0012293 | 0.001222 | 0.001226 | 0.0012289 | 0.001217 | 0.001253 | 0.0012194 | 0.0012265 | 0.0012177 | 0.0012474 | 0.0018894 | 0.0012296 | 0.001231 | 0.0012254 | 0.0012215 | 0.0012219 | 0.0012342 | 0.0012155 | 0.0012227 | 0.0012313 | 0.0012251 | 0.0012215 | 0.0012298 | 0.0012294 | 0.0012912 | 0.0012245 | 0.0012173 | 0.0012262 | 0.0012316 | 0.0012236 | 0.0012223 | 0.0012339 | 0.0012285 | 0.0012292 | 0.0012263 | 0.0012254 | 0.0012258 | 0.0012249 | 0.0012215 | 0.0012274 | 0.0012295 | 0.0012264 | 0.0012167 | 0.0012247 | 0.0012315 | 0.0012507 | 0.0012346 | 0.0012286 | 0.0012212 | 0.0012173 | 0.0012883 | 0.0012837 | 0.0012239 | 0.0012187 | 0.0012211 | 0.0012381 | 0.0012252 | 0.0012174 | 0.0012275 | 0.001226 | 0.0012155 | 0.0012253 | 0.0012272 | 0.0012276 | 0.0022109 | 0.0012221 | 0.0012275 | 0.0015682 | 0.0012175 | 0.0012623 | 0.0012314 | 0.0012181 | 0.0012317 | 0.0012288 | 0.001236 | 0.0012271 | 0.0012408 | 0.0012361 | 0.0013205 | 0.0012182 | 0.0012717 | 0.0012231 | 0.001217 | 0.0012265 | 0.0012217 | 0.00122 | 0.0012274 | 0.001498 | 0.001223 | 0.0012183 | 0.0012152 | 0.0012199 | 0.0012246 | 0.0012351 | 0.0012299 | 0.001267 | 0.0012145 | 0.0012346 | 0.0012257 | 0.0012336 | 0.001218 | 0.0012194 | 0.0012271 | 0.0012303 | 0.0012311 | 0.0012178 | 0.001223 | 0.0012238 | 0.0012423 | 0.0012217 | 0.0033066 | 0.0012238 | 0.0012304 | 0.0012287 | 0.001223 | 0.0012299 | 0.0012275 | 0.0012222 | 0.0012189 | 0.0012232 | 0.00122 | 0.0012288 | 0.0012256 | 0.0012196 | 0.0012266 | 0.001222 | 0.0012199 | 0.0012216 | 0.0063918 | 0.0012289 | 0.0012209 | 0.0012268 | 0.0012328 | 0.0012214 | 0.0012288 | 0.0012281 | 0.0012127 | 0.0012316 | 0.0012406 | 0.0012323 | 0.0012271 | 0.0012339 | 0.0012255 | 0.0012285 | 0.0012348 | 0.0012249 | 0.0012591 | 0.0012209 | 0.0012316 | 0.0012204 | 0.0013018 | 0.0012216 | 0.0012247 | 0.0012211 | 0.0012244 | 0.0012274 | 0.0012275 | 0.0012287 | 0.0012214 | 0.0012187 | 0.0012281 | 0.0012275 | 0.0012319 | 0.0012196 | 0.0012443 | 0.0012201 | 0.0012262 | 0.0012264 | 0.0012227 | 0.0012197 | 0.0012212 | 0.0012172 | 0.0012284 | 0.0012176 | 0.0012154 | 0.0012385 | 0.0012222 | 0.0012307 | 0.0012261 | 0.0012222 | 0.0012384 | 0.0012208 | 0.0012204 | 0.0012153 | 0.0012292 | 0.0012222 | 0.0012305 | 0.0012302 | 0.0012152 | 0.0012559 | 0.0012303 | 0.0012205 | 0.0012218 | 0.0012272 | 0.0012248 | 0.001223 | 0.0012328 | 0.0012299 | 0.0012267 | 0.0012304 | 0.00126 | 0.0012329 | 0.0012928 | 0.0012266 | 0.0012224 | 0.0012171 | 0.0012196 | 0.0012199 | 0.0012808 | 0.001231 | 0.0012224 | 0.001226 | 0.0012255 | 0.0012355 | 0.0012241 | 0.0012325 | 0.0012222 | 0.001233 | 0.0012333 | 0.0012302 | 0.0012363 | 0.0012219 | 0.0012224 | 0.0012152 | 0.0012233 | 0.0012267 | 0.001225 | 0.0012302 | 0.0012211 | 0.0012433 | 0.0012241 | 0.0012343 | 0.0012219 | 0.001233 | 0.0012299 | 0.0012181 | 0.0012329 | 0.0012321 | 0.0012337 | 0.0012198 | 0.0012247 | 0.0012311 | 0.0012233 | 0.0015487 | 0.0012194 | 0.0012218 | 0.0012253 | 0.0012246 | 0.0012855 | 0.0012335 | 0.0012184 | 0.0012184 | 0.0012209 | 0.001221 | 0.0012375 | 0.0012333 | 0.0012297 | 0.0012261 | 0.0012212 | 0.0012193 | 0.0012182 | 0.0012287 | 0.0012189 | 0.0012236 | 0.001218 | 0.0012288 | 0.0012256 | 0.0012279 | 0.0012193 | 0.0012229 | 0.0012344 | 0.0012264 | 0.0012354 | 0.0012378 | 0.0012146 | 0.0012255 | 0.0012351 | 0.0012176 | 0.0012256 | 0.0012127 | 0.0012205 | 0.001257 | 0.0012277 | 0.0012318 | 0.0012287 | 0.00122 | 0.0012251 | 0.0012226 | 0.001224 | 0.0012321 | 0.0012315 | 0.0012286 | 0.0012219 | 0.0012372 | 0.0012219 | 0.0012185 | 0.0012201 | 0.0012292 | 0.0012222 | 0.0012229 | 0.0012251 | 0.0012311 | 0.0012323 | 0.0012248 | 0.0012456 | 0.0012331 | 0.0012278 | 0.0012241 | 0.0012233 | 0.0012201 | 0.0014144 | 0.0012271 | 0.0012288 | 0.0012282 | 0.0012293 | 0.0012249 | 0.0012307 | 0.0012279 | 0.0012302 | 0.001233 | 0.0012256 | 0.0012256 | 0.0012146 | 0.0012922 | 0.0012283 | 0.0012163 | 0.0012225 | 0.0012192 | 0.0012193 | 0.0012144 | 0.0012152 | 0.0012307 | 0.0012363 | 0.001219 | 0.0012188 | 0.0012216 | 0.0012215 | 0.001218 | 0.0012275 | 0.0012158 | 0.001222 | 0.0012198 | 0.0012292 | 0.0012246 | 0.0012207 | 0.0012297 | 0.0012315 | 0.0012176 | 0.0012232 | 0.0012309 | 0.001227 | 0.0012324 | 0.0012243 | 0.0012196 | 0.001231 | 0.0012165 | 0.001229 | 0.0012331 | 0.001223 | 0.0012306 | 0.0012223 | 0.0012225 | 0.0012192 | 0.0012273 | 0.0012209 | 0.0012227 | 0.0012787 | 0.0012334 | 0.0012189 | 0.0012302 | 0.0012153 | 0.0012308 | 0.0012134 | 0.0012196 | 0.0012197 | 0.0012166 | 0.0012283 | 0.0012152 | 0.0012299 | 0.0012296 | 0.0012219 | 0.0012186 | 0.0012265 | 0.0012168 | 0.0012245 | 0.0012362 | 0.0012256 | 0.0012296 | 0.0012581 | 0.00122 | 0.0012172 | 0.0012229 | 0.0012177 | 0.0012173 | 0.0012321 | 0.0012243 | 0.0012181 | 0.0012174 | 0.0012169 | 0.0012276 | 0.001223 | 0.0012203 | 0.001219 | 0.0012269 | 0.0012339 | 0.0012296 | 0.0012212 | 0.0012289 | 0.0012427 | 0.0013392 | 0.001223 | 0.001227 | 0.0012281 | 0.0012197 | 0.0012281 | 0.0015279 | 0.0012301 | 0.0012239 | 0.0012224 | 0.0012218 | 0.0012219 | 0.0012259 | 0.0012322 | 0.0012309 | 0.0012327 | 0.0012251 | 0.0012524 | 0.0012185 | 0.0012218 | 0.001216 | 0.0012287 | 0.0012269 | 0.0012291 | 0.0012316 | 0.0012403 | 0.0012372 | 0.0012302 | 0.0012249 | 0.001425 | 0.0012307 | 0.0012242 | 0.0012268 | 0.0012138 | 0.0012526 | 0.0012308 | 0.0012378 | 0.0012292 | 0.0012687 | 0.0012276 | 0.0012316 | 0.0012304 | 0.0012172 | 0.0012164 | 0.0012197 | 0.0012209 | 0.0012673 | 0.0012371 | 0.0012233 | 0.0012277 | 0.0012149 | 0.0012172 | 0.0019588 | 0.001215 | 0.001227 | 0.0012337 | 0.0012431 | 0.0012232 | 0.0012211 | 0.0012182 | 0.001226 | 0.0012285 | 0.0012306 | 0.0012281 | 0.0013093 | 0.0012218 | 0.0012176 | 0.0016865 | 0.0012388 | 0.0012323 | 0.0012247 | 0.0012247 | 0.0012281 | 0.0013488 | 0.0012211 | 0.0012256 | 0.0012306 | 0.00122 | 0.0012364 | 0.0012292 | 0.0012187 | 0.0012267 | 0.0016362 | 0.0012154 | 0.0012189 | 0.001217 | 0.0012272 | 0.0012243 | 0.0012816 | 0.0012334 | 0.0012207 | 0.0012165 | 0.0012227 | 0.0012207 | 0.001231 | 0.0012255 | 0.0012247 | 0.0012172 | 0.0012317 | 0.001217 | 0.0012292 | 0.0012379 | 0.0012159 | 0.0012163 | 0.0012188 | 0.0012219 | 0.0012328 | 0.0012167 | 0.0012239 | 0.0012244 | 0.0012352 | 0.0012294 | 0.0012195 | 0.001224 | 0.001226 | 0.0012293 | 0.0012263 | 0.0012278 | 0.0012212 | 0.0012241 | 0.0012173 | 0.0012203 | 0.0012188 | 0.0012286 | 0.0012192 | 0.0012418 | 0.0012241 | 0.0012164 | 0.0012184 | 0.0012261 | 0.0012241 | 0.0012208 | 0.0012296 | 0.001231 | 0.0013213 | 0.0014109 | 0.0012284 | 0.0012381 | 0.0012293 | 0.0012309 | 0.001224 | 0.0012287 | 0.0012317 | 0.0012292 | 0.0012202 | 0.0012217 | 0.0012243 | 0.0012134 | 0.0012264 | 0.0012193 | 0.0012223 | 0.001221 | 0.0014058 | 0.0012292 | 0.0012208 | 0.0012163 | 0.001233 | 0.0012222 | 0.0013591 | 0.001231 | 0.0012529 | 0.001229 | 0.001231 | 0.0012217 | 0.0012268 | 0.0012141 | 0.0012249 | 0.0012434 | 0.0012215 | 0.0012327 | 0.0012245 | 0.0012664 | 0.0012343 | 0.001222 | 0.0012315 | 0.0012269 | 0.0012229 | 0.0012133 | 0.0012412 | 0.0012292 | 0.0012242 | 0.0012215 | 0.0012256 | 0.0012245 | 0.0012264 | 0.0012142 | 0.0012323 | 0.0012215 | 0.0012309 | 0.0012249 | 0.0012219 | 0.0012292 | 0.0012136 | 0.0012325 | 0.0012252 | 0.0012337 | 0.0012256 | 0.0012259 | 0.0012339 | 0.0012165 | 0.0012206 | 0.0012231 | 0.0012651 | 0.0012187 | 0.0012365 | 0.001218 | 0.0012273 | 0.0012273 | 0.0012244 | 0.0012326 | 0.001225 | 0.0012261 | 0.001225 | 0.0012374 | 0.0012201 | 0.0012679 | 0.0013131 | 0.0012212 | 0.0012419 | 0.0012234 | 0.0012195 | 0.0012315 | 0.0012311 | 0.0012204 | 0.0012309 | 0.0012336 | 0.0012351 | 0.0012357 | 0.0012315 | 0.0012168 | 0.0012202 | 0.0012313 | 0.0012252 | 0.001286 | 0.0012297 | 0.0012295 | 0.001223 | 0.0012371 | 0.0012263 | 0.0012262 | 0.0012133 | 0.0012329 | 0.001225 | 0.0012294 | 0.001236 | 0.001234 | 0.0012205 | 0.0012348 | 0.0012178 | 0.0012249 | 0.0012308 | 0.0012336 | 0.0012281 | 0.0012172 | 0.0023435 | 0.0012265 | 0.0012338 | 0.0012298 | 0.0012162 | 0.0012311 | 0.0012227 | 0.0012317 | 0.0012286 | 0.0012215 | 0.0012261 | 0.0031792 | 0.0012191 | 0.0012348 | 0.0012254 | 0.0012285 | 0.001226 | 0.0012225 | 0.0012145 | 0.0012209 | 0.0012348 | 0.0012349 | 0.0012236 | 0.0012287 | 0.0012392 | 0.0012221 | 0.0012319 | 0.0012217 | 0.0012907 | 0.0012336 | 0.0012229 | 0.0012318 | 0.0012137 | 0.0012207 | 0.0012218 | 0.0012322 | 0.0012351 | 0.0012257 | 0.0012203 | 0.0012286 | 0.0012327 | 0.001225 | 0.0012216 | 0.0012185 | 0.0012224 | 0.0012164 | 0.0012158 | 0.0012262 | 0.0012321 | 0.0012197 | 0.001239 | 0.0012262 | 0.0012194 | 0.0012273 | 0.0012236 | 0.0012155 | 0.0012175 | 0.0012243 | 0.0012319 | 0.0036411 | 0.0012284 | 0.0012346 | 0.0012306 | 0.0012261 | 0.0012298 | 0.0012244 | 0.0012291 | 0.0012354 | 0.0012156 | 0.0012204 | 0.0012321 | 0.0012198 | 0.0012171 | 0.0012294 | 0.0012181 | 0.0012268 | 0.0012181 | 0.0012261 | 0.001214 | 0.0012314 | 0.0012375 | 0.0012251 | 0.0012264 | 0.0012307 | 0.0012178 | 0.0012329 | 0.0012154 | 0.0012192 | 0.001235 | 0.0012745 | 0.0012209 | 0.0012324 | 0.0012273 | 0.0012242 | 0.0012292 | 0.0012186 | 0.0012156 | 0.0012212 | 0.0012312 | 0.0012165 | 0.0012273 | 0.0012223 | 0.0013448 | 0.0012274 | 0.0012324 | 0.0012258 | 0.0012201 | 0.0012278 | 0.001229 | 0.0012215 | 0.0012164 | 0.0012229 | 0.0012293 | 0.0012202 | 0.0012317 | 0.0012247 | 0.001221 | 0.001232 | 0.0012317 | 0.0012313 | 0.0012308 | 0.0012326 | 0.0012288 | 0.0013585 | 0.0012252 | 0.0012266 | 0.0012191 | 0.0012249 | 0.0012229 | 0.0012224 | 0.0012282 | 0.0012618 | 0.0012316 | 0.00123 | 0.0012266 | 0.0012149 | 0.001218 | 0.0012287 | 0.0012268 | 0.0012336 | 0.0012231 | 0.0012179 | 0.0012309 | 0.0012199 | 0.0012325 | 0.001218 | 0.0012366 | 0.001227 | 0.0012233 | 0.0012296 | 0.0012151 | 0.0012222 | 0.0012388 | 0.001223 | 0.0012329 | 0.0012244 | 0.0012159 | 0.0012301 | 0.0012195 | 0.0012218 | 0.0012159 | 0.0012177 | 0.0012284 | 0.0012243 | 0.0012206 | 0.0012218 | 0.0012177 | 0.0012148 | 0.0012257 | 0.0012213 | 0.0023828 | 0.0012299 | 0.0012292 | 0.0012279 | 0.00123 | 0.0012203 | 0.0012234 | 0.0012266 | 0.0012349 | 0.0012253 | 0.0012184 | 0.001223 | 0.0012804 | 0.0012243 | 0.0012217 | 0.0012236 | 0.0012205 | 0.0012233 | 0.0012336 | 0.0012154 | 0.0012228 | 0.0012261 | 0.001215 | 0.0012136 | 0.0012165 | 0.0012189 | 0.0012301 | 0.0012272 | 0.0012312 | 0.0012174 | 0.0012603 | 0.0012351 | 0.0012278 | 0.0012366 | 0.0012484 | 0.0012221 | 0.0012163 | 0.0012211 | 0.001227 | 0.0012329 | 0.001231 | 0.0012388 | 0.0012133 | 0.0012214 | 0.0012152 | 0.001223 | 0.0012225 | 0.0012337 | 0.0012234 | 0.0012275 | 0.0012258 | 0.0012462 | 0.001217 | 0.0012267 | 0.0012255 | 0.0012193 | 0.0012216 | 0.0012312 | 0.0012233 | 0.0012306 | 0.0012286 | 0.0012301 | 0.0012261 | 0.0013255 | 0.0012176 | 0.0012242 | 0.0012215 | 0.001219 | 0.0012264 | 0.0012653 | 0.0012297 | 0.001229 | 0.0012237 | 0.0012255 | 0.001223 | 0.0012211 | 0.0012321 | 0.0012167 | 0.0012186 | 0.0012393 | 0.0012281 | 0.0012182 | 0.0012226 | 0.001224 | 0.0012245 | 0.0012319 | 0.0012321 | 0.0012212 | 0.0012293 | 0.0012512 | 0.0012292 | 0.0012313 | 0.0012268 | 0.0012223 | 0.0012245 | 0.0012257 | 0.0012288 | 0.0016053 | 0.0012256 | 0.0012209 | 0.0012338 | 0.0012528 | 0.0012339 | 0.0012212 | 0.0012239 | 0.0012308 | 0.0012358 | 0.0016272 | 0.001218 | 0.0012317 | 0.00123 | 0.0012211 | 0.0012208 | 0.0012353 | 0.0012236 | 0.0012275 | 0.0012272 | 0.0012298 | 0.0012296 | 0.0012197 | 0.0012253 | 0.0012281 | 0.0012358 | 0.0012284 | 0.0012223 | 0.0012312 | 0.001227 | 0.0012312 | 0.0012344 | 0.001228 | 0.0012278 | 0.0012554 | 0.001218 | 0.0012266 | 0.0012131 | 0.0012188 | 0.0012207 | 0.0012184 | 0.0012155 | 0.0012324 | 0.0012205 | 0.0012241 | 0.0012217 | 0.0012174 | 0.0012265 | 0.0012198 | 0.0012143 | 0.001252 | 0.001226 | 0.0012202 | 0.0012225 | 0.0012694 | 0.0012357 | 0.001232 | 0.0012187 | 0.0012159 | 0.0012256 | 0.0012233 | 0.0012282 | 0.0012199 | 0.0012304 | 0.0012203 | 0.0012223 | 0.0012221 | 0.001217 | 0.0012214 | 0.0012301 | 0.001226 | 0.0012178 | 0.00123 | 0.0012232 | 0.0012507 | 0.0012262 | 0.0012338 | 0.0012635 | 0.0012306 | 0.001235 | 0.0012177 | 0.0012295 | 0.0012272 | 0.0012362 | 0.0012196 | 0.0012547 | 0.0012318 | 0.001228 | 0.034156 | 0.0012314 | 0.0012289 | 0.0012232 | 0.001233 | 0.0013988 | 0.0012254 | 0.0013287 | 0.0012346 | 0.001224 | 0.0012259 | 0.0012248 | 0.0012325 | 0.0012284 | 0.0012248 | 0.0012222 | 0.0012304 | 0.0012119 | 0.0012323 | 0.0012347 | 0.0012281 | 0.0012276 | 0.0012357 | 0.0012267 | 0.0012286 | 0.0012287 | 0.001228 | 0.0012447 | 0.0012237 | 0.00123 | 0.0012297 | 0.0012477 | 0.0012232 | 0.0012266 | 0.0012232 | 0.0012295 | 0.0012313 | 0.0012299 | 0.0012254 | 0.0012251 | 0.0012263 | 0.0012205 | 0.0012228 | 0.0012283 | 0.0012406 | 0.0012191 | 0.0012233 | 0.0012298 | 0.0012233 | 0.0012247 | 0.0012345 | 0.0012339 | 0.0012244 | 0.0012306 | 0.0012167 | 0.0012354 | 0.0012188 | 0.0012148 | 0.001217 | 0.0012315 | 0.0012315 | 0.0012327 | 0.0012281 | 0.0012236 | 0.0012242 | 0.001232 | 0.0012282 | 0.0012201 | 0.0012223 | 0.0012195 | 0.0012258 | 0.0012193 | 0.0012276 | 0.0012298 | 0.0012135 | 0.0012221 | 0.001217 | 0.0012306 | 0.0012169 | 0.0012201 | 0.0012289 | 0.0012299 | 0.0012628 | 0.0012219 | 0.0012266 | 0.0012189 | 0.0012199 | 0.0012152 | 0.0012328 | 0.0012257 | 0.0012151 | 0.0012259 | 0.0012253 | 0.0014195 | 0.0012331 | 0.0012186 | 0.0012198 | 0.0012333 | 0.0012221 | 0.0012227 | 0.0012274 | 0.0012241 | 0.0016151 | 0.0012276 | 0.0012253 | 0.0012253 | 0.0012188 | 0.0012184 | 0.0012184 | 0.0012272 | 0.0012297 | 0.0012311 | 0.0012453 | 0.003658 | 0.0012201 | 0.0012298 | 0.0012204 | 0.0012394 | 0.0012169 | 0.0012407 | 0.0012415 | 0.0012217 | 0.001216 | 0.0012222 | 0.0012275 | 0.0012293 | 0.0012211 | 0.0012208 | 0.001225 | 0.0012403 | 0.0012151 | 0.0012298 | 0.0012313 | 0.001226 | 0.0012224 | 0.0012245 | 0.0012249 | 0.0012349 | 0.0012141 | 0.0012251 | 0.0012126 | 0.0012342 | 0.0012149 | 0.0012658 | 0.0012273 | 0.00123 | 0.0012248 | 0.0012343 | 0.0012292 | 0.0012257 | 0.001224 | 0.0012241 | 0.001223 | 0.0012255 | 0.0012205 | 0.0012331 | 0.0012287 | 0.001325 | 0.0012251 | 0.0012221 | 0.0012292 | 0.0012353 | 0.001225 | 0.0012205 | 0.0012319 | 0.0015947 | 0.0012364 | 0.0012291 | 0.0012189 | 0.0012235 | 0.0012208 | 0.0012297 | 0.0012231 | 0.0012256 | 0.0012196 | 0.0012278 | 0.0012175 | 0.001227 | 0.0012172 | 0.0012236 | 0.0012295 | 0.0012159 | 0.0012348 | 0.00154 | 0.0012211 | 0.0012213 | 0.0012236 | 0.0012167 | 0.0012219 | 0.0012202 | 0.0012243 | 0.0012359 | 0.0012274 | 0.0017095 | 0.0012335 | 0.0012178 | 0.0012226 | 0.0012279 | 0.0012442 | 0.0012301 | 0.0012325 | 0.0012495 | 0.0012178 | 0.0012165 | 0.0012317 | 0.001228 | 0.0012234 | 0.0012317 | 0.00123 | 0.0012307 | 0.001247 | 0.0012213 | 0.0012248 | 0.0012279 | 0.0012233 | 0.0012325 | 0.0012272 | 0.0012309 | 0.0012302 | 0.0012321 | 0.0012268 | 0.0012581 | 0.0012322 | 0.0012294 | 0.0012367 | 0.001254 | 0.0012252 | 0.0012236 | 0.0012609 | 0.0012294 | 0.0012342 | 0.0012188 | 0.001225 | 0.0012247 | 0.0012147 | 0.0012166 | 0.001224 | 0.0012253 | 0.001226 | 0.0012172 | 0.0012193 | 0.0012227 | 0.0012291 | 0.0012293 | 0.0012278 | 0.0012338 | 0.0012199 | 0.0012191 | 0.0012302 | 0.0012329 | 0.0012239 | 0.0012175 | 0.001214 | 0.0012298 | 0.0012207 | 0.0012309 | 0.0012282 | 0.0012201 | 0.0012346 | 0.0012183 | 0.0012318 | 0.0012258 | 0.0012213 | 0.0012354 | 0.0012223 | 0.0012217 | 0.0012709 | 0.0012467 | 0.0012335 | 0.0012722 | 0.0012254 | 0.0012175 | 0.0012196 | 0.0012281 | 0.0012256 | 0.0012223 | 0.0012151 | 0.0012298 | 0.001215 | 0.0012228 | 0.0012345 | 0.0012285 | 0.0012229 | 0.0012232 | 0.0012243 | 0.0012165 | 0.0012175 | 0.0012206 | 0.0012312 | 0.0012182 | 0.001232 | 0.0012239 | 0.0012297 | 0.0012342 | 0.0012275 | 0.00122 | 0.001226 | 0.0012187 | 0.0012272 | 0.0012163 | 0.0012326 | 0.0012246 | 0.0012177 | 0.0012307 | 0.0012196 | 0.0012327 | 0.0012255 | 0.0013526 | 0.0012204 | 0.0012221 | 0.0012279 | 0.0012191 | 0.0012144 | 0.0012311 | 0.0012187 | 0.0012205 | 0.001227 | 0.0012271 | 0.0012199 | 0.0012263 | 0.001225 | 0.0012249 | 0.0012284 | 0.001223 | 0.0013637 | 0.0012162 | 0.0012429 | 0.0012122 | 0.0012313 | 0.0012209 | 0.0012356 | 0.0012216 | 0.0012258 | 0.0012338 | 0.0012274 | 0.0012217 | 0.0012321 | 0.0012171 | 0.0012295 | 0.0012288 | 0.0012146 | 0.0012239 | 0.001228 | 0.0012309 | 0.0012207 | 0.0012187 | 0.0012268 | 0.001227 | 0.0012244 | 0.0012326 | 0.00123 | 0.0012156 | 0.0012302 | 0.0012361 | 0.001218 | 0.0012357 | 0.0012338 | 0.001223 | 0.0013578 | 0.0012372 | 0.0012227 | 0.0012241 | 0.0012222 | 0.0012232 | 0.0012207 | 0.001235 | 0.001235 | 0.0012196 | 0.0012157 | 0.00122 | 0.0012374 | 0.0012318 | 0.0012241 | 0.0012213 | 0.0012257 | 0.001237 | 0.0012214 | 0.0012213 | 0.0012197 | 0.0012237 | 0.0012225 | 0.0012206 | 0.0012174 | 0.001225 | 0.00123 | 0.0012319 | 0.0012275 | 0.0012308 | 0.0012311 | 0.001239 | 0.0012199 | 0.0014124 | 0.0012246 | 0.00123 | 0.0012259 | 0.0012258 | 0.0012462 | 0.001235 | 0.0012248 | 0.0012247 | 0.0012282 | 0.0013336 | 0.0012259 | 0.0012269 | 0.0012331 | 0.0012237 | 0.001232 | 0.0012183 | 0.0012186 | 0.0012281 | 0.0012257 | 0.0012218 | 0.0012293 | 0.0012227 | 0.0012292 | 0.0012174 | 0.0012207 | 0.001235 | 0.0015502 | 0.0012231 | 0.0012198 | 0.0012984 | 0.0012202 | 0.0012246 | 0.001231 | 0.001231 | 0.0012281 | 0.0012332 | 0.0012176 | 0.0012173 | 0.0012261 | 0.0012176 | 0.0012302 | 0.0012352 | 0.0012271 | 0.0012239 | 0.0012327 | 0.0012471 | 0.0012289 | 0.0012275 | 0.0012271 | 0.0012126 | 0.001225 | 0.0012474 | 0.0012237 | 0.0012266 | 0.0012262 | 0.0012206 | 0.0012131 | 0.0012178 | 0.0012313 | 0.0012187 | 0.0012207 | 0.0012353 | 0.0012227 | 0.0016328 | 0.0012284 | 0.0012296 | 0.0012267 | 0.0012339 | 0.0012354 | 0.0012416 | 0.0012186 | 0.0012335 | 0.0012309 | 0.001231 | 0.0012503 | 0.0012278 | 0.0012252 | 0.0012268 | 0.0012178 | 0.001229 | 0.0012344 | 0.0012252 | 0.0012267 | 0.0012227 | 0.0012304 | 0.0012254 | 0.0014346 | 0.0012251 | 0.0012271 | 0.0016242 | 0.0012274 | 0.0012121 | 0.0012278 | 0.0012219 | 0.001217 | 0.0012258 | 0.001233 | 0.0012394 | 0.0012769 | 0.0012155 | 0.0012183 | 0.0012339 | 0.0012251 | 0.0012217 | 0.0012271 | 0.0012281 | 0.0012228 | 0.0012223 | 0.001229 | 0.0012212 | 0.0012253 | 0.0012223 | 0.0012181 | 0.0012208 | 0.0012347 | 0.001224 | 0.0012243 | 0.0012211 | 0.0012284 | 0.0012234 | 0.0012263 | 0.0012362 | 0.0013196 | 0.0012338 | 0.0012303 | 0.0017664 | 0.0012197 | 0.0012184 | 0.0012272 | 0.0012334 | 0.0012306 | 0.00123 | 0.0012326 | 0.0012223 | 0.0012171 | 0.0012172 | 0.0012217 | 0.0012277 | 0.0012313 | 0.0012233 | 0.0012316 | 0.0012312 | 0.0012318 | 0.0012197 | 0.0012348 | 0.0012234 | 0.001228 | 0.0012287 | 0.0012243 | 0.0012288 | 0.0012197 | 0.0012269 | 0.0012269 | 0.0012185 | 0.0012259 | 0.0012327 | 0.0012213 | 0.0025733 | 0.0012344 | 0.0012266 | 0.0012278 | 0.0012397 | 0.0012202 | 0.0012185 | 0.0012182 | 0.0012173 | 0.0012161 | 0.001227 | 0.0012191 | 0.00122 | 0.0012232 | 0.0012275 | 0.0012348 | 0.0012322 | 0.0012227 | 0.0012337 | 0.0012237 | 0.0012381 | 0.0012241 | 0.0012334 | 0.0012312 | 0.0012211 | 0.0012229 | 0.0012271 | 0.0012247 | 0.0012249 | 0.0012187 | 0.001228 | 0.0012177 | 0.0012223 | 0.0012273 | 0.0012202 | 0.0014185 | 0.0012295 | 0.0012304 | 0.0012366 | 0.0012286 | 0.0012328 | 0.0012193 | 0.0012265 | 0.0012146 | 0.0012305 | 0.0012253 | 0.0012174 | 0.0012253 | 0.0012186 | 0.0012251 | 0.0012307 | 0.00123 | 0.0012138 | 0.0012402 | 0.0012227 | 0.0012236 | 0.0012235 | 0.0012262 | 0.0012306 | 0.0012379 | 0.0012223 | 0.0012218 | 0.0012178 | 0.0012259 | 0.0012254 | 0.0012276 | 0.0012242 | 0.0012247 | 0.0012318 | 0.00122 | 0.0012164 | 0.0012334 | 0.0012205 | 0.001228 | 0.0012165 | 0.0012276 | 0.0012285 | 0.0012159 | 0.0012265 | 0.0012269 | 0.0012197 | 0.0012217 | 0.0012242 | 0.0012212 | 0.0012352 | 0.0012229 | 0.0012267 | 0.0012308 | 0.0012306 | 0.0012271 | 0.0012201 | 0.0012136 | 0.0012295 | 0.0012235 | 0.0012274 | 0.001323 | 0.0012291 | 0.001225 | 0.0012315 | 0.0012225 | 0.0012185 | 0.0012301 | 0.00123 | 0.0012156 | 0.0012292 | 0.0012214 | 0.0012312 | 0.0012294 | 0.0012217 | 0.0012203 | 0.001218 | 0.0012173 | 0.001218 | 0.0012322 | 0.0012603 | 0.0012305 | 0.0012256 | 0.0012189 | 0.0012288 | 0.0012214 | 0.0012342 | 0.0012314 | 0.0012288 | 0.0012237 | 0.0012211 | 0.0012367 | 0.0012273 | 0.0013246 | 0.0012273 | 0.0012281 | 0.0012294 | 0.0012134 | 0.001245 | 0.0012173 | 0.001219 | 0.0012239 | 0.0012289 | 0.0012222 | 0.001228 | 0.0012184 | 0.0012153 | 0.0012213 | 0.0012269 | 0.0012185 | 0.0012198 | 0.0012209 | 0.0012298 | 0.0012306 | 0.0012243 | 0.0012252 | 0.0012181 | 0.0012305 | 0.0012286 | 0.0012286 | 0.0012269 | 0.0012313 | 0.0012206 | 0.0012228 | 0.0012278 | 0.0012194 | 0.001225 | 0.0012218 | 0.001221 | 0.0012222 | 0.0012242 | 0.001221 | 0.0012264 | 0.0012275 | 0.0012548 | 0.001218 | 0.0012288 | 0.0012174 | 0.0012238 | 0.0012223 | 0.0012217 | 0.0012262 | 0.0012354 | 0.0012353 | 0.0012294 | 0.0012235 | 0.0012314 | 0.0012249 | 0.0012143 | 0.0012228 | 0.001217 | 0.0012246 | 0.0012343 | 0.0012267 | 0.0012351 | 0.0012568 | 0.0012248 | 0.0012316 | 0.0012298 | 0.0012223 | 0.0012197 | 0.001229 | 0.0012217 | 0.00124 | 0.0012325 | 0.0012184 | 0.0012319 | 0.0012227 | 0.0012264 | 0.0012226 | 0.0012232 | 0.0012206 | 0.0012234 | 0.001229 | 0.0012125 | 0.0012232 | 0.0012381 | 0.0012261 | 0.0012225 | 0.0012328 | 0.0012322 | 0.0012254 | 0.0012276 | 0.0012258 | 0.0012222 | 0.0012204 | 0.0012183 | 0.0012182 | 0.0012347 | 0.0012331 | 0.0012274 | 0.0012324 | 0.0012186 | 0.0012337 | 0.0012256 | 0.0012273 | 0.0012359 | 0.0012342 | 0.017026 | 0.001227 | 0.0012255 | 0.001224 | 0.0019504 | 0.0012206 | 0.0012198 | 0.0012389 | 0.0013667 | 0.0012291 | 0.0012186 | 0.0012311 | 0.0012187 | 0.0012188 | 0.0012271 | 0.0012253 | 0.0012231 | 0.0012196 | 0.0012759 | 0.0012259 | 0.001214 | 0.0012328 | 0.0012223 | 0.0012204 | 0.0012268 | 0.0012151 | 0.0012216 | 0.0012195 | 0.0012164 | 0.001278 | 0.0012274 | 0.0012276 | 0.0012204 | 0.0012224 | 0.0012268 | 0.0012196 | 0.0012288 | 0.0012311 | 0.0012209 | 0.0012213 | 0.0012186 | 0.0012326 | 0.0012283 | 0.0012198 | 0.0012219 | 0.0012302 | 0.0012183 | 0.0012209 | 0.0012172 | 0.0012167 | 0.0012327 | 0.0012303 | 0.0012336 | 0.001227 | 0.0012341 | 0.0012168 | 0.0012197 | 0.0012219 | 0.001234 | 0.001234 | 0.0012221 | 0.0012289 | 0.0012305 | 0.0012203 | 0.001225 | 0.0012185 | 0.0012351 | 0.0012163 | 0.0012213 | 0.0012181 | 0.001232 | 0.001223 | 0.0012219 | 0.0012174 | 0.0012265 | 0.0012206 | 0.0012347 | 0.0012179 | 0.0012237 | 0.0012336 | 0.0012188 | 0.0012306 | 0.0012238 | 0.0012223 | 0.0012227 | 0.001223 | 0.0012216 | 0.0012319 | 0.0012302 | 0.0012268 | 0.0012306 | 0.0012336 | 0.0012519 | 0.0012202 | 0.0012333 | 0.0012241 | 0.0016764 | 0.0012174 | 0.0012315 | 0.0012233 | 0.0012335 | 0.0012303 | 0.0012223 | 0.0012321 | 0.0012283 | 0.0012235 | 0.0012339 | 0.0012216 | 0.0012349 | 0.0012165 | 0.0012277 | 0.0012312 | 0.0012248 | 0.001226 | 0.0012298 | 0.0012232 | 0.0012268 | 0.0012171 | 0.0012272 | 0.0012323 | 0.0012219 | 0.0012257 | 0.0012341 | 0.0012312 | 0.0012267 | 0.0012291 | 0.001539 | 0.0012235 | 0.0012354 | 0.0012205 | 0.0012311 | 0.0012176 | 0.0012151 | 0.0012254 | 0.0012295 | 0.006945 | 0.0012148 | 0.0012208 | 0.0025638 | 0.0012177 | 0.0013059 | 0.0012307 | 0.0012205 | 0.0012265 | 0.0012251 | 0.0012277 | 0.0012269 | 0.0012231 | 0.0012952 | 0.0012215 | 0.0012248 | 0.0012291 | 0.0012195 | 0.0012234 | 0.0012268 | 0.001227 | 0.0012269 | 0.0012287 | 0.0012136 | 0.0012304 | 0.0012328 | 0.0012192 | 0.0012377 | 0.0012212 | 0.00122 | 0.0012409 | 0.001228 | 0.0012243 | 0.0012334 | 0.0012307 | 0.0012426 | 0.0012592 | 0.0012213 | 0.0012346 | 0.0012206 | 0.0012209 | 0.0012197 | 0.0012186 | 0.0012227 | 0.0012285 | 0.0012239 | 0.0012298 | 0.0012417 | 0.0012275 | 0.0012179 | 0.0012197 | 0.0012221 | 0.0012263 | 0.0012269 | 0.0013122 | 0.0012259 | 0.0012252 | 0.0012348 | 0.0012391 | 0.001235 | 0.0012249 | 0.0012276 | 0.0012186 | 0.0012231 | 0.0012173 | 0.0012234 | 0.0012552 | 0.0012183 | 0.0012249 | 0.0012209 | 0.0012364 | 0.001215 | 0.0012286 | 0.0012286 | 0.0012225 | 0.0012294 | 0.0012271 | 0.0012235 | 0.0012252 | 0.0012299 | 0.0013615 | 0.0012138 | 0.0012193 | 0.00122 | 0.0012342 | 0.001222 | 0.0012499 | 0.0012236 | 0.0012198 | 0.0012325 | 0.001216 | 0.0023022 | 0.0012307 | 0.0012235 | 0.0012326 | 0.0012661 | 0.0012213 | 0.0012317 | 0.001224 | 0.0012278 | 0.0012245 | 0.0012267 | 0.0012277 | 0.0012219 | 0.001238 | 0.0012213 | 0.001224 | 0.0012263 | 0.00123 | 0.0012319 | 0.001229 | 0.0012181 | 0.0012307 | 0.001231 | 0.0012254 | 0.0012179 | 0.0012838 | 0.0012297 | 0.0012954 | 0.0012251 | 0.001227 | 0.0012309 | 0.0012274 | 0.0012281 | 0.0013038 | 0.0012303 | 0.001225 | 0.001222 | 0.0012228 | 0.0012336 | 0.0012314 | 0.0012337 | 0.0012338 | 0.0012315 | 0.0012314 | 0.0012877 | 0.0012217 | 0.0012246 | 0.0012315 | 0.0012248 | 0.0012264 | 0.001231 | 0.0012309 | 0.0012259 | 0.015035 | 0.0012239 | 0.0012197 | 0.0012174 | 0.0012736 | 0.00122 | 0.0012255 | 0.0012168 | 0.0012331 | 0.0012294 | 0.0012355 | 0.0012259 | 0.0012258 | 0.0012692 | 0.0012239 | 0.0012218 | 0.0012324 | 0.0012215 | 0.0012187 | 0.001221 | 0.0012271 | 0.0012187 | 0.0012245 | 0.0012273 | 0.0012319 | 0.001229 | 0.0012297 | 0.0012205 | 0.001233 | 0.0012231 | 0.001222 | 0.0012354 | 0.0012185 | 0.0012256 | 0.0012273 | 0.001225 | 0.0012459 | 0.0021527 | 0.0012214 | 0.001231 | 0.0012242 | 0.0012185 | 0.0012272 | 0.0012185 | 0.0012269 | 0.0012205 | 0.0012252 | 0.0012288 | 0.0012203 | 0.0012759 | 0.0012292 | 0.0012237 | 0.0012181 | 0.0012165 | 0.0012202 | 0.0012305 | 0.0012209 | 0.0012269 | 0.0012297 | 0.0012269 | 0.0012379 | 0.0012529 | 0.0012317 | 0.0012265 | 0.0012221 | 0.001222 | 0.0012211 | 0.0012319 | 0.0012239 | 0.0012296 | 0.0012314 | 0.0012309 | 0.0012215 | 0.0012159 | 0.0012259 | 0.0012733 | 0.0012159 | 0.0012311 | 0.0012163 | 0.0012315 | 0.0012331 | 0.0012191 | 0.00122 | 0.0012174 | 0.0012182 | 0.0012311 | 0.0012301 | 0.0012221 | 0.0012407 | 0.0012251 | 0.0012257 | 0.0012191 | 0.0012334 | 0.001965 | 0.0012273 | 0.0012377 | 0.001219 | 0.0012229 | 0.001219 | 0.0012242 | 0.0012208 | 0.0012263 | 0.0012206 | 0.0012388 | 0.0012297 | 0.001225 | 0.0012181 | 0.0012193 | 0.00125 | 0.0012232 | 0.001229 | 0.0012263 | 0.0012287 | 0.0012463 | 0.0012324 | 0.0012295 | 0.0012225 | 0.0012258 | 0.0012252 | 0.0012384 | 0.0012183 | 0.0012217 | 0.0012267 | 0.001226 | 0.0012288 | 0.0012221 | 0.0012265 | 0.0012291 | 0.0012537 | 0.001227 | 0.0012235 | 0.001226 | 0.0012171 | 0.0012229 | 0.0012187 | 0.0012177 | 0.0012186 | 0.0012297 | 0.0012213 | 0.0012204 | 0.0012245 | 0.001308 | 0.0012312 | 0.0012178 | 0.001231 | 0.0012312 | 0.0012225 | 0.0012256 | 0.001228 | 0.0012318 | 0.0012269 | 0.0012323 | 0.0012141 | 0.0012227 | 0.0012193 | 0.0012143 | 0.0012204 | 0.001221 | 0.0012251 | 0.0012304 | 0.001232 | 0.0012324 | 0.0012263 | 0.0012264 | 0.001219 | 0.0012241 | 0.0012233 | 0.0012298 | 0.0012209 | 0.0012232 | 0.001278 | 0.0012179 | 0.00125 | 0.0012321 | 0.0012312 | 0.0012285 | 0.0012158 | 0.0012217 | 0.0012194 | 0.0012247 | 0.0012299 | 0.0012328 | 0.0012205 | 0.0012255 | 0.0012276 | 0.0012206 | 0.0012174 | 0.0012251 | 0.0013318 | 0.0012279 | 0.0012306 | 0.001219 | 0.0012189 | 0.0012252 | 0.0012219 | 0.0012549 | 0.0012139 | 0.0012219 | 0.0012281 | 0.0013709 | 0.0012202 | 0.0012276 | 0.0012314 | 0.0012338 | 0.0013771 | 0.001279 | 0.0012254 | 0.0012249 | 0.0012239 | 0.0012297 | 0.0012239 | 0.0012182 | 0.0012331 | 0.0012215 | 0.0012184 | 0.0012314 | 0.0012294 | 0.0012303 | 0.0012245 | 0.0012733 | 0.0012292 | 0.00126 | 0.0012232 | 0.0012234 | 0.0012284 | 0.0012789 | 0.0012256 | 0.0012291 | 0.0012199 | 0.0012299 | 0.0012169 | 0.0012318 | 0.0012231 | 0.0012273 | 0.0012184 | 0.0012186 | 0.0012248 | 0.0012234 | 0.0012223 | 0.0012176 | 0.0012344 | 0.001235 | 0.001232 | 0.0012251 | 0.0012158 | 0.0012402 | 0.0012326 | 0.0012272 | 0.0012273 | 0.0014606 | 0.0012296 | 0.0012284 | 0.0012256 | 0.0012278 | 0.0012336 | 0.001233 | 0.0012183 | 0.0012328 | 0.0012304 | 0.0012345 | 0.0012325 | 0.0012231 | 0.0012282 | 0.0012163 | 0.0012224 | 0.0012309 | 0.0012233 | 0.001225 | 0.0012238 | 0.0012254 | 0.0012231 | 0.0012274 | 0.0012219 | 0.0012251 | 0.0012222 | 0.0012296 | 0.0012667 | 0.0012319 | 0.0012265 | 0.001234 | 0.0012259 | 0.0012144 | 0.0012347 | 0.0012257 | 0.0012326 | 0.0012262 | 0.0012208 | 0.0012201 | 0.0012208 | 0.0012336 | 0.0012159 | 0.0012303 | 0.0012259 | 0.0012184 | 0.0013794 | 0.0012225 | 0.0012285 | 0.0012182 | 0.0012294 | 0.0012214 | 0.0012286 | 0.0012303 | 0.0012345 | 0.0012316 | 0.0018239 | 0.0012309 | 0.0012274 | 0.0012224 | 0.0015552 | 0.0012194 | 0.0012268 | 0.0012233 | 0.0012239 | 0.0012182 | 0.0012355 | 0.0012288 | 0.0012153 | 0.0012439 | 0.0012297 | 0.0012448 | 0.001222 | 0.0012173 | 0.0012233 | 0.0012193 | 0.0012199 | 0.0012169 | 0.0012258 | 0.00122 | 0.0012381 | 0.0012292 | 0.0012291 | 0.0012635 | 0.0012229 | 0.0012378 | 0.0012176 | 0.0012294 | 0.0012184 | 0.0012218 | 0.0012332 | 0.0012287 | 0.0012314 | 0.0012189 | 0.0012278 | 0.0013267 | 0.0012325 | 0.0012175 | 0.0012468 | 0.0012199 | 0.0012237 | 0.0012224 | 0.0012243 | 0.0012194 | 0.0012166 | 0.0012241 | 0.0012193 | 0.0012221 | 0.0012221 | 0.0012314 | 0.0012187 | 0.0012212 | 0.0012268 | 0.0012509 | 0.001229 | 0.0012511 | 0.0012371 | 0.0012322 | 0.001217 | 0.0012334 | 0.0012368 | 0.0012162 | 0.001216 | 0.0012306 | 0.0012323 | 0.0012179 | 0.001231 | 0.0012134 | 0.0012168 | 0.001215 | 0.0012403 | 0.0012189 | 0.0012237 | 0.0012303 | 0.0012356 | 0.0012214 | 0.0012205 | 0.0012317 | 0.0012191 | 0.0058296 | 0.0012186 | 0.001228 | 0.0012219 | 0.0012175 | 0.0012209 | 0.0012334 | 0.0012152 | 0.0012295 | 0.0013862 | 0.0012293 | 0.0046604 | 0.0012304 | 0.0012207 | 0.0012211 | 0.0012238 | 0.0012266 | 0.0012159 | 0.0012283 | 0.0014227 | 0.0012197 | 0.0012186 | 0.0012699 | 0.0013097 | 0.0012194 | 0.0012206 | 0.0012313 | 0.0012289 | 0.0012188 | 0.0012166 | 0.0012398 | 0.0012261 | 0.0012158 | 0.0012266 | 0.0012245 | 0.0012196 | 0.0012196 | 0.0012248 | 0.0019516 | 0.0012195 | 0.0012154 | 0.0012154 | 0.0012196 | 0.0012245 | 0.0012164 | 0.0012307 | 0.0012201 | 0.00122 | 0.0012151 | 0.0012325 | 0.0012231 | 0.0012303 | 0.0012276 | 0.0012244 | 0.0012207 | 0.0012337 | 0.0012394 | 0.0012312 | 0.0012263 | 0.0012336 | 0.0012278 | 0.001219 | 0.0012328 | 0.0012219 | 0.001225 | 0.0012509 | 0.001225 | 0.0012159 | 0.0012168 | 0.0012301 | 0.0012277 | 0.0012264 | 0.0012224 | 0.0012295 | 0.0012277 | 0.0012336 | 0.0012221 | 0.0014247 | 0.0012275 | 0.0012211 | 0.0012187 | 0.0012213 | 0.0013758 | 0.0012243 | 0.0012309 | 0.0012283 | 0.0012218 | 0.0012197 | 0.013603 | 0.0012276 | 0.0012147 | 0.0012209 | 0.0012189 | 0.0012241 | 0.001219 | 0.0012304 | 0.0012191 | 0.0012464 | 0.0012319 | 0.00122 | 0.0012188 | 0.0012217 | 0.0014233 | 0.0012246 | 0.0012184 | 0.0012282 | 0.0012285 | 0.0012241 | 0.001229 | 0.0012223 | 0.0012304 | 0.0012232 | 0.0012349 | 0.0012248 | 0.0012249 | 0.0012241 | 0.0012239 | 0.0012356 | 0.0012198 | 0.001225 | 0.0012265 | 0.001226 | 0.0012231 | 0.0012155 | 0.0012342 | 0.001226 | 0.0012214 | 0.0012164 | 0.0012297 | 0.0012315 | 0.0012496 | 0.001244 | 0.0012309 | 0.0012202 | 0.0012333 | 0.0012228 | 0.0012312 | 0.0012282 | 0.0012199 | 0.0012171 | 0.0012255 | 0.0012264 | 0.0012261 | 0.0012271 | 0.001223 | 0.0012239 | 0.0012356 | 0.0012182 | 0.0013552 | 0.0012504 | 0.0012234 | 0.0012188 | 0.0012269 | 0.0012274 | 0.0012225 | 0.0012312 | 0.0012223 | 0.0012158 | 0.0012288 | 0.0012289 | 0.0012989 | 0.0012225 | 0.0012202 | 0.0012166 | 0.0012284 | 0.001236 | 0.0012288 | 0.0012225 | 0.0012364 | 0.0012202 | 0.0012274 | 0.0012308 | 0.0012301 | 0.0012328 | 0.0012213 | 0.0012261 | 0.0012163 | 0.0012315 | 0.0012285 | 0.0012382 | 0.0012295 | 0.0012226 | 0.0012268 | 0.0012197 | 0.0012331 | 0.0012233 | 0.0012321 | 0.0012299 | 0.0012259 | 0.001232 | 0.0012242 | 0.0012197 | 0.0012308 | 0.0012185 | 0.0012278 | 0.00123 | 0.001233 | 0.0012126 | 0.0012262 | 0.001227 | 0.0012413 | 0.0012276 | 0.001233 | 0.0012265 | 0.0012411 | 0.0012127 | 0.0012253 | 0.0012145 | 0.0012241 | 0.0012328 | 0.0012196 | 0.0012286 | 0.0012252 | 0.0012328 | 0.0012318 | 0.0012315 | 0.0012176 | 0.001214 | 0.0012379 | 0.0012275 | 0.0012303 | 0.0012199 | 0.0012273 | 0.0012162 | 0.0012209 | 0.0012318 | 0.0012287 | 0.0012245 | 0.0012402 | 0.0012327 | 0.0012355 | 0.0012183 | 0.0012281 | 0.0012147 | 0.0012325 | 0.0012321 | 0.0012197 | 0.0012166 | 0.0012267 | 0.0012178 | 0.001222 | 0.0012256 | 0.0018028 | 0.0012228 | 0.0012319 | 0.0012338 | 0.0012274 | 0.0012231 | 0.0012375 | 0.0012169 | 0.0012195 | 0.0012301 | 0.0012264 | 0.0012317 | 0.0094734 | 0.0012304 | 0.0012257 | 0.0012137 | 0.001222 | 0.0012251 | 0.002543 | 0.0012262 | 0.001228 | 0.0012195 | 0.0012331 | 0.0012207 | 0.0012488 | 0.0012234 | 0.0012166 | 0.00348 | 0.0012296 | 0.0012563 | 0.0012298 | 0.0012242 | 0.0012189 | 0.001231 | 0.001224 | 0.0012185 | 0.001224 | 0.001213 | 0.0012265 | 0.0012217 | 0.0012318 | 0.0012155 | 0.0012355 | 0.0012257 | 0.0012289 | 0.0012308 | 0.0012278 | 0.0012274 | 0.0012245 | 0.001219 | 0.0012342 | 0.0012177 | 0.0012281 | 0.0012214 | 0.0012249 | 0.0012211 | 0.001224 | 0.0012285 | 0.0012251 | 0.0012317 | 0.0012285 | 0.0012187 | 0.0013173 | 0.0012299 | 0.0012267 | 0.0012295 | 0.0012295 | 0.0012321 | 0.0012172 | 0.020946 | 0.0012193 | 0.0012296 | 0.0012297 | 0.001243 | 0.0012236 | 0.0012233 | 0.0012243 | 0.0012221 | 0.0012197 | 0.0012469 | 0.0012332 | 0.0012193 | 0.0012182 | 0.0012237 | 0.0012159 | 0.0012261 | 0.0012186 | 0.0012252 | 0.001227 | 0.0014348 | 0.0012226 | 0.0012313 | 0.001229 | 0.0012278 | 0.0012291 | 0.0012268 | 0.0012215 | 0.001224 | 0.0012195 | 0.0012153 | 0.0012278 | 0.0012282 | 0.0012284 | 0.0012234 | 0.0012251 | 0.0012283 | 0.0012856 | 0.0012308 | 0.0012316 | 0.0012341 | 0.0012181 | 0.0012197 | 0.0012207 | 0.0022347 | 0.0012225 | 0.0012142 | 0.0012206 | 0.0012261 | 0.0012381 | 0.0012362 | 0.0015724 | 0.0012302 | 0.0012227 | 0.0012302 | 0.0012314 | 0.0012175 | 0.0012261 | 0.0016252 | 0.0012348 | 0.0012298 | 0.0012151 | 0.0012261 | 0.0012316 | 0.0012316 | 0.0012162 | 0.001231 | 0.0012249 | 0.001228 | 0.0012343 | 0.0012221 | 0.001227 | 0.001217 | 0.0012243 | 0.001222 | 0.0012405 | 0.0012282 | 0.0012761 | 0.0012209 | 0.0012155 | 0.0012205 | 0.0012344 | 0.001222 | 0.001231 | 0.0012305 | 0.001226 | 0.0012168 | 0.0012186 | 0.0012235 | 0.0012217 | 0.001234 | 0.0012252 | 0.0012142 | 0.0012266 | 0.0012247 | 0.0012308 | 0.0012301 | 0.001225 | 0.0012235 | 0.0012273 | 0.0012161 | 0.0012252 | 0.0012212 | 0.0012203 | 0.0013808 | 0.0012291 | 0.0012249 | 0.0012297 | 0.0012222 | 0.001232 | 0.0013488 | 0.0012117 | 0.0012251 | 0.0012296 | 0.0012216 | 0.001224 | 0.0012303 | 0.0013258 | 0.0012209 | 0.0012339 | 0.0013458 | 0.0014749 | 0.0012274 | 0.0012194 | 0.0012248 | 0.0012274 | 0.0012271 | 0.0012173 | 0.0012249 | 0.0012337 | 0.0012164 | 0.0012216 | 0.0012185 | 0.0012218 | 0.0012191 | 0.0012912 | 0.001222 | 0.0012355 | 0.0012238 | 0.0012153 | 0.0012238 | 0.0012613 | 0.0012278 | 0.0012264 | 0.0012301 | 0.0012321 | 0.0012261 | 0.0012226 | 0.0012303 | 0.0012332 | 0.0012309 | 0.0012359 | 0.0012206 | 0.0012281 | 0.0012202 | 0.0012284 | 0.0012426 | 0.0012331 | 0.0012214 | 0.0012302 | 0.0012299 | 0.0012285 | 0.0012236 | 0.0012378 | 0.0012182 | 0.0012214 | 0.0012296 | 0.0012215 | 0.0012223 | 0.0012218 | 0.0012341 | 0.0012323 | 0.0012516 | 0.0012289 | 0.0012293 | 0.0012283 | 0.0012274 | 0.0012308 | 0.0012283 | 0.0012975 | 0.0012304 | 0.0012328 | 0.00122 | 0.0012314 | 0.0012245 | 0.0012238 | 0.0012281 | 0.0013082 | 0.0012312 | 0.0012238 | 0.0013952 | 0.0012148 | 0.0012206 | 0.0012246 | 0.0012385 | 0.001231 | 0.0012274 | 0.0012303 | 0.0017809 | 0.0012169 | 0.0012207 | 0.0012198 | 0.0012323 | 0.0013983 | 0.0012277 | 0.0012254 | 0.0012297 | 0.00123 | 0.0012422 | 0.0012273 | 0.0012288 | 0.0012318 | 0.0012184 | 0.0012292 | 0.001229 | 0.0012303 | 0.0012199 | 0.0012241 | 0.001222 | 0.0013595 | 0.0012251 | 0.0012245 | 0.0012255 | 0.0012308 | 0.0012232 | 0.0012148 | 0.0012199 | 0.0012254 | 0.00123 | 0.0012228 | 0.0012277 | 0.0012593 | 0.0012236 | 0.0012189 | 0.0012275 | 0.0012279 | 0.0012295 | 0.0013977 | 0.0012216 | 0.0012354 | 0.0012258 | 0.0012269 | 0.0012175 | 0.0012247 | 0.0012204 | 0.0012849 | 0.0012289 | 0.0012174 | 0.0012181 | 0.001236 | 0.0012186 | 0.0012208 | 0.0012788 | 0.0012134 | 0.0012317 | 0.0012334 | 0.0012413 | 0.0012236 | 0.001231 | 0.0012193 | 0.0012331 | 0.0012302 | 0.0012239 | 0.0013808 | 0.0012224 | 0.001219 | 0.0012261 | 0.001242 | 0.0012298 | 0.0012174 | 0.0012254 | 0.0012434 | 0.0012262 | 0.0012273 | 0.0012148 | 0.0012216 | 0.0012279 | 0.0012162 | 0.0024927 | 0.0012315 | 0.0012296 | 0.0012377 | 0.0012144 | 0.0012287 | 0.0012253 | 0.0012325 | 0.0012324 | 0.0012323 | 0.0012159 | 0.0012179 | 0.0012345 | 0.001223 | 0.0012227 | 0.0012377 | 0.0012383 | 0.001219 | 0.0012267 | 0.0012327 | 0.0012197 | 0.0012209 | 0.0012267 | 0.0012192 | 0.0012281 | 0.001232 | 0.001232 | 0.0012337 | 0.0012294 | 0.0012234 | 0.0027947 | 0.0012261 | 0.0012319 | 0.0012177 | 0.001236 | 0.0012274 | 0.0012299 | 0.0012368 | 0.0012225 | 0.0012141 | 0.0012755 | 0.0012242 | 0.0012236 | 0.0012422 | 0.0012298 | 0.0012192 | 0.0012322 | 0.0013148 | 0.0012334 | 0.0012234 | 0.0012236 | 0.0012276 | 0.0012179 | 0.0012303 | 0.0012161 | 0.0012199 | 0.0012194 | 0.0012229 | 0.0012317 | 0.0012208 | 0.0012248 | 0.0012251 | 0.0012196 | 0.0012583 | 0.0012336 | 0.0012202 | 0.0012284 | 0.0012329 | 0.0012323 | 0.001234 | 0.0012154 | 0.0012264 | 0.0012204 | 0.0012245 | 0.0012255 | 0.0012166 | 0.0012168 | 0.0012195 | 0.0012194 | 0.0012221 | 0.0012261 | 0.0012883 | 0.0012438 | 0.0012312 | 0.0012311 | 0.0012237 | 0.0012267 | 0.0012197 | 0.0012149 | 0.0012295 | 0.001231 | 0.0012357 | 0.0012227 | 0.001233 | 0.0012229 | 0.0012467 | 0.0012287 | 0.001232 | 0.0012293 | 0.00124 | 0.0012177 | 0.0012302 | 0.0012206 | 0.0012175 | 0.0012258 | 0.0012182 | 0.0013475 | 0.0012337 | 0.0012285 | 0.0012232 | 0.0012181 | 0.0012366 | 0.0012341 | 0.0012167 | 0.0012278 | 0.0012221 | 0.0012195 | 0.001219 | 0.0012295 | 0.0012185 | 0.0012195 | 0.0012317 | 0.0012148 | 0.0012138 | 0.0012277 | 0.0012177 | 0.0012234 | 0.0012321 | 0.001223 | 0.0012202 | 0.0012192 | 0.0012179 | 0.0012261 | 0.0012292 | 0.0012246 | 0.0012202 | 0.0012378 | 0.0012216 | 0.0012243 | 0.0012249 | 0.0012351 | 0.0012201 | 0.0012213 | 0.0012305 | 0.0012614 | 0.0012184 | 0.0012275 | 0.0012146 | 0.0012168 | 0.0012256 | 0.0012346 | 0.0012332 | 0.0012521 | 0.0012288 | 0.0012376 | 0.0012232 | 0.0012334 | 0.0012199 | 0.0012193 | 0.001225 | 0.0012182 | 0.0012213 | 0.0012226 | 0.0012133 | 0.0012175 | 0.0012243 | 0.0012267 | 0.0012178 | 0.0012273 | 0.0012317 | 0.0012323 | 0.0012286 | 0.0012192 | 0.0012204 | 0.0012353 | 0.0012215 | 0.0012204 | 0.0012225 | 0.0012261 | 0.0012186 | 0.0012339 | 0.0012314 | 0.0012269 | 0.0012216 | 0.0012206 | 0.0012297 | 0.0012205 | 0.0012266 | 0.0012178 | 0.0012295 | 0.0012286 | 0.0012306 | 0.0012196 | 0.0012373 | 0.0012219 | 0.0012148 | 0.0012165 | 0.001232 | 0.0012339 | 0.0012264 | 0.0012171 | 0.0012233 | 0.001234 | 0.0012341 | 0.0012158 | 0.0012189 | 0.0012206 | 0.0012209 | 0.0012233 | 0.0012157 | 0.0012179 | 0.0013267 | 0.0012268 | 0.0012287 | 0.0012168 | 0.0012266 | 0.0012248 | 0.0012191 | 0.0012219 | 0.0012887 | 0.0012305 | 0.0012286 | 0.0012337 | 0.0012327 | 0.001231 | 0.0015488 | 0.0012167 | 0.0012253 | 0.00122 | 0.0012325 | 0.0012243 | 0.0012142 | 0.001232 | 0.0012192 | 0.0012216 | 0.0012214 | 0.0012181 | 0.0012359 | 0.0016683 | 0.0012268 | 0.0012316 | 0.0013506 | 0.001335 | 0.0012253 | 0.0014058 | 0.0012297 | 0.0012281 | 0.0012219 | 0.0012232 | 0.0012211 | 0.0012262 | 0.0012291 | 0.0012181 | 0.0012193 | 0.0012161 | 0.0012192 | 0.0012335 | 0.0013274 | 0.0012224 | 0.0012283 | 0.0012306 | 0.001224 | 0.0012329 | 0.0012158 | 0.0012275 | 0.001219 | 0.0013006 | 0.001231 | 0.0012184 | 0.0012336 | 0.0012375 | 0.0012304 | 0.0012384 | 0.0012211 | 0.0012289 | 0.0012411 | 0.0012285 | 0.0012219 | 0.0012191 | 0.0012234 | 0.0012241 | 0.0012291 | 0.0012202 | 0.0012182 | 0.0012172 | 0.0012219 | 0.001234 | 0.0012304 | 0.0016544 | 0.0012262 | 0.0012143 | 0.0012274 | 0.0012226 | 0.0012192 | 0.0012248 | 0.0012256 | 0.0012298 | 0.0012268 | 0.0013416 | 0.0012904 | 0.0012349 | 0.001218 | 0.0012254 | 0.0012291 | 0.0012342 | 0.01445 | 0.0012196 | 0.0012263 | 0.0012277 | 0.0012242 | 0.0012155 | 0.0012668 | 0.0098103 | 0.0012358 | 0.001235 | 0.0012914 | 0.0012142 | 0.0012203 | 0.0012165 | 0.0012313 | 0.0012308 | 0.0012295 | 0.0012302 | 0.0012208 | 0.0012205 | 0.0012198 | 0.0012287 | 0.0012176 | 0.0012347 | 0.0012191 | 0.0012232 | 0.0012147 | 0.0012242 | 0.0012375 | 0.0012586 | 0.0012305 | 0.0012293 | 0.0012304 | 0.0012281 | 0.0012203 | 0.0012226 | 0.0012422 | 0.0012238 | 0.0012266 | 0.0012211 | 0.0012266 | 0.0012208 | 0.0012362 | 0.0012211 | 0.0012254 | 0.00123 | 0.0012279 | 0.0012198 | 0.0012292 | 0.0012236 | 0.0012283 | 0.0012198 | 0.0012151 | 0.001217 | 0.0012281 | 0.0012213 | 0.0012309 | 0.0012311 | 0.0012286 | 0.0012316 | 0.0012274 | 0.001228 | 0.0012452 | 0.0012262 | 0.0012173 | 0.0012295 | 0.0012339 | 0.0012229 | 0.0012279 | 0.0012214 | 0.001224 | 0.0012185 | 0.0012181 | 0.0044264 | 0.0012244 | 0.0012145 | 0.0012197 | 0.0012158 | 0.0012241 | 0.0012354 | 0.0012135 | 0.001224 | 0.0012318 | 0.0012307 | 0.0012305 | 0.0012264 | 0.0012147 | 0.0012335 | 0.0012279 | 0.0012197 | 0.0012188 | 0.0012231 | 0.0012212 | 0.0012306 | 0.0031234 | 0.0012303 | 0.00122 | 0.0012228 | 0.0012219 | 0.0012351 | 0.0012312 | 0.0012217 | 0.0012186 | 0.001232 | 0.0012156 | 0.0012335 | 0.0012251 | 0.0012142 | 0.0012184 | 0.0012196 | 0.0012249 | 0.001231 | 0.0012373 | 0.0012261 | 0.0012361 | 0.0012189 | 0.0012342 | 0.0012273 | 0.0012265 | 0.0012271 | 0.0012235 | 0.0012294 | 0.0012196 | 0.0012355 | 0.0012243 | 0.0012281 | 0.0012191 | 0.0012283 | 0.001225 | 0.0012138 | 0.0012148 | 0.0012173 | 0.0012287 | 0.0012322 | 0.0012281 | 0.0012165 | 0.0012326 | 0.0012325 | 0.0012198 | 0.001227 | 0.0012344 | 0.0012245 | 0.0012259 | 0.0012277 | 0.0012234 | 0.001231 | 0.0012415 | 0.001226 | 0.0012358 | 0.0012306 | 0.0012323 | 0.0012243 | 0.0012211 | 0.0012222 | 0.0012198 | 0.0012338 | 0.0012288 | 0.0012221 | 0.0012244 | 0.0012277 | 0.0012237 | 0.0012267 | 0.0012236 | 0.0012549 | 0.001222 | 0.0012289 | 0.0024588 | 0.0012253 | 0.0012201 | 0.0012186 | 0.0012212 | 0.0012277 | 0.0012184 | 0.0013067 | 0.001234 | 0.0012321 | 0.0012257 | 0.0013312 | 0.0012236 | 0.0012277 | 0.0012347 | 0.0012344 | 0.0012339 | 0.0012218 | 0.0012273 | 0.001226 | 0.0035079 | 0.0012226 | 0.0012327 | 0.0012325 | 0.0012248 | 0.0012236 | 0.0012194 | 0.0012302 | 0.0012219 | 0.0012754 | 0.0012176 | 0.0012281 | 0.0012303 | 0.0012297 | 0.0012208 | 0.0012232 | 0.0012218 | 0.0012282 | 0.0012268 | 0.0012254 | 0.0012348 | 0.0012326 | 0.0012171 | 0.0012177 | 0.0012361 | 0.0012321 | 0.0012237 | 0.0012186 | 0.0012416 | 0.0012237 | 0.0012314 | 0.0013055 | 0.0012208 | 0.001232 | 0.0012221 | 0.0012341 | 0.0012279 | 0.0012265 | 0.0012306 | 0.0012192 | 0.0012215 | 0.0012214 | 0.0017367 | 0.0017154 | 0.0012269 | 0.0012772 | 0.0012267 | 0.0012241 | 0.0012337 | 0.0012314 | 0.0012583 | 0.0013166 | 0.0012247 | 0.001222 | 0.0012238 | 0.0012133 | 0.0012153 | 0.0012292 | 0.0012272 | 0.0012234 | 0.0012287 | 0.0012189 | 0.001231 | 0.0012262 | 0.0012292 | 0.0012237 | 0.001218 | 0.0012296 | 0.0012257 | 0.001228 | 0.0012228 | 0.001219 | 0.0012258 | 0.0012273 | 0.0012157 | 0.0012331 | 0.0012247 | 0.0012254 | 0.0012169 | 0.001227 | 0.0012252 | 0.001228 | 0.0012358 | 0.0012314 | 0.0012315 | 0.0012255 | 0.0018282 | 0.0012186 | 0.0012294 | 0.001222 | 0.0012186 | 0.0012249 | 0.0012293 | 0.0012243 | 0.0012213 | 0.0012255 | 0.0012222 | 0.0012313 | 0.00123 | 0.0012237 | 0.0012244 | 0.0012175 | 0.001223 | 0.0012164 | 0.001222 | 0.0012261 | 0.001225 | 0.0012344 | 0.0012251 | 0.001227 | 0.0012335 | 0.0012342 | 0.0012244 | 0.0012216 | 0.0012303 | 0.0012211 | 0.0012226 | 0.0012158 | 0.0012275 | 0.0012149 | 0.0012242 | 0.001233 | 0.001231 | 0.001227 | 0.0012269 | 0.0012248 | 0.0012292 | 0.001225 | 0.0012247 | 0.0012245 | 0.0012171 | 0.0013603 | 0.0012182 | 0.0012261 | 0.0012309 | 0.0012235 | 0.0012115 | 0.0012165 | 0.0012372 | 0.0012245 | 0.0012233 | 0.0012262 | 0.0012755 | 0.0012652 | 0.0012249 | 0.0012331 | 0.0012251 | 0.0012133 | 0.0012295 | 0.0012583 | 0.0012195 | 0.0012371 | 0.0012156 | 0.0012157 | 0.001215 | 0.001221 | 0.001229 | 0.0012542 | 0.0012236 | 0.0012309 | 0.0012275 | 0.0012187 | 0.0012262 | 0.0012272 | 0.0012216 | 0.001417 | 0.0012285 | 0.0012176 | 0.0012393 | 0.0012127 | 0.0094965 | 0.0012243 | 0.0012229 | 0.0012293 | 0.0034152 | 0.0012282 | 0.0012324 | 0.0012297 | 0.0012286 | 0.0012323 | 0.0012173 | 0.0012347 | 0.0012297 | 0.0012228 | 0.001224 | 0.0012319 | 0.0012344 | 0.001229 | 0.001224 | 0.0012199 | 0.0012265 | 0.0012196 | 0.0012186 | 0.0012292 | 0.0012322 | 0.001223 | 0.0012344 | 0.0012281 | 0.0012207 | 0.0012157 | 0.0012261 | 0.0012208 | 0.001226 | 0.0012278 | 0.0012189 | 0.0012238 | 0.0013276 | 0.0012167 | 0.0012296 | 0.0012294 | 0.0012187 | 0.0046153 | 0.0012213 | 0.0012253 | 0.0012179 | 0.0012228 | 0.0012184 | 0.0012325 | 0.0012287 | 0.0012151 | 0.0012198 | 0.0012165 | 0.0012249 | 0.0012204 | 0.0012213 | 0.0012246 | 0.0012197 | 0.0012297 | 0.0012182 | 0.0012541 | 0.0012268 | 0.0012292 | 0.0012365 | 0.0012345 | 0.0012248 | 0.0012238 | 0.0012354 | 0.0012164 | 0.0012254 | 0.0012263 | 0.0012266 | 0.0012232 | 0.0012317 | 0.0012322 | 0.0012328 | 0.0012241 | 0.0013195 | 0.0012265 | 0.0012803 | 0.0012906 | 0.0012268 | 0.0012328 | 0.0012252 | 0.0012202 | 0.0012201 | 0.0012378 | 0.0012307 | 0.0012613 | 0.0012296 | 0.0012258 | 0.001235 | 0.0012214 | 0.0012304 | 0.0012251 | 0.0012208 | 0.0012199 | 0.0012349 | 0.0012353 | 0.0012193 | 0.0012243 | 0.0012375 | 0.0012295 | 0.0012304 | 0.0012194 | 0.0012229 | 0.0012353 | 0.0017766 | 0.00123 | 0.0012235 | 0.0012298 | 0.0012199 | 0.0012216 | 0.0012199 | 0.0012304 | 0.0012325 | 0.0012237 | 0.0012284 | 0.0012215 | 0.0012214 | 0.001217 | 0.0012185 | 0.0013206 | 0.0012217 | 0.0012248 | 0.0012193 | 0.0012278 | 0.0012293 | 0.0012293 | 0.0012309 | 0.00133 | 0.0012163 | 0.0012136 | 0.001249 | 0.0012239 | 0.0012275 | 0.0012228 | 0.0012438 | 0.0012217 | 0.0012285 | 0.0012184 | 0.0012286 | 0.0012257 | 0.0012175 | 0.0012326 | 0.0012193 | 0.0012675 | 0.0012312 | 0.0012286 | 0.0012195 | 0.0012294 | 0.0012281 | 0.0012439 | 0.0012378 | 0.0012196 | 0.0012223 | 0.0012171 | 0.0012297 | 0.001229 | 0.0012932 | 0.0012252 | 0.0012275 | 0.0012149 | 0.0012222 | 0.0012219 | 0.0014154 | 0.0012247 | 0.0012205 | 0.0012163 | 0.0012298 | 0.0012284 | 0.0012344 | 0.0012209 | 0.001223 | 0.0012208 | 0.0012276 | 0.0012196 | 0.0012334 | 0.0012205 | 0.0012182 | 0.0012326 | 0.001222 | 0.0012665 | 0.0012305 | 0.0012398 | 0.0012339 | 0.0012231 | 0.0012227 | 0.0012301 | 0.0012173 | 0.0012138 | 0.001223 | 0.0012313 | 0.0012278 | 0.0012242 | 0.0012179 | 0.0012211 | 0.0012438 | 0.0012216 | 0.0012288 | 0.001234 | 0.0012193 | 0.0012215 | 0.0012181 | 0.0012248 | 0.0012322 | 0.0012218 | 0.0012299 | 0.0012303 | 0.0012437 | 0.0012338 | 0.0012248 | 0.001228 | 0.0012211 | 0.0012263 | 0.0012195 | 0.0012302 | 0.0012205 | 0.0012235 | 0.0012166 | 0.0012298 | 0.0012251 | 0.0012199 | 0.0012194 | 0.0012273 | 0.0012181 | 0.0012206 | 0.0012298 | 0.0012317 | 0.0012184 | 0.001231 | 0.001227 | 0.0012239 | 0.0012235 | 0.001227 | 0.0012241 | 0.0012239 | 0.0012272 | 0.00122 | 0.0012164 | 0.0012197 | 0.0012286 | 0.0012189 | 0.0013638 | 0.0012145 | 0.0012193 | 0.001221 | 0.0012247 | 0.0012208 | 0.0012175 | 0.0012195 | 0.0012354 | 0.0012149 | 0.0012311 | 0.0012351 | 0.0012216 | 0.0012275 | 0.0012206 | 0.0012263 | 0.0012344 | 0.0012251 | 0.0012183 | 0.0012294 | 0.0012277 | 0.0012234 | 0.0012333 | 0.0012278 | 0.001236 | 0.0012159 | 0.0012359 | 0.0012173 | 0.0012308 | 0.0012227 | 0.0012345 | 0.0013401 | 0.0012199 | 0.0012224 | 0.0012184 | 0.0012295 | 0.0012182 | 0.0012259 | 0.001218 | 0.001215 | 0.0012189 | 0.0012285 | 0.0012293 | 0.0012578 | 0.0013199 | 0.001214 | 0.0012251 | 0.0012243 | 0.0012488 | 0.001231 | 0.0012164 | 0.0012366 | 0.0012241 | 0.0012153 | 0.0012253 | 0.0012351 | 0.0012278 | 0.0013031 | 0.0012134 | 0.0012326 | 0.0012245 | 0.0012236 | 0.0012177 | 0.0012266 | 0.0012388 | 0.00123 | 0.0012377 | 0.0012194 | 0.0012229 | 0.0012271 | 0.0012342 | 0.0012177 | 0.0012753 | 0.0012201 | 0.0012204 | 0.0012306 | 0.0012302 | 0.0012163 | 0.0012205 | 0.0012211 | 0.0012308 | 0.0012316 | 0.0012167 | 0.0012178 | 0.0012259 | 0.0012371 | 0.0012186 | 0.0012335 | 0.001232 | 0.0013181 | 0.0012312 | 0.0012347 | 0.001226 | 0.0012449 | 0.0012264 | 0.0012235 | 0.001722 | 0.0012183 | 0.0012209 | 0.0012249 | 0.0012301 | 0.0012184 | 0.0012259 | 0.0012228 | 0.0012283 | 0.0012298 | 0.0012289 | 0.0012435 | 0.0012264 | 0.0012261 | 0.0012323 | 0.0012185 | 0.0012308 | 0.0012331 | 0.0012308 | 0.0012305 | 0.0012198 | 0.0012257 | 0.001307 | 0.0012351 | 0.0012172 | 0.0012339 | 0.0012263 | 0.001225 | 0.0012378 | 0.0012303 | 0.0012186 | 0.0012349 | 0.0012197 | 0.0012193 | 0.0012192 | 0.0012306 | 0.0012208 | 0.001238 | 0.0012345 | 0.0012155 | 0.0012356 | 0.0012178 | 0.0012334 | 0.0012334 | 0.0012218 | 0.0030743 | 0.0012265 | 0.0012396 | 0.001218 | 0.0012448 | 0.0012332 | 0.0012129 | 0.00124 | 0.0012265 | 0.0012216 | 0.0012305 | 0.0012255 | 0.0012187 | 0.0012237 | 0.0012184 | 0.0012178 | 0.0012218 | 0.0012122 | 0.0012212 | 0.0012204 | 0.0012305 | 0.0012269 | 0.0012186 | 0.001233 | 0.0012164 | 0.001226 | 0.0012284 | 0.0012168 | 0.0012258 | 0.0012239 | 0.0012234 | 0.0012423 | 0.0012283 | 0.0012192 | 0.0012159 | 0.0012366 | 0.0012278 | 0.0012321 | 0.0012274 | 0.0012264 | 0.0012667 | 0.0012294 | 0.0035814 | 0.0012244 | 0.0012228 | 0.001243 | 0.0012281 | 0.0012259 | 0.00127 | 0.0012307 | 0.0012173 | 0.0012183 | 0.0012179 | 0.0012216 | 0.0012231 | 0.0012279 | 0.0012165 | 0.0012198 | 0.0012339 | 0.001219 | 0.0012311 | 0.0012336 | 0.0012217 | 0.0012369 | 0.0012175 | 0.0012262 | 0.0012334 | 0.0012189 | 0.0012241 | 0.0012323 | 0.0012169 | 0.0012322 | 0.0012259 | 0.0013043 | 0.0012628 | 0.0013888 | 0.0012183 | 0.0012181 | 0.0012265 | 0.0012309 | 0.0012217 | 0.0012277 | 0.0012194 | 0.0012253 | 0.0012286 | 0.0012192 | 0.001223 | 0.001217 | 0.0012351 | 0.0012335 | 0.0012228 | 0.0012241 | 0.0012216 | 0.0012187 | 0.001228 | 0.0012267 | 0.001216 | 0.0012132 | 0.0012271 | 0.0012321 | 0.0012177 | 0.0012269 | 0.0012185 | 0.001226 | 0.0012352 | 0.0012247 | 0.001792 | 0.0012733 | 0.001227 | 0.0012315 | 0.0012167 | 0.0012178 | 0.0012324 | 0.0012203 | 0.0012304 | 0.0012216 | 0.001218 | 0.0012143 | 0.0012283 | 0.0012234 | 0.0013871 | 0.0012348 | 0.0013151 | 0.0012193 | 0.0012247 | 0.0012435 | 0.001229 | 0.0012293 | 0.0012244 | 0.0012176 | 0.0012272 | 0.0012226 | 0.0012217 | 0.0012421 | 0.0012323 | 0.0012283 | 0.0012204 | 0.0012247 | 0.0012229 | 0.0012173 | 0.0012285 | 0.0012333 | 0.0012334 | 0.0012228 | 0.0012301 | 0.0012364 | 0.0012264 | 0.0012191 | 0.0012277 | 0.0012485 | 0.0012289 | 0.0015018 | 0.0012423 | 0.0012147 | 0.0012399 | 0.0012378 | 0.0012208 | 0.0012277 | 0.0012212 | 0.0012317 | 0.0012192 | 0.0012142 | 0.001454 | 0.0012293 | 0.0012282 | 0.0012345 | 0.0012425 | 0.0012141 | 0.0012271 | 0.0012205 | 0.0012314 | 0.0012322 | 0.001363 | 0.0012277 | 0.001229 | 0.0012232 | 0.001222 | 0.0012225 | 0.0012261 | 0.0012296 | 0.001219 | 0.0012286 | 0.0012309 | 0.001238 | 0.0012237 | 0.0012273 | 0.0012267 | 0.0012176 | 0.001228 | 0.0012959 | 0.0012265 | 0.0012138 | 0.0012206 | 0.0012319 | 0.0012289 | 0.0012159 | 0.0012184 | 0.0012229 | 0.0012216 | 0.0012327 | 0.0012257 | 0.0012607 | 0.0012331 | 0.0012183 | 0.0012316 | 0.0012261 | 0.0012396 | 0.0012353 | 0.0012201 | 0.0020725 | 0.0012286 | 0.0012302 | 0.0012202 | 0.0013033 | 0.0013534 | 0.0012195 | 0.0012251 | 0.00122 | 0.0012217 | 0.0012279 | 0.0012286 | 0.0012358 | 0.0012529 | 0.0012308 | 0.0012351 | 0.0012247 | 0.0012304 | 0.0012439 | 0.0012339 | 0.0012377 | 0.00141 | 0.0012249 | 0.0012246 | 0.0012288 | 0.0012298 | 0.0012903 | 0.0012185 | 0.0012184 | 0.0012221 | 0.0012314 | 0.0012366 | 0.0012183 | 0.0012147 | 0.0012276 | 0.0012281 | 0.001232 | 0.0012289 | 0.0012397 | 0.0012248 | 0.0012295 | 0.0012253 | 0.0016055 | 0.0012347 | 0.0012295 | 0.0012782 | 0.0012218 | 0.0012274 | 0.0012227 | 0.0012117 | 0.0012265 | 0.0012329 | 0.0012205 | 0.0012335 | 0.0012277 | 0.0012221 | 0.0012278 | 0.0012211 | 0.0012161 | 0.0012176 | 0.001239 | 0.0012318 | 0.0012213 | 0.0012267 | 0.0012243 | 0.001227 | 0.0012166 | 0.0012296 | 0.0012178 | 0.0012193 | 0.0012174 | 0.0012808 | 0.0012369 | 0.0012317 | 0.0012256 | 0.0012269 | 0.0012379 | 0.0012262 | 0.0012257 | 0.0012261 | 0.0012252 | 0.0012212 | 0.0012326 | 0.001233 | 0.0012236 | 0.0012276 | 0.0012327 | 0.0012311 | 0.0012266 | 0.0012268 | 0.0012193 | 0.001223 | 0.0012215 | 0.0012276 | 0.0012293 | 0.0012257 | 0.0012186 | 0.0012303 | 0.0012285 | 0.0013892 | 0.0012261 | 0.0012252 | 0.001231 | 0.0012272 | 0.0012259 | 0.0012294 | 0.0012136 | 0.0012293 | 0.0012159 | 0.001219 | 0.0012246 | 0.0012307 | 0.0012169 | 0.0012291 | 0.0012254 | 0.0019384 | 0.0012331 | 0.001217 | 0.0012227 | 0.0012357 | 0.0012151 | 0.0012279 | 0.0012387 | 0.0012155 | 0.0012226 | 0.0012208 | 0.0012258 | 0.0012143 | 0.0015328 | 0.0012251 | 0.0012291 | 0.0012248 | 0.0012181 | 0.0012227 | 0.0012137 | 0.0012257 | 0.0012943 | 0.0012236 | 0.0012221 | 0.0012327 | 0.0077803 | 0.0012212 | 0.0012312 | 0.0012305 | 0.0012262 | 0.0012295 | 0.0012221 | 0.0012301 | 0.0012278 | 0.001233 | 0.0012271 | 0.0012213 | 0.0015126 | 0.0012272 | 0.0012252 | 0.001217 | 0.0012279 | 0.0012181 | 0.0012281 | 0.0012296 | 0.0012266 | 0.0012161 | 0.0012204 | 0.0012291 | 0.0012247 | 0.0012255 | 0.0012138 | 0.0012233 | 0.0012215 | 0.0012265 | 0.0012237 | 0.0012206 | 0.0012212 | 0.0012192 | 0.0012273 | 0.001222 | 0.0012271 | 0.0012305 | 0.0012162 | 0.0012283 | 0.0012398 | 0.0014257 | 0.0012283 | 0.0013245 | 0.0012142 | 0.001229 | 0.0012274 | 0.0012198 | 0.0012204 | 0.0012242 | 0.0012167 | 0.0012247 | 0.0012184 | 0.0012355 | 0.001224 | 0.0012208 | 0.0012181 | 0.0012146 | 0.0012274 | 0.0012266 | 0.0012276 | 0.0012253 | 0.0012278 | 0.0012254 | 0.0012221 | 0.0012233 | 0.0013489 | 0.001251 | 0.0012306 | 0.0012254 | 0.0012282 | 0.0012317 | 0.0012249 | 0.0012188 | 0.001222 | 0.0012192 | 0.0012248 | 0.0012272 | 0.0012335 | 0.001232 | 0.0012363 | 0.0012283 | 0.0012289 | 0.0012176 | 0.0012334 | 0.0012246 | 0.0012321 | 0.0012314 | 0.0012336 | 0.0012265 | 0.0012199 | 0.0012221 | 0.0012206 | 0.0012286 | 0.0012306 | 0.0012344 | 0.0012275 | 0.0012229 | 0.0012222 | 0.001227 | 0.010676 | 0.0012239 | 0.0012258 | 0.0012176 | 0.0012213 | 0.0012311 | 0.0012176 | 0.0012295 | 0.0012285 | 0.0012295 | 0.0012293 | 0.0012279 | 0.0012302 | 0.0012205 | 0.0012687 | 0.0012263 | 0.0012206 | 0.0012262 | 0.0012289 | 0.0012291 | 0.0012269 | 0.0012205 | 0.0012273 | 0.0012361 | 0.0012208 | 0.0012324 | 0.001224 | 0.0012229 | 0.0012318 | 0.0012285 | 0.0012274 | 0.0012233 | 0.0012264 | 0.0012231 | 0.0012265 | 0.0012267 | 0.0012181 | 0.0012292 | 0.0012273 | 0.0012238 | 0.0012265 | 0.0012253 | 0.0012217 | 0.0012163 | 0.0012297 | 0.0012318 | 0.0012192 | 0.0012351 | 0.0012379 | 0.0012159 | 0.001236 | 0.0012244 | 0.0012322 | 0.0012519 | 0.0012269 | 0.0015473 | 0.0012498 | 0.0012218 | 0.0012185 | 0.0012332 | 0.0012262 | 0.00123 | 0.0012758 | 0.0012278 | 0.0012229 | 0.0012228 | 0.0012398 | 0.0012275 | 0.001231 | 0.001235 | 0.0012328 | 0.0012281 | 0.0012256 | 0.001221 | 0.0012143 | 0.001236 | 0.0012303 | 0.0012367 | 0.0012175 | 0.0012197 | 0.0012212 | 0.0012324 | 0.0012348 | 0.0012257 | 0.0012256 | 0.0012158 | 0.0012617 | 0.0012148 | 0.0012294 | 0.0012231 | 0.0012327 | 0.0012304 | 0.0012224 | 0.0012445 | 0.0012272 | 0.0012216 | 0.0012222 | 0.0012628 | 0.0012245 | 0.0012273 | 0.0012194 | 0.0012153 | 0.0012279 | 0.0012176 | 0.0012228 | 0.0012311 | 0.0012812 | 0.0012345 | 0.0012385 | 0.0012287 | 0.0012316 | 0.0012151 | 0.0012238 | 0.0012332 | 0.0012358 | 0.0012275 | 0.0012411 | 0.0012292 | 0.0012266 | 0.0012206 | 0.0031221 | 0.0012297 | 0.0012173 | 0.0012308 | 0.0012331 | 0.0012422 | 0.0012227 | 0.0012229 | 0.0012227 | 0.0012315 | 0.001219 | 0.0012147 | 0.0012322 | 0.0012209 | 0.0012164 | 0.0012205 | 0.0012366 | 0.0012189 | 0.0012323 | 0.0012147 | 0.0012193 | 0.0012178 | 0.0012267 | 0.0012311 | 0.0012257 | 0.0012279 | 0.0012251 | 0.0012326 | 0.001231 | 0.0012259 | 0.0012222 | 0.0012231 | 0.0012198 | 0.0012484 | 0.0012279 | 0.0012261 | 0.0012161 | 0.0012271 | 0.0012818 | 0.0012281 | 0.0012225 | 0.0012186 | 0.001221 | 0.0012286 | 0.001231 | 0.0012302 | 0.0012259 | 0.0012228 | 0.0012129 | 0.0012151 | 0.0012326 | 0.0012306 | 0.0012245 | 0.0012311 | 0.0012206 | 0.0012178 | 0.0012242 | 0.0012179 | 0.0012489 | 0.001227 | 0.001231 | 0.0023542 | 0.0012185 | 0.0012311 | 0.0012253 | 0.001226 | 0.0012246 | 0.0012429 | 0.0012265 | 0.0012221 | 0.0012365 | 0.0012483 | 0.0012157 | 0.00122 | 0.0012303 | 0.0012288 | 0.0012171 | 0.0012312 | 0.001228 | 0.0012435 | 0.0012318 | 0.0012192 | 0.0012287 | 0.001233 | 0.0012226 | 0.0012211 | 0.0012293 | 0.0012285 | 0.0012355 | 0.0012308 | 0.0012445 | 0.0012277 | 0.0012229 | 0.0012274 | 0.0012169 | 0.0012307 | 0.0012252 | 0.0012279 | 0.0012191 | 0.0012327 | 0.0012304 | 0.001229 | 0.0012246 | 0.0012264 | 0.0012261 | 0.0012226 | 0.0012281 | 0.0012339 | 0.0012154 | 0.0012137 | 0.0012303 | 0.0012194 | 0.0012326 | 0.0012314 | 0.0012314 | 0.0012187 | 0.0012338 | 0.0012368 | 0.0012174 | 0.0012186 | 0.001224 | 0.0012288 | 0.0012511 | 0.0012208 | 0.0012288 | 0.0012184 | 0.0014561 | 0.0012174 | 0.0012187 | 0.0012315 | 0.0012263 | 0.0012215 | 0.0012319 | 0.0012291 | 0.0012241 | 0.0012252 | 0.001217 | 0.0012243 | 0.0012243 | 0.001224 | 0.0012274 | 0.0012353 | 0.0012238 | 0.0012198 | 0.001219 | 0.0012323 | 0.0012376 | 0.0012301 | 0.0012223 | 0.0012178 | 0.0012325 | 0.0012142 | 0.0012194 | 0.0012327 | 0.0012234 | 0.0012268 | 0.0012582 | 0.0012607 | 0.0012644 | 0.0012307 | 0.0012169 | 0.0012308 | 0.001222 | 0.0015993 | 0.001225 | 0.0012218 | 0.0012225 | 0.0012344 | 0.0012218 | 0.0012312 | 0.0012168 | 0.0012179 | 0.0012221 | 0.0012223 | 0.0012197 | 0.0012303 | 0.0012175 | 0.0012245 | 0.0012325 | 0.0012205 | 0.0012248 | 0.0012385 | 0.0012298 | 0.0035296 | 0.001228 | 0.0012237 | 0.0012322 | 0.0012224 | 0.0012227 | 0.0012279 | 0.0012291 | 0.0012196 | 0.0021361 | 0.0012267 | 0.0012191 | 0.0012164 | 0.0012259 | 0.0012272 | 0.0012237 | 0.0013523 | 0.0012231 | 0.0012293 | 0.0012315 | 0.0012317 | 0.0012317 | 0.0012244 | 0.0012195 | 0.0012218 | 0.0012325 | 0.0012167 | 0.0012261 | 0.0012248 | 0.0012227 | 0.0012241 | 0.0012185 | 0.0012314 | 0.0012241 | 0.0012236 | 0.0012195 | 0.0012478 | 0.0012148 | 0.001219 | 0.0012286 | 0.0012201 | 0.0012241 | 0.0012258 | 0.001252 | 0.0012282 | 0.0012306 | 0.0012248 | 0.0012347 | 0.0012161 | 0.0012191 | 0.0012268 | 0.0012236 | 0.0012278 | 0.0012156 | 0.0012144 | 0.0012209 | 0.0012254 | 0.0012364 | 0.0012317 | 0.0012293 | 0.0012167 | 0.0012161 | 0.0012329 | 0.0012315 | 0.0012211 | 0.0012268 | 0.001221 | 0.001226 | 0.001222 | 0.0012274 | 0.0012291 | 0.0012241 | 0.0012171 | 0.0012273 | 0.0012329 | 0.0012321 | 0.0012224 | 0.0012242 | 0.0012229 | 0.0012233 | 0.001225 | 0.0012204 | 0.0012291 | 0.0012223 | 0.0012291 | 0.0012335 | 0.0012286 | 0.0012156 | 0.0012235 | 0.0012444 | 0.0012382 | 0.0012347 | 0.0012172 | 0.0012314 | 0.0012207 | 0.0012169 | 0.0012298 | 0.0012257 | 0.0012321 | 0.0012222 | 0.0014895 | 0.0012248 | 0.0012169 | 0.0012723 | 0.0012311 | 0.001216 | 0.001224 | 0.0012242 | 0.001231 | 0.0012278 | 0.0012172 | 0.0012365 | 0.0012188 | 0.0012334 | 0.0012219 | 0.0012288 | 0.001226 | 0.0012299 | 0.0014558 | 0.0012148 | 0.0012223 | 0.0012143 | 0.0012351 | 0.00124 | 0.0012235 | 0.0012356 | 0.0012241 | 0.0012244 | 0.0012308 | 0.0012252 | 0.0014559 | 0.0012279 | 0.0012675 | 0.0012335 | 0.001235 | 0.0012265 | 0.0012208 | 0.0012233 | 0.0012274 | 0.0012187 | 0.001217 | 0.0012325 | 0.0012297 | 0.0012351 | 0.0012254 | 0.00147 | 0.0012201 | 0.0012209 | 0.0015694 | 0.0012171 | 0.0012314 | 0.0012177 | 0.0012237 | 0.0012225 | 0.0012156 | 0.0012267 | 0.0012164 | 0.0012315 | 0.0012166 | 0.0012334 | 0.00123 | 0.0012189 | 0.0012352 | 0.0012766 | 0.0012188 | 0.0012478 | 0.0013539 | 0.0012257 | 0.017293 | 0.0012363 | 0.0016281 | 0.0012236 | 0.0012267 | 0.0012198 | 0.0012205 | 0.0012216 | 0.0012284 | 0.0012653 | 0.0012248 | 0.0012255 | 0.0012243 | 0.0012225 | 0.0012255 | 0.0012169 | 0.0044142 | 0.0012156 | 0.0012346 | 0.0012181 | 0.0012289 | 0.0012269 | 0.0012229 | 0.0012184 | 0.0012453 | 0.0012316 | 0.0012539 | 0.001219 | 0.001235 | 0.0012274 | 0.0012335 | 0.0012221 | 0.0018425 | 0.0012339 | 0.0012408 | 0.0012149 | 0.0012274 | 0.0012199 | 0.0012282 | 0.0012136 | 0.0012321 | 0.0012304 | 0.0012185 | 0.0012343 | 0.0013783 | 0.0012258 | 0.0012267 | 0.0012251 | 0.001254 | 0.0012227 | 0.0012228 | 0.006632 | 0.0012276 | 0.0012235 | 0.0012296 | 0.0012203 | 0.0012211 | 0.0012245 | 0.0012206 | 0.001227 | 0.0012202 | 0.0012337 | 0.0012255 | 0.0012164 | 0.0012254 | 0.0012284 | 0.0012135 | 0.0012511 | 0.0012128 | 0.0012209 | 0.0012304 | 0.001225 | 0.001223 | 0.0012843 | 0.0012227 | 0.0012301 | 0.0012303 | 0.0012309 | 0.0012656 | 0.0012206 | 0.0012271 | 0.0012185 | 0.001225 | 0.0012299 | 0.0012128 | 0.0012262 | 0.0012185 | 0.0012327 | 0.0012327 | 0.0012195 | 0.0065593 | 0.0012771 | 0.0012227 | 0.0012265 | 0.0012252 | 0.001227 | 0.0012238 | 0.0012136 | 0.0012307 | 0.0012259 | 0.0012266 | 0.0012177 | 0.0012354 | 0.001222 | 0.001215 | 0.0012374 | 0.0012275 | 0.0012196 | 0.0012211 | 0.0012307 | 0.0012191 | 0.001235 | 0.0012262 | 0.0012186 | 0.0012245 | 0.0012225 | 0.0012247 | 0.0012242 | 0.0012316 | 0.0012208 | 0.0012288 | 0.0012261 | 0.0012212 | 0.0012236 | 0.0013248 | 0.0012164 | 0.0012185 | 0.0012363 | 0.0012322 | 0.0012317 | 0.0012261 | 0.0012207 | 0.0012187 | 0.0012315 | 0.0012376 | 0.0012305 | 0.0012174 | 0.027846 | 0.0012131 | 0.0012361 | 0.0012326 | 0.0012226 | 0.0012363 | 0.0012288 | 0.0012251 | 0.0012149 | 0.001241 | 0.0012273 | 0.0012383 | 0.0012244 | 0.001234 | 0.0012286 | 0.0012361 | 0.0012219 | 0.0012222 | 0.011809 | 0.0012745 | 0.0012199 | 0.0012262 | 0.001226 | 0.0012162 | 0.0012354 | 0.0012232 | 0.0012167 | 0.0012164 | 0.0012506 | 0.0012311 | 0.001227 | 0.0012253 | 0.0012298 | 0.0012338 | 0.0012261 | 0.0012425 | 0.0012173 | 0.0014631
Time constant (residence time) | τ | s |  |  |  |  | τ | 813.9187 | 817.917 | 819.9419 | 819.4603 | 818.0919 | 817.6174 | 700.2452 | 817.5385 | 813.6078 | 814.6513 | 816.499 | 815.8485 | 810.4768 | 812.8119 | 807.112 | 814.2285 | 815.7397 | 807.0643 | 819.4284 | 823.3244 | 819.8898 | 815.901 | 812.4681 | 811.0797 | 818.2734 | 821.4077 | 810.262 | 811.0333 | 628.3631 | 810.6518 | 821.99 | 813.9523 | 773.9271 | 816.3058 | 813.9384 | 814.8087 | 800.1574 | 819.8947 | 781.8813 | 809.6538 | 804.9584 | 814.024 | 818.77 | 817.3263 | 815.1638 | 819.5933 | 816.4024 | 803.5133 | 810.0106 | 737.4246 | 814.0671 | 812.9691 | 249.6006 | 816.5412 | 811.6841 | 803.4711 | 813.1554 | 820.9067 | 814.8539 | 817.5455 | 815.658 | 818.8969 | 821.2864 | 809.7207 | 813.4926 | 815.1828 | 750.968 | 816.2241 | 816.8651 | 813.1177 | 813.5151 | 817.614 | 817.9417 | 805.8902 | 812.4711 | 816.7762 | 819.9815 | 822.9533 | 815.777 | 812.8758 | 818.9997 | 818.282 | 698.2538 | 821.0329 | 817.81 | 819.3007 | 812.6118 | 821.2391 | 812.755 | 817.9832 | 813.7455 | 819.5105 | 814.2968 | 817.4964 | 815.2036 | 820.8269 | 815.7361 | 814.9787 | 815.7428 | 320.7783 | 811.5696 | 814.9469 | 812.7906 | 817.3176 | 813.6179 | 787.113 | 814.2139 | 817.7387 | 816.5901 | 817.7032 | 818.9823 | 820.9603 | 808.8642 | 814.5619 | 811.2371 | 812.1231 | 815.8678 | 820.1746 | 812.6814 | 818.2332 | 821.3962 | 818.5968 | 806.9919 | 818.9891 | 818.8267 | 818.4332 | 809.5384 | 816.7967 | 792.8066 | 819.0272 | 816.6963 | 813.209 | 807.3331 | 813.4654 | 819.8324 | 817.8537 | 817.8428 | 820.138 | 819.6236 | 797.2547 | 814.0529 | 809.4903 | 819.189 | 815.6172 | 812.642 | 819.9173 | 816.0959 | 820.3168 | 799.1397 | 819.3279 | 818.0765 | 824.4364 | 816.1184 | 785.4865 | 814.9346 | 817.3993 | 821.0614 | 820.8202 | 814.445 | 795.8543 | 817.5532 | 811.539 | 820.0979 | 809.5997 | 812.5018 | 821.6268 | 821.094 | 813.4826 | 818.223 | 817.3906 | 820.8823 | 810.2088 | 815.3587 | 812.3108 | 819.1442 | 260.3033 | 817.0112 | 372.4234 | 823.3458 | 821.9201 | 815.7321 | 811.7987 | 371.9283 | 816.3286 | 815.4764 | 812.1185 | 819.347 | 810.1028 | 814.8233 | 806.1886 | 809.8906 | 808.0539 | 644.1133 | 819.44 | 813.6304 | 811.9797 | 819.1914 | 669.0547 | 821.1181 | 819.0619 | 818.9904 | 814.5318 | 820.0908 | 818.3964 | 539.3574 | 642.6858 | 821.2635 | 823.3653 | 808.5174 | 450.8157 | 816.3947 | 346.4473 | 810.5347 | 809.4368 | 811.1069 | 810.9678 | 816.4414 | 816.9094 | 817.7969 | 811.8854 | 820.0642 | 810.9968 | 820.7372 | 811.8735 | 711.9388 | 810.3762 | 820.4565 | 817.7629 | 812.4284 | 822.6666 | 794.1188 | 819.6835 | 812.0376 | 823.4877 | 795.4981 | 810.2981 | 814.9624 | 811.6178 | 816.4302 | 814.1001 | 812.3534 | 814.7199 | 813.8584 | 811.6989 | 816.2636 | 743.9309 | 820.6824 | 818.3046 | 818.546 | 818.0847 | 815.1901 | 816.3487 | 816.8051 | 823.3441 | 812.2482 | 818.86 | 627.299 | 816.8573 | 812.4494 | 808.9904 | 816.2791 | 810.503 | 820.3552 | 812.9575 | 815.6979 | 811.7532 | 820.9871 | 814.5394 | 820.2841 | 818.2252 | 820.3686 | 816.1788 | 817.4189 | 821.1488 | 820.2719 | 817.938 | 818.6599 | 820.4043 | 812.8784 | 813.2749 | 812.5648 | 814.5786 | 812.3906 | 822.2738 | 814.5327 | 822.6579 | 814.9259 | 812.307 | 816.1889 | 810.1379 | 822.6543 | 813.4367 | 812.3481 | 819.2955 | 810.3643 | 813.0885 | 813.7421 | 816.0928 | 817.1946 | 50.7406 | 813.5932 | 822.4277 | 823.4306 | 815.3247 | 818.879 | 820.1992 | 815.0999 | 803.0753 | 822.3192 | 342.3862 | 821.5899 | 816.2306 | 810.6858 | 813.8625 | 821.6229 | 812.4889 | 812.6166 | 809.2522 | 812.8214 | 812.2364 | 809.5331 | 809.0806 | 819.2116 | 813.5576 | 819.0971 | 809.4594 | 813.8676 | 814.7635 | 821.7133 | 817.1597 | 813.6062 | 820.0182 | 823.9919 | 814.4104 | 814.5766 | 819.6996 | 815.9668 | 817.4545 | 822.8514 | 812.3256 | 817.9683 | 821.8573 | 814.6322 | 815.9279 | 818.9061 | 822.756 | 819.2968 | 807.3399 | 821.8051 | 806.6516 | 815.7091 | 819.8108 | 27.9659 | 817.0515 | 822.1147 | 822.4481 | 818.6951 | 812.7432 | 816.7456 | 824.2681 | 812.1228 | 814.6479 | 809.9325 | 813.0312 | 813.716 | 814.4245 | 821.3953 | 585.8451 | 822.8052 | 811.0814 | 814.172 | 812.2815 | 816.0051 | 814.8534 | 811.4905 | 818.3164 | 815.7015 | 824.7527 | 820.2109 | 811.7688 | 817.0902 | 812.3637 | 813.7946 | 114.5476 | 813.9171 | 812.5471 | 816.1937 | 820.4708 | 814.3936 | 823.1656 | 810.7371 | 817.8129 | 812.7332 | 811.6833 | 814.6385 | 814.6405 | 812.565 | 824.5642 | 822.6735 | 817.9651 | 815.0099 | 810.7275 | 802.6958 | 817.9346 | 818.8006 | 808.2023 | 817.3082 | 783.6488 | 823.4345 | 814.0868 | 819.0922 | 812.0801 | 821.4849 | 815.4998 | 815.6184 | 815.5647 | 814.1133 | 694.1543 | 818.8809 | 814.8137 | 812.1528 | 822.7459 | 813.8359 | 818.1386 | 818.6712 | 705.4835 | 819.2321 | 818.4676 | 815.74 | 821.7797 | 820.1349 | 815.9117 | 806.7859 | 823.4436 | 815.0089 | 809 | 815.0588 | 820.0001 | 815.7061 | 807.8089 | 816.3614 | 821.4211 | 815.8453 | 810.1359 | 816.1752 | 811.5091 | 812.1246 | 811.2491 | 808.9858 | 813.973 | 824.964 | 823.2762 | 806.1491 | 821.5559 | 816.3447 | 809.1106 | 815.3605 | 820.3023 | 821.8276 | 816.6399 | 811.2386 | 816.7996 | 813.8505 | 815.3759 | 817.7621 | 817.9965 | 815.1453 | 805.6602 | 819.7187 | 793.812 | 812.1131 | 810.0031 | 821.7214 | 817.264 | 814.9231 | 810.4538 | 811.9791 | 818.005 | 813.3916 | 821.2622 | 814.9805 | 817.7699 | 815.0726 | 794.0379 | 816.7996 | 809.3299 | 812.4409 | 813.1422 | 813.7894 | 817.146 | 817.7837 | 633.5836 | 818.5499 | 817.8049 | 815.5629 | 819.1227 | 809.4049 | 818.7413 | 817.9108 | 818.5135 | 819.468 | 805.1197 | 797.41 | 813.4444 | 771.1239 | 816.4462 | 819.9999 | 817.2474 | 819.2738 | 820.5605 | 821.1245 | 813.6363 | 821.173 | 818.6524 | 797.8633 | 758.9569 | 818.3807 | 817.4829 | 815.1108 | 462.6618 | 822.4768 | 812.7732 | 815.9516 | 801.8206 | 813.4852 | 817.5533 | 811.6594 | 822.6736 | 812.1091 | 812.8202 | 812.135 | 821.5968 | 818.7314 | 794.0275 | 819.7946 | 808.8948 | 814.43 | 818.9058 | 751.6112 | 820.2461 | 813.5778 | 810.3047 | 814.7085 | 814.1463 | 800.3094 | 815.015 | 812.4814 | 817.9836 | 813.1865 | 822.7796 | 823.1121 | 815.1663 | 812.3205 | 817.3878 | 812.3751 | 815.0684 | 814.1375 | 817.8962 | 814.8361 | 808.7435 | 823.5887 | 821.7774 | 821.7637 | 820.8639 | 819.7997 | 636.4882 | 777.7217 | 812.6057 | 819.8298 | 814.3964 | 814.0557 | 812.3628 | 819.6745 | 796.6655 | 810.2305 | 821.1102 | 817.7596 | 816.3082 | 401.575 | 821.0586 | 818.0281 | 808.797 | 815.1228 | 647.5861 | 812.4774 | 816.2937 | 812.587 | 818.8069 | 821.9013 | 812.1212 | 817.193 | 808.8288 | 812.4587 | 810.2015 | 308.0791 | 820.7806 | 822.5428 | 812.2618 | 814.1893 | 814.5136 | 808.854 | 820.7374 | 822.1094 | 819.0075 | 817.0692 | 814.4639 | 822.2819 | 813.5729 | 810.8822 | 822.7653 | 805.42 | 818.5732 | 810.5121 | 808.6835 | 815.2516 | 822.5186 | 769.8834 | 820.1873 | 812.6722 | 816.9973 | 807.5414 | 816.558 | 818.1188 | 818.2291 | 816.7547 | 815.0596 | 816.3715 | 814.2311 | 818.1033 | 815.898 | 811.4599 | 813.3079 | 820.8214 | 817.1858 | 816.1738 | 822.1517 | 819.1911 | 810.9308 | 811.5413 | 818.0086 | 812.4735 | 823.7392 | 808.3223 | 810.812 | 821.1626 | 823.3989 | 817.1643 | 816.3213 | 814.867 | 817.1102 | 813.8381 | 815.5478 | 817.7311 | 822.1382 | 811.2765 | 809.5295 | 814.676 | 814.3402 | 818.535 | 812.6698 | 811.5854 | 821.482 | 788.7484 | 821.6187 | 807.282 | 819.0574 | 807.5329 | 812.5268 | 817.8345 | 820.2126 | 815.7478 | 820.7643 | 811.4707 | 813.569 | 810.0486 | 808.0107 | 811.9058 | 815.6618 | 819.7521 | 814.5238 | 816.342 | 813.1051 | 822.8982 | 820.1692 | 824.7696 | 819.8196 | 813.9213 | 814.3728 | 810.5186 | 814.1881 | 818.3707 | 810.885 | 794.852 | 816.9391 | 817.64 | 814.0916 | 811.1365 | 819.1879 | 818.3138 | 815.0326 | 814.2749 | 452.3434 | 810.2456 | 809.9214 | 819.7323 | 818.0398 | 815.1825 | 816.4506 | 810.9656 | 816.2353 | 817.3147 | 810.624 | 811.8459 | 819.6911 | 813.4375 | 791.5298 | 808.7031 | 816.572 | 812.8283 | 816.3794 | 803.8462 | 823.1231 | 816.1422 | 790.9666 | 815.3058 | 820.4509 | 813.933 | 811.0182 | 814.7532 | 822.4007 | 810.1608 | 817.835 | 821.6858 | 822.7536 | 819.5039 | 813.3381 | 803.7035 | 808.9122 | 816.4068 | 822.6666 | 812.6174 | 819.8436 | 814.2881 | 817.7623 | 811.9854 | 816.5684 | 813.0322 | 823.7078 | 821.0396 | 818.9241 | 820.6173 | 814.4627 | 815.4012 | 816.0675 | 821.6288 | 816.6502 | 814.4149 | 821.7641 | 822.0902 | 817.5405 | 816.4037 | 815.7983 | 815.2639 | 750.3226 | 813.241 | 818.7204 | 810.9865 | 814.8736 | 656.729 | 817.3506 | 816.9666 | 814.766 | 817.0763 | 820.8484 | 820.5649 | 820.7372 | 810.8771 | 482.4532 | 816.5017 | 816.0197 | 817.9066 | 815.5142 | 816.7463 | 816.33 | 811.0353 | 814.403 | 818.7682 | 813.5425 | 817.1825 | 809.7729 | 813.6245 | 816.9138 | 814.9132 | 819.4784 | 814.0955 | 821.8092 | 820.9901 | 802.9691 | 817.8206 | 814.4747 | 814.782 | 817.5211 | 813.9733 | 814.2772 | 818.1306 | 810.2804 | 819.7304 | 733.2916 | 809.5548 | 819.2042 | 819.2353 | 810.4635 | 812.0194 | 811.3887 | 816.3369 | 813.4038 | 281.1975 | 812.1651 | 814.2651 | 794.5728 | 812.3711 | 774.5654 | 809.7203 | 790.5674 | 818.9967 | 795.718 | 768.6171 | 820.3441 | 814.0575 | 815.4513 | 812.7191 | 816.3155 | 822.5144 | 821.5004 | 817.6756 | 819.5737 | 813.9658 | 820.1068 | 817.2512 | 823.1668 | 820.8009 | 817.111 | 810.942 | 817.1204 | 813.8132 | 821.927 | 816.019 | 810.6373 | 822.0817 | 804.6248 | 816.1336 | 811.9019 | 819.0384 | 822.1827 | 816.9883 | 808.8382 | 815.0405 | 819.4827 | 812.9257 | 814.4948 | 818.6397 | 812.1617 | 769.1559 | 811.025 | 815.0063 | 807.5067 | 815.131 | 821.0536 | 812.0064 | 812.6349 | 819.1644 | 798.0311 | 822.5936 | 814.9715 | 817.0191 | 823.48 | 812.993 | 810.6076 | 814.6024 | 648.5496 | 818.8325 | 817.3566 | 813.8154 | 814.4508 | 815.6524 | 814.6697 | 818.5984 | 815.6001 | 814.6745 | 812.4811 | 818.1653 | 810.9424 | 810.4125 | 815.9258 | 800.4353 | 778.0112 | 814.1076 | 813.7288 | 809.3021 | 816.1691 | 820.4355 | 810.0909 | 767.2463 | 815.1741 | 819.9363 | 824.0414 | 663.4541 | 811.4418 | 818.0868 | 817.5328 | 763.8833 | 813.6919 | 816.3017 | 816.9841 | 818.0945 | 811.5559 | 815.6198 | 816.3607 | 801.8067 | 813.3573 | 789.635 | 784.777 | 797.4255 | 813.3535 | 811.8086 | 821.7873 | 806.6252 | 814.7309 | 819.0633 | 817.9422 | 822.2011 | 816.504 | 813.1538 | 813.8832 | 819.313 | 812.2259 | 814.4322 | 813.8155 | 821.2743 | 817.1935 | 810.3212 | 814.393 | 814.3939 | 811.3444 | 819.2609 | 808.1288 | 808.3035 | 812.1508 | 720.6066 | 812.3759 | 812.0861 | 813.6957 | 815.851 | 823.1819 | 816.9619 | 819.6356 | 813.1629 | 818.4749 | 821.1003 | 785.5037 | 820.142 | 817.3043 | 814.6512 | 817.3552 | 815.6604 | 814.908 | 825.0217 | 800.4353 | 812.6771 | 816.2031 | 812.718 | 820.3062 | 819.5167 | 814.6892 | 820.2039 | 815.313 | 822.3041 | 812.8583 | 812.6934 | 819.3644 | 815.0187 | 810.4327 | 818.5473 | 812.9131 | 814.8445 | 811.6628 | 816.0316 | 712.4638 | 812.7107 | 817.724 | 96.882 | 819.1834 | 813.862 | 821.921 | 822.9576 | 817.199 | 772.1424 | 818.8126 | 821.3281 | 795.0716 | 822.489 | 806.7641 | 815.7225 | 820.3884 | 811.4319 | 808.7027 | 813.7602 | 810.2956 | 803.8823 | 809.9449 | 818.8895 | 820.1526 | 818.8952 | 820.4563 | 813.512 | 811.4635 | 820.9359 | 822.3667 | 121.9035 | 820.947 | 815.4964 | 809.2473 | 819.1206 | 820.5927 | 821.6519 | 813.1592 | 814.5663 | 813.3157 | 811.3541 | 823.3817 | 816.7491 | 820.0208 | 816.1487 | 819.7906 | 805.6613 | 783.4646 | 813.8738 | 812.9585 | 822.9551 | 789.1007 | 818.1163 | 814.788 | 815.4222 | 817.0089 | 819.7889 | 817.7926 | 793.6488 | 819.7398 | 811.8389 | 818.5668 | 800.0069 | 815.2443 | 818.9129 | 813.1935 | 808.8496 | 814.1459 | 805.5748 | 816.3817 | 823.1007 | 816.8379 | 811.5005 | 811.6823 | 818.6231 | 811.7463 | 736.9506 | 816.9365 | 813.9825 | 820.1374 | 822.223 | 822.8721 | 820.6409 | 819.6736 | 813.3493 | 821.6584 | 780.2732 | 820.68 | 814.5356 | 813.5695 | 814.8497 | 810.9112 | 736.8706 | 808.9005 | 822.2436 | 780.9981 | 817.989 | 809.9361 | 813.5478 | 818.6691 | 816.0928 | 819.0568 | 808.7276 | 812.6572 | 819.2209 | 820.4035 | 817.294 | 817.5874 | 811.7233 | 813.9721 | 818.2669 | 812.7675 | 811.958 | 822.3854 | 804.7141 | 811.5449 | 814.582 | 822.7059 | 813.9811 | 822.3215 | 62.0161 | 817.5917 | 813.5338 | 807.7219 | 823.232 | 810.1256 | 823.8418 | 810.927 | 813.9405 | 812.1234 | 821.3325 | 817.5987 | 816.0194 | 799.9091 | 817.3095 | 788.496 | 821.5793 | 687.4251 | 816.6257 | 801.565 | 821.8818 | 813.2029 | 810.26 | 820.4388 | 804.4262 | 816.1845 | 820.8095 | 818.6594 | 816.7293 | 820.1197 | 808.9066 | 813.0471 | 813.9614 | 820.912 | 819.3396 | 817.8901 | 820.5759 | 814.4341 | 809.7099 | 815.4267 | 819.5197 | 815.7129 | 819.5783 | 814.3709 | 819.283 | 813.2903 | 816.2173 | 821.1241 | 823.0432 | 814.3858 | 812.9592 | 821.396 | 815.9218 | 814.0861 | 815.0625 | 810.9743 | 823.855 | 819.8316 | 804.4398 | 812.5508 | 817.0655 | 811.1144 | 813.708 | 808.6116 | 820.0406 | 810.4094 | 810.3534 | 356.1505 | 809.0045 | 809.6677 | 780.6625 | 798.7761 | 815.0394 | 815.0046 | 816.1464 | 815.491 | 819.937 | 816.9044 | 815.9926 | 819.5501 | 818.5412 | 816.7174 | 819.1946 | 819.0972 | 807.7848 | 823.1424 | 811.8643 | 767.7177 | 821.8348 | 815.5285 | 807.6779 | 814.3469 | 786.3965 | 820.9505 | 815.6175 | 817.6903 | 809.9932 | 822.4464 | 823.3024 | 774.7375 | 813.9566 | 819.453 | 815.1412 | 811.5298 | 818.5445 | 796.0105 | 809.7147 | 820.528 | 819.8362 | 820.3407 | 812.974 | 479.0778 | 814.6284 | 816.4515 | 812.2363 | 813.1549 | 814.2192 | 811.9252 | 809.477 | 816.6783 | 823.8783 | 817.7207 | 814.6014 | 814.397 | 822.9928 | 816.5665 | 815.2221 | 817.1851 | 797.3453 | 809.9044 | 819.6395 | 815.6062 | 814.7124 | 811.6121 | 820.3332 | 814.2263 | 816.6768 | 812.8538 | 807.8615 | 13.8728 | 813.4939 | 819.4321 | 823.2718 | 815.541 | 815.4178 | 813.6731 | 808.0044 | 815.3407 | 823.1352 | 821.8335 | 811.5633 | 812.6428 | 811.565 | 824.5269 | 809.7878 | 818.1782 | 823.1165 | 810.6105 | 817.5692 | 818.7011 | 812.093 | 812.9132 | 816.1632 | 818.3753 | 785.5041 | 822.7836 | 814.5413 | 820.5683 | 815.4077 | 811.9099 | 819.1064 | 818.5772 | 811.1373 | 812.7462 | 807.7808 | 819.4567 | 812.995 | 815.9482 | 816.3915 | 816.6293 | 818.6056 | 811.8789 | 813.8707 | 824.2431 | 817.115 | 813.3799 | 805.3921 | 814.4543 | 813.9118 | 822.9087 | 816.0385 | 814.6666 | 813.0415 | 817.9063 | 821.7857 | 813.6991 | 814.5694 | 815.8119 | 818.2294 | 818.9261 | 816.7588 | 820.2064 | 811.2322 | 815.838 | 817.0133 | 821.2713 | 822.0235 | 811.2748 | 812.7083 | 817.5667 | 816.902 | 818.7597 | 810.3257 | 812.7975 | 810.0215 | 816.1407 | 726.9584 | 811.5448 | 820.2136 | 815.4012 | 821.6023 | 816.0329 | 815.1042 | 818.5893 | 820.1059 | 815.8938 | 812.3859 | 814.0338 | 810.149 | 797.3098 | 815.0751 | 809.4104 | 817.7664 | 818.9951 | 806.015 | 802.9042 | 821.1935 | 812.9366 | 814.8067 | 819.7199 | 814.3548 | 823.9753 | 811.5962 | 681.7374 | 810.1204 | 793.5542 | 817.5653 | 812.9144 | 801.6098 | 823.6742 | 811.999 | 816.7119 | 816.0241 | 822.8657 | 811.6347 | 811.2593 | 816.4013 | 822.5365 | 811.8483 | 815.9464 | 813.703 | 824.2741 | 817.7739 | 818.6819 | 819.9304 | 819.9614 | 813.3173 | 822.2224 | 811.4636 | 812.3749 | 817.929 | 790.0752 | 811.8836 | 818.2731 | 812.1377 | 814.1638 | 815.4411 | 811.0318 | 820.6631 | 814.8851 | 814.9031 | 809.365 | 813.6241 | 815.0004 | 591.5215 | 821.529 | 812.9452 | 819.0452 | 811.9408 | 807.2879 | 810.5518 | 813.7269 | 808.1503 | 818.1674 | 812.5935 | 755.9036 | 818.2666 | 819.4471 | 686.0122 | 815.2467 | 814.2664 | 781.9481 | 819.8147 | 820.0075 | 822.5618 | 820.3265 | 813.5421 | 819.0845 | 817.8303 | 808.3791 | 791.5919 | 815.7995 | 819.2909 | 819.2491 | 811.5604 | 819.4603 | 821.0982 | 822.0464 | 814.0434 | 818.8876 | 820.8019 | 817.1676 | 819.6366 | 814.3429 | 813.27 | 813.034 | 822.3484 | 812.5004 | 817.3743 | 819.4926 | 809.8858 | 811.1992 | 821.5459 | 816.4772 | 820.7123 | 811.3028 | 429.3888 | 819.6833 | 818.7595 | 819.2199 | 815.6775 | 819.7973 | 816.8348 | 822.1988 | 795.4959 | 815.0791 | 821.3359 | 815.0838 | 181.812 | 797.2595 | 817.3447 | 816.7375 | 818.1909 | 821.9565 | 813.2406 | 810.1862 | 818.7714 | 809.4593 | 817.0143 | 814.9694 | 811.8986 | 811.6628 | 820.3137 | 819.4099 | 820.4506 | 812.1906 | 820.7708 | 820.5091 | 820.0631 | 813.7517 | 814.1379 | 817.0671 | 819.0835 | 816.0866 | 812.5272 | 802.0226 | 809.4078 | 801.7181 | 814.5839 | 816.371 | 804.7778 | 818.3975 | 816.4024 | 808.9686 | 813.5029 | 820.7809 | 815.0707 | 822.4355 | 811.8979 | 817.1538 | 811.0341 | 813.1462 | 817.3619 | 820.8512 | 820.8096 | 801.5844 | 813.062 | 817.3177 | 816.3243 | 822.38 | 812.7595 | 812.9909 | 814.3885 | 716.0987 | 816.2929 | 811.6112 | 813.495 | 814.8215 | 822.528 | 810.5668 | 817.7212 | 819.5233 | 816.1249 | 820.614 | 814.6608 | 816.1302 | 813.6467 | 809.4796 | 816.5378 | 824.3663 | 818.4908 | 823.2339 | 810.489 | 809.9627 | 700.1961 | 815.1208 | 818.4279 | 819.2295 | 811.9152 | 816.4022 | 821.2703 | 814.6838 | 818.3715 | 819.7592 | 813.6994 | 814.7875 | 817.4963 | 702.172 | 770.7834 | 810.5874 | 807.9432 | 817.8025 | 812.2312 | 768.7546 | 822.9409 | 811.1924 | 818.2639 | 815.198 | 817.6122 | 814.7269 | 820.269 | 810.728 | 815.8597 | 818.833 | 767.8893 | 815.6335 | 810.8419 | 813.2696 | 816.845 | 810.6652 | 815.4524 | 813.0523 | 806.2847 | 820.8529 | 816.8767 | 819.1095 | 818.4662 | 819.1595 | 815.2997 | 812.6789 | 821.846 | 813.4219 | 812.6058 | 815.5656 | 811.4766 | 815.7873 | 821.7678 | 812.3837 | 817.6928 | 819.4691 | 815.1772 | 815.1817 | 820.0902 | 812.8152 | 815.202 | 813.3281 | 815.2046 | 806.1625 | 803.0924 | 816.6617 | 815.4704 | 811.5585 | 815.8473 | 813.8347 | 822.32 | 810.6845 | 754.0631 | 812.9218 | 818.9149 | 816.5017 | 813.5957 | 816.5947 | 816.8535 | 815.9176 | 820.3444 | 815.737 | 823.8567 | 811.2319 | 814.0264 | 814.8365 | 818.3433 | 817.9258 | 818.7049 | 815.8602 | 820.2104 | 821.0774 | 817.237 | 809.8371 | 813.8023 | 817.1464 | 812.9777 | 820.4478 | 821.0413 | 814.8404 | 812.489 | 820.8919 | 811.1283 | 803.2165 | 815.5061 | 812.9052 | 820.3924 | 813.6314 | 813.0057 | 820.9673 | 817.8706 | 810.8583 | 813.5157 | 821.1142 | 815.31 | 816.544 | 814.1776 | 815.6735 | 814.9631 | 811.1879 | 820.5738 | 814.9023 | 820.1009 | 796.8514 | 818.5285 | 811.2219 | 807.9543 | 761.9106 | 814.5395 | 818.9945 | 814.7273 | 819.0664 | 812.229 | 819.2317 | 801.6922 | 817.5992 | 818.5916 | 809.651 | 824.1039 | 813.881 | 812.1701 | 779.8064 | 821.3003 | 816.5426 | 818.1492 | 822.3448 | 814.0844 | 818.8052 | 823.1918 | 813.2783 | 811.5209 | 818.936 | 816.1803 | 811.3537 | 818.6508 | 817.5845 | 811.1035 | 816.7791 | 815.2832 | 815.2791 | 812.215 | 818.4 | 29.6444 | 816.7459 | 820.959 | 810.5505 | 777.8245 | 808.3641 | 815.9965 | 817.5478 | 813.8375 | 820.3051 | 813.9305 | 360.5078 | 821.721 | 820.8424 | 818.8153 | 817.1103 | 822.4252 | 811.1258 | 812.0826 | 818.9876 | 814.9254 | 814.547 | 814.7402 | 815.0614 | 817.3895 | 810.4101 | 810.0211 | 819.3745 | 416.3218 | 817.8468 | 816.6596 | 817.9323 | 813.67 | 823.0186 | 818.3935 | 821.5625 | 820.8156 | 802.9721 | 819.1282 | 818.1696 | 812.5757 | 814.5311 | 824.6697 | 817.6489 | 818.5006 | 813.5038 | 809.9522 | 793.8777 | 817.5395 | 824.485 | 812.314 | 673.5939 | 818.7613 | 810.9015 | 818.0063 | 822.9404 | 818.9524 | 816.7909 | 773.6076 | 807.6464 | 819.1271 | 815.7391 | 817.4459 | 813.1733 | 813.2583 | 816.7077 | 820.6019 | 815.991 | 822.3717 | 804.0214 | 814.1473 | 817.6983 | 809.9637 | 815.7061 | 814.3701 | 816.8369 | 811.5025 | 812.7487 | 817.8958 | 818.4841 | 822.8366 | 369.5997 | 811.2616 | 815.1996 | 812.314 | 742.3786 | 818.0746 | 811.9813 | 817.2018 | 813.7775 | 815.9134 | 818.7089 | 810.9023 | 812.9312 | 814.9845 | 815.1437 | 811.9136 | 822.1242 | 816.1683 | 813.281 | 808.5658 | 818.0738 | 817.636 | 808.1768 | 813.878 | 817.6635 | 752.2505 | 810.1356 | 813.7434 | 795.0846 | 818.0052 | 821.9053 | 820.6066 | 817.1578 | 805.1762 | 816.1663 | 816.4536 | 812.3291 | 813.1672 | 821.5018 | 810.8538 | 816.0178 | 812.9253 | 817.7524 | 821.764 | 793.8473 | 737.1059 | 822.0493 | 822.2934 | 822.5264 | 816.6009 | 814.4829 | 811.9939 | 816.4818 | 819.1566 | 817.1561 | 810.3658 | 815.5747 | 812.2019 | 816.8422 | 815.0479 | 814.4032 | 814.2686 | 811.0669 | 815.8778 | 816.3716 | 818.8908 | 818.2592 | 818.2649 | 815.4402 | 813.13 | 815.1615 | 811.9783 | 822.301 | 813.0085 | 812.8637 | 815.54 | 808.1234 | 812.4378 | 820.5158 | 811.4525 | 813.2393 | 751.7191 | 797.4985 | 811.4663 | 812.2003 | 818.5391 | 820.0392 | 811.7108 | 817.2483 | 820.4843 | 303.0396 | 818.9494 | 817.6538 | 814.813 | 822.8503 | 810.7263 | 812.9203 | 817.1397 | 813.0236 | 811.3961 | 822.2056 | 812.2951 | 812.1031 | 818.6781 | 814.7823 | 818.2233 | 819.2803 | 819.2397 | 815.0891 | 814.2759 | 820.7172 | 820.2451 | 817.6711 | 821.2367 | 817.385 | 816.0122 | 821.3276 | 818.4728 | 814.321 | 812.1133 | 812.6698 | 810.6239 | 819.6963 | 814.8261 | 816.581 | 816.4878 | 815.0105 | 817.3318 | 823.1289 | 817.2388 | 823.5081 | 767.4595 | 818.5724 | 818.2979 | 820.7717 | 812.9675 | 821.1603 | 795.9314 | 810.3445 | 820.7366 | 814.6742 | 823.0512 | 816.2574 | 819.2944 | 809.6319 | 814.1509 | 813.331 | 820.1634 | 814.5832 | 812.3381 | 822.2502 | 814.9552 | 819.8158 | 818.7015 | 814.7966 | 820.4506 | 821.8028 | 809.5928 | 820.5526 | 812.1292 | 813.8948 | 820.1133 | 817.6071 | 813.2232 | 824.3516 | 818.9692 | 819.3439 | 810.4681 | 821.6031 | 818.8292 | 811.0578 | 810.8238 | 817.1596 | 815.8096 | 815.5075 | 813.7847 | 821.1392 | 817.7077 | 819.7027 | 783.0661 | 814.6331 | 814.9765 | 811.9521 | 818.4713 | 815.0204 | 817.6592 | 809.3315 | 821.4498 | 821.4915 | 807.2141 | 811.727 | 816.2268 | 812.9885 | 813.2828 | 821.6354 | 813.9569 | 820.6127 | 813.8907 | 805.8473 | 819.5208 | 820.8267 | 823.003 | 819.2045 | 822.7843 | 817.3377 | 817.8023 | 817.078 | 821.6922 | 823.472 | 820.0032 | 820.5246 | 811.7566 | 814.4051 | 816.8118 | 816.6368 | 814.6409 | 814.5144 | 816.6304 | 813.2604 | 819.0629 | 814.4644 | 813.3037 | 822.037 | 814.731 | 818.8364 | 813.0189 | 817.0256 | 813.8905 | 810.6814 | 811.5524 | 813.6831 | 819.2158 | 818.6753 | 811.7081 | 820.8268 | 810.5572 | 816.0673 | 817.7118 | 812.7329 | 812.0793 | 813.4717 | 822.91 | 822.362 | 791.8756 | 820.7531 | 817.6001 | 813.0421 | 814.2968 | 812.2496 | 818.9772 | 820.4378 | 817.5363 | 818.182 | 820.0413 | 811.9445 | 816.0067 | 818.826 | 821.2572 | 815.1396 | 821.2848 | 814.6864 | 819.0264 | 816.6921 | 820.2616 | 804.194 | 821.5463 | 818.0512 | 816.9632 | 823.6046 | 812.3348 | 811.4209 | 820.7613 | 814.9996 | 816.5892 | 817.0823 | 818.6143 | 813.0294 | 823.2855 | 811.9958 | 818.1835 | 818.5999 | 807.9261 | 813.1083 | 811.8599 | 822.3781 | 812.7471 | 817.7056 | 818.1539 | 812.4817 | 748.3763 | 811.5718 | 818.605 | 822.6977 | 815.6018 | 794.0177 | 816.647 | 810.2938 | 757.3888 | 817.4339 | 814.6638 | 806.042 | 822.4371 | 814.6359 | 812.0775 | 812.8181 | 813.7304 | 807.8895 | 813.9072 | 800.7128 | 816.1485 | 813.0343 | 816.3068 | 809.2008 | 818.5261 | 810.9028 | 814.2836 | 821.5889 | 823.4578 | 809.0457 | 815.2871 | 813.176 | 818.7502 | 818.2529 | 799.5845 | 817.0806 | 801.1158 | 772.1455 | 817.4506 | 822.7522 | 716.7102 | 812.0688 | 820.7031 | 813.1519 | 817.2041 | 821.1402 | 819.7238 | 811.7247 | 814.8729 | 811.5412 | 817.7015 | 820.217 | 820.5434 | 767.9043 | 811.9803 | 820.4158 | 816.4687 | 818.4366 | 814.519 | 819.2304 | 808.4454 | 816.9412 | 798.7166 | 818.1372 | 819.8178 | 815.192 | 818.1476 | 810.1541 | 815.6075 | 813.4417 | 820.176 | 811.3764 | 815.5259 | 818.0505 | 816.9263 | 818.9984 | 813.2647 | 814.8521 | 737.2911 | 487.827 | 821.3636 | 806.6527 | 819.8158 | 806.6316 | 813.0321 | 818.2447 | 811.6693 | 823.7776 | 811.4884 | 811.4875 | 816.0972 | 819.657 | 821.9736 | 810.2649 | 811.4494 | 819.8691 | 812.3307 | 808.8123 | 815.5297 | 817.6594 | 816.955 | 789.2783 | 813.4125 | 812.0522 | 812.6968 | 793.6916 | 426.338 | 816.2935 | 814.6148 | 556.1966 | 818.7524 | 815.3307 | 812.0408 | 810.6208 | 820.7365 | 821.677 | 815.8016 | 822.0785 | 810.7812 | 820.3997 | 817.2184 | 816.6888 | 819.926 | 819.9287 | 813.11 | 818.8603 | 812.0986 | 822.3078 | 815.9504 | 813.254 | 821.0121 | 820.8428 | 822.8959 | 812.2069 | 817.2435 | 811.4746 | 811.737 | 817.5144 | 812.2821 | 811.0008 | 812.5074 | 816.9657 | 819.4409 | 811.0786 | 815.3507 | 817.2445 | 818.963 | 811.4813 | 813.0973 | 814.9755 | 812.6348 | 808.3739 | 546.4601 | 816.611 | 816.3691 | 813.3691 | 819.2079 | 812.403 | 821.2615 | 812.6743 | 809.1332 | 815.8516 | 823.0619 | 823.946 | 815.2449 | 822.6417 | 818.6587 | 817.1927 | 805.009 | 493.4958 | 816.3569 | 820.6998 | 821.3748 | 820.1609 | 813.3952 | 809.741 | 808.5165 | 813.7206 | 809.7903 | 816.401 | 820.7012 | 819.9489 | 816.9642 | 813.3016 | 820.331 | 781.7815 | 816.6789 | 814.1406 | 816.9152 | 819.5607 | 812.3172 | 818.0893 | 817.6358 | 785.3395 | 241.7486 | 804.7354 | 816.9687 | 823.0295 | 784.7143 | 813.6895 | 816.5189 | 821.1849 | 812.9689 | 813.1774 | 814.1996 | 811.2148 | 814.2274 | 815.0025 | 814.1589 | 808.0945 | 821.5559 | 818.7922 | 819.4035 | 2.6014 | 809.3196 | 819.8276 | 819.1916 | 817.8746 | 816.0025 | 812.7798 | 814.5464 | 819.8249 | 811.9147 | 820.852 | 812.424 | 815.4757 | 816.5795 | 811.2882 | 821.7301 | 761.1603 | 811.7507 | 815.6116 | 814.8961 | 813.0349 | 818.0104 | 821.4744 | 809.807 | 821.4384 | 811.7365 | 812.0358 | 815.01 | 822.4892 | 813.4166 | 822.3368 | 812.4808 | 815.7358 | 815.1371 | 811.3617 | 812.7431 | 812.4779 | 819.3979 | 819.07 | 824.3862 | 820.4076 | 819.9525 | 808.7474 | 820.4833 | 814.046 | 814.6472 | 819.8307 | 817.2588 | 819.8067 | 813.8684 | 819.6039 | 824.256 | 815.9113 | 817.178 | 818.8109 | 821.6297 | 822.1356 | 817.9159 | 813.6473 | 815.8704 | 815.1558 | 810.0173 | 810.1442 | 823.9939 | 818.6166 | 820.9127 | 812.9766 | 809.7213 | 808.0182 | 810.3429 | 817.4963 | 812.7473 | 818.7299 | 812.5635 | 811.8481 | 820.6421 | 808.1959 | 810.6699 | 818.6957 | 817.7577 | 809.8848 | 818.3391 | 812.3617 | 818.371 | 811.4973 | 817.7074 | 801.3345 | 820.4198 | 813.3919 | 821.5877 | 820.5419 | 815.3131 | 814.7308 | 820.8067 | 815.7527 | 810.1473 | 803.4429 | 806.8636 | 810.4931 | 821.392 | 818.3299 | 816.2719 | 758.2076 | 815.2213 | 816.4167 | 819.8368 | 825.8029 | 780.7176 | 810.0982 | 817.057 | 822.3306 | 817.9217 | 822.5293 | 823.1286 | 822.1019 | 697.5189 | 819.6506 | 821.4982 | 819.3925 | 811.573 | 814.2485 | 819.072 | 811.864 | 811.0532 | 814.7435 | 809.7273 | 805.12 | 816.0138 | 816.3178 | 811.6247 | 816.2366 | 814.8791 | 810.5581 | 818.0983 | 814.5452 | 818.4218 | 813.7841 | 812.9967 | 824.3696 | 813.5799 | 813.8904 | 818.367 | 822.8861 | 814.5613 | 716.9388 | 818.6761 | 821.3354 | 817.2639 | 719.0394 | 815.1958 | 822.4215 | 817.1481 | 816.6031 | 816.0861 | 810.3674 | 812.9299 | 818.1914 | 824.3275 | 818.3359 | 817.6186 | 819.8575 | 821.612 | 813.9747 | 811.7326 | 809.3323 | 818.5647 | 814.86 | 816.5756 | 819.7592 | 812.6446 | 820.0881 | 818.615 | 814.3536 | 812.9683 | 799.5825 | 812.6692 | 817.665 | 821.324 | 818.008 | 812.9656 | 813.8011 | 818.4298 | 818.6012 | 813.7645 | 817.4382 | 822.9367 | 814.5514 | 821.3534 | 819.7544 | 814.2863 | 821.0451 | 751.8582 | 825.0927 | 794.8821 | 820.8731 | 812.7002 | 817.1362 | 815.8114 | 818.1528 | 810.6623 | 817.8012 | 817.4249 | 816.9154 | 809.6787 | 791.5988 | 819.7658 | 820.4693 | 813.2022 | 801.7686 | 821.8038 | 818.0128 | 810.8849 | 816.4793 | 821.6057 | 813.092 | 815.0609 | 812.0233 | 819.7774 | 819.7598 | 816.2529 | 817.7747 | 818.0248 | 809.9278 | 819.4589 | 818.3146 | 824.0234 | 811.628 | 817.1935 | 814.7122 | 813.8125 | 666.1798 | 815.288 | 809.4278 | 825.1754 | 820.4369 | 818.6535 | 813.5018 | 814.6115 | 819.2284 | 819.4108 | 811.2429 | 805.7006 | 810.8463 | 817.8974 | 810.1366 | 817.5715 | 816.3983 | 822.5858 | 821.9063 | 811.0836 | 819.1952 | 815.013 | 810.0805 | 811.0729 | 815.1339 | 309.2372 | 739.5059 | 813.5613 | 816.1444 | 820.3866 | 811.4578 | 816.6593 | 821.7516 | 816.2262 | 807.4598 | 819.7315 | 819.939 | 816.6983 | 813.6146 | 821.4035 | 823.2787 | 812.5227 | 821.0397 | 819.429 | 813.6555 | 819.5697 | 813.4028 | 821.6752 | 820.5226 | 814.916 | 812.6479 | 817.2872 | 815.9758 | 799.4303 | 814.1372 | 822.2494 | 813.7914 | 803.6539 | 798.0664 | 825.4465 | 726.7952 | 811.7551 | 815.1069 | 813.3678 | 819.0302 | 813.9497 | 815.0852 | 813.3574 | 812.3215 | 815.4256 | 801.711 | 820.0553 | 821.0999 | 811.9212 | 811.4778 | 817.0261 | 811.4199 | 820.596 | 821.8475 | 819.9607 | 814.3682 | 817.7752 | 816.818 | 796.3034 | 823.6968 | 817.7125 | 820.6848 | 788.263 | 812.8985 | 811.3738 | 812.556 | 812.024 | 812.4112 | 817.319 | 814.5956 | 814.5376 | 815.5358 | 812.737 | 820.6326 | 812.3854 | 822.7957 | 809.8972 | 817.3726 | 818.211 | 815.3331 | 816.1405 | 814.8051 | 815.8637 | 812.8479 | 818.7746 | 811.638 | 819.4871 | 817.8535 | 807.268 | 814.3735 | 816.3939 | 816.6924 | 30.7234 | 810.7867 | 815.8579 | 813.6527 | 814.1646 | 821.0199 | 811.5441 | 808.5406 | 811.941 | 811.3606 | 816.3138 | 820.5128 | 808.9755 | 821.5256 | 820.6191 | 817.4181 | 809.2047 | 816.473 | 813.9468 | 821.0304 | 807.5726 | 818.8108 | 816.8103 | 809.7562 | 822.3203 | 814.3441 | 819.668 | 814.9069 | 824.5714 | 817.1372 | 812.3321 | 817.9306 | 790.8911 | 816.9205 | 810.6234 | 819.1507 | 811.5791 | 815.0848 | 811.6055 | 801.3769 | 817.5346 | 812.9867 | 819.1636 | 819.0164 | 804.9539 | 815.7403 | 815.2783 | 820.5826 | 819.7937 | 815.2013 | 812.8457 | 821.0702 | 812.9559 | 820.9164 | 811.6691 | 818.576 | 819.3938 | 825.6478 | 810.9649 | 820.6 | 811.1046 | 813.1863 | 813.3311 | 815.174 | 817.3907 | 817.7384 | 816.2329 | 818.2296 | 798.0041 | 818.2521 | 810.1494 | 816.2641 | 815.4358 | 817.4745 | 809.8743 | 816.9804 | 812.9043 | 822.4744 | 809.9418 | 577.4413 | 811.8822 | 822.6595 | 818.5476 | 816.0951 | 108.0031 | 811.3156 | 820.6149 | 701.148 | 819.4551 | 823.9766 | 814.764 | 819.2641 | 818.8467 | 811.3437 | 821.6182 | 819.3073 | 818.6293 | 814.9646 | 813.6604 | 813.5202 | 810.5356 | 811.4919 | 806.2849 | 810.8824 | 819.0012 | 814.4981 | 810.0203 | 814.0549 | 818.7237 | 818.0624 | 816.7638 | 822.1297 | 817.7853 | 818.7789 | 818.8952 | 815.5469 | 819.5482 | 815.6546 | 814.1186 | 815.143 | 815.2477 | 512.9202 | 344.9993 | 818.4659 | 814.1782 | 809.3014 | 813.2207 | 147.9663 | 794.6491 | 813.9518 | 819.2434 | 819.8848 | 815.0337 | 820.6164 | 817.0434 | 812.3864 | 819.8379 | 822.0328 | 817.9722 | 811.2975 | 820.9957 | 819.5858 | 813.9407 | 816.6184 | 812.8665 | 822.2192 | 822.967 | 817.0735 | 819.5389 | 816.0453 | 820.2014 | 810.5684 | 816.1574 | 818.6228 | 817.0964 | 822.7953 | 814.6056 | 812.1199 | 822.8224 | 813.5926 | 812.148 | 818.6623 | 820.7642 | 821.8483 | 821.2675 | 793.5592 | 817.6446 | 797.4921 | 813.8159 | 813.4263 | 204.263 | 816.6343 | 815.3267 | 811.9842 | 819.5012 | 760.2413 | 818.228 | 823.0789 | 820.9993 | 820.5788 | 814.1469 | 808.5812 | 816.7323 | 823.0004 | 813.8048 | 820.0572 | 811.532 | 817.1718 | 819.4394 | 823.0248 | 815.9366 | 823.0116 | 813.7396 | 805.9032 | 814.6041 | 810.7989 | 817.0696 | 818.6597 | 811.6512 | 812.7725 | 686.52 | 812.139 | 819.6883 | 722.5216 | 820.8032 | 632.8044 | 806.7102 | 824.0079 | 818.2862 | 810.2843 | 796.3144 | 808.6642 | 815.4222 | 815.1578 | 800.8041 | 823.0173 | 819.9788 | 817.5591 | 816.1812 | 808.5266 | 820.5769 | 822.7062 | 785.8668 | 820.0005 | 816.4907 | 812.4836 | 813.0874 | 811.6485 | 812.5346 | 813.9961 | 822.6652 | 816.0669 | 813.3714 | 800.7543 | 810.4408 | 817.875 | 815.9159 | 810.0539 | 815.3108 | 821.1557 | 822.2615 | 809.2749 | 809.5383 | 813.1835 | 811.2445 | 817.3007 | 817.6769 | 817.3416 | 821.2229 | 818.7988 | 819.6328 | 814.3931 | 819.4299 | 813.3384 | 816.0501 | 810.9715 | 820.8994 | 821.1121 | 811.3257 | 819.1035 | 809.9482 | 810.2166 | 816.911 | 821.4592 | 810.2557 | 811.429 | 815.3442 | 818.2302 | 810.8262 | 794.0574 | 807.9417 | 814.422 | 816.8051 | 797.8276 | 817.654 | 815.7919 | 820.6257 | 815.9631 | 818.0547 | 818.4085 | 809.4895 | 809.7969 | 813.1208 | 813.2207 | 817.529 | 817.2464 | 815.0242 | 816.1901 | 816.6273 | 818.8604 | 810.1718 | 822.0605 | 822.355 | 821.9716 | 817.5553 | 817.4121 | 821.8865 | 821.2793 | 808.9942 | 815.081 | 814.8376 | 820.2403 | 811.6549 | 822.4718 | 813.7239 | 816.3274 | 819.5083 | 654.5961 | 818.5059 | 820.1499 | 821.8438 | 816.1834 | 814.8852 | 818.7369 | 816.0289 | 821.8044 | 813.3287 | 819.0546 | 786.1586 | 818.0449 | 816.6166 | 815.5775 | 734.9204 | 815.0456 | 819.6378 | 822.2981 | 815.8696 | 781.9874 | 820.0253 | 480.2132 | 820.2705 | 822.4704 | 775.936 | 815.6339 | 816.1466 | 815.8565 | 819.9863 | 810.5929 | 817.9259 | 812.9439 | 815.1901 | 793.4549 | 821.4907 | 809.4922 | 815.5353 | 819.7176 | 824.4391 | 818.5135 | 813.3635 | 812.7909 | 814.4707 | 813.9334 | 821.7873 | 814.6163 | 815.8342 | 819.7373 | 818.9984 | 815.9025 | 814.7209 | 811.6578 | 819.6696 | 818.7983 | 813.7067 | 817.1408 | 819.4526 | 822.9931 | 814.7175 | 819.6275 | 811.3411 | 811.1226 | 816.4093 | 816.703 | 816.841 | 821.5769 | 819.5933 | 821.9254 | 807.7556 | 742.809 | 817.2914 | 811.5132 | 797.577 | 824.0384 | 821.7658 | 713.333 | 812.7551 | 814.9965 | 811.2188 | 815.8013 | 823.2097 | 821.1177 | 812.0198 | 814.0498 | 818.8698 | 817.2233 | 812.4846 | 812.1272 | 814.4361 | 816.6026 | 820.6291 | 809.0489 | 819.4543 | 810.8566 | 812.861 | 811.5864 | 811.9741 | 730.0107 | 819.7507 | 816.0499 | 824.1559 | 813.8634 | 814.0725 | 810.4896 | 817.9543 | 819.6709 | 817.8019 | 813.4176 | 811.5974 | 820.7154 | 817.0576 | 822.4755 | 818.9624 | 821.22 | 814.0132 | 810.8433 | 804.6334 | 790.4677 | 634.3409 | 819.9954 | 758.3769 | 819.811 | 817.5358 | 813.7884 | 820.879 | 819.7758 | 816.4484 | 818.2088 | 816.849 | 815.9467 | 819.9561 | 820.1557 | 811.6072 | 821.2173 | 812.1035 | 810.4691 | 816.56 | 820.4593 | 817.1854 | 813.3603 | 814.1534 | 809.3296 | 811.4857 | 809.171 | 814.2515 | 814.8403 | 810.8956 | 290.1422 | 812.252 | 820.1918 | 817.9363 | 820.8654 | 814.2046 | 819.9711 | 803.061 | 817.7624 | 815.5926 | 813.9838 | 754.8691 | 823.7398 | 820.3906 | 809.5664 | 808.8144 | 815.1925 | 819.1955 | 819.9064 | 818.2125 | 810.1282 | 489.5949 | 815.9358 | 822.2361 | 817.3057 | 815.5324 | 811.097 | 815.6128 | 819.4908 | 302.2856 | 812.4866 | 810.6332 | 819.513 | 119.1842 | 806.5985 | 822.2254 | 776.8861 | 817.6427 | 814.2913 | 815.5779 | 811.9698 | 812.6129 | 813.2572 | 821.448 | 820.1206 | 812.1656 | 820.8363 | 739.3453 | 811.5651 | 805.7516 | 807.6608 | 814.251 | 813.0968 | 813.7861 | 814.0503 | 815.9464 | 818.9957 | 819.434 | 808.8665 | 821.9102 | 429.0625 | 810.8718 | 822.2019 | 813.5175 | 822.0881 | 823.6936 | 820.6343 | 567.5154 | 822.7889 | 824.2304 | 815.7172 | 813.3199 | 595.741 | 808.7915 | 814.5088 | 817.0319 | 820.5192 | 809.7624 | 819.3607 | 818.4985 | 817.7081 | 813.4682 | 817.9978 | 819.5242 | 824.2364 | 809.8162 | 823.644 | 810.1785 | 816.951 | 820.9699 | 807.624 | 818.2292 | 812.6241 | 776.4341 | 820.8137 | 819.9866 | 815.3397 | 817.5922 | 813.1891 | 815.8922 | 818.9636 | 810.527 | 813.9253 | 821.1342 | 813.0255 | 820.2235 | 819.6822 | 820.0569 | 822 | 812.0441 | 817.1199 | 813.093 | 811.3992 | 820.6532 | 815.2988 | 822.6671 | 815.2708 | 814.4456 | 816.1708 | 819.5249 | 790.9391 | 820.7233 | 815.8672 | 815.9011 | 813.9241 | 814.1573 | 814.7497 | 813.5069 | 822.2251 | 812.6633 | 818.6214 | 819.0746 | 814.3861 | 814.7402 | 811.4938 | 808.3096 | 822.2216 | 661.8168 | 815.7904 | 816.4218 | 819.7753 | 781.0624 | 820.009 | 809.2532 | 815.1956 | 616.0878 | 816.5972 | 819.9167 | 812.4973 | 810.6598 | 819.5747 | 802.1003 | 823.6657 | 517.947 | 814.9446 | 820.8548 | 818.4284 | 815.4857 | 811.4852 | 817.2195 | 822.0831 | 821.6716 | 822.0333 | 817.8297 | 820.3243 | 815.8408 | 813.8652 | 817.0251 | 814.047 | 816.9835 | 821.38 | 821.2204 | 817.6787 | 814.8981 | 817.1569 | 816.7505 | 819.5785 | 812.4602 | 811.5834 | 811.2595 | 814.4007 | 819.9591 | 818.0924 | 819.0433 | 807.7195 | 815.946 | 816.8723 | 760.7855 | 823.0134 | 821.8368 | 811.083 | 813.7978 | 820.9656 | 822.688 | 818.7546 | 813.1982 | 818.062 | 816.8974 | 812.1763 | 818.0867 | 816.9682 | 813.8188 | 813.1872 | 815.9957 | 819.4663 | 816.0464 | 821.1827 | 810.0638 | 809.1117 | 815.4642 | 813.2852 | 812.0999 | 812.0317 | 813.9392 | 810.9607 | 821.5043 | 815.0362 | 819.8132 | 811.7207 | 815.439 | 816.8152 | 814.1739 | 821.466 | 815.7014 | 817.6965 | 819.4238 | 821.7982 | 811.0889 | 810.3674 | 815.4846 | 746.5603 | 813.719 | 822.3339 | 818.2946 | 811.8901 | 820.2129 | 810.8962 | 811.5467 | 812.314 | 813.1555 | 819.7598 | 815.0181 | 818.7406 | 809.1121 | 816.8968 | 809.5441 | 821.8177 | 812.7212 | 819.851 | 816.8865 | 809.8112 | 699.0478 | 814.1017 | 818.2236 | 813.8711 | 815.4788 | 822.6924 | 814.8204 | 809.2264 | 818.2717 | 821.286 | 822.3771 | 818.9355 | 803.1725 | 808.8885 | 814.2181 | 822.6906 | 818.7977 | 822.9237 | 819.388 | 814.9634 | 820.2045 | 821.033 | 786.0062 | 811.6914 | 816.1068 | 818.4145 | 818.1922 | 811.1184 | 810.9794 | 816.2724 | 818.5475 | 818.4266 | 798.9151 | 823.0263 | 812.765 | 799.4253 | 814.1493 | 810.995 | 811.8129 | 807.5827 | 811.8628 | 821.6178 | 816.1517 | 817.0087 | 822.3251 | 812.5162 | 817.9212 | 820.1762 | 812.775 | 816.5209 | 815.1395 | 818.4765 | 811.6868 | 820.455 | 814.2653 | 819.3497 | 787.6694 | 821.9692 | 819.7809 | 811.0471 | 818.446 | 818.5378 | 800.9001 | 820.9674 | 820.9119 | 813.1085 | 818.8372 | 820.9011 | 818.2602 | 814.1771 | 815.3474 | 813.2937 | 810.0918 | 820.1107 | 814.3704 | 802.6593 | 814.7385 | 811.8078 | 814.9784 | 809.6544 | 821.7875 | 822.6319 | 798.5826 | 810.6635 | 814.62 | 767.7977 | 822.4043 | 818.9193 | 808.5224 | 817.2814 | 811.7922 | 815.3303 | 813.8977 | 821.2436 | 819.3098 | 816.9422 | 821.073 | 703.9975 | 820.0218 | 812.6628 | 817.9523 | 812.8008 | 815.5999 | 819.3068 | 806.6337 | 812.7516 | 814.1059 | 816.8173 | 818.9375 | 814.447 | 813.1346 | 745.1979 | 822.8362 | 813.2108 | 811.7628 | 820.6352 | 809.4022 | 818.3638 | 631.087 | 815.3252 | 811.6595 | 814.0514 | 817.5326 | 815.2912 | 814.2726 | 465.9217 | 811.8604 | 807.1943 | 818.397 | 816.5388 | 822.9567 | 817.6057 | 812.0126 | 822.5731 | 814.4235 | 819.3388 | 820.3138 | 821.8103 | 811.63 | 813.4704 | 818.3376 | 808.8197 | 819.5863 | 820.5247 | 815.2647 | 811.1667 | 820.9816 | 818.7039 | 809.9406 | 818.0675 | 814.391 | 813.0051 | 783.7638 | 811.1812 | 807.9886 | 813.4856 | 814.2819 | 812.1279 | 816.6978 | 817.0729 | 816.8095 | 758.1129 | 817.8093 | 817.3376 | 820.9888 | 812.985 | 814.555 | 812.9523 | 802.1684 | 813.8656 | 811.2372 | 820.6661 | 819.5885 | 812.8605 | 820.3893 | 407.5087 | 818.0815 | 813.5876 | 813.0533 | 811.0956 | 818.7449 | 820.0492 | 815.3376 | 814.0661 | 815.1774 | 311.8003 | 812.2851 | 805.0944 | 815.5685 | 813.9526 | 813.5274 | 810.0472 | 820.1471 | 816.2498 | 814.7492 | 810.5263 | 813.4856 | 816.8562 | 812.8797 | 804.6164 | 816.7089 | 810.1169 | 808.9321 | 812.9468 | 809.9321 | 812.7011 | 818.2156 | 822.2084 | 789.6177 | 814.6039 | 735.7743 | 817.2292 | 798.5852 | 821.2915 | 812.764 | 819.1318 | 819.0989 | 812.4347 | 808.2638 | 801.1192 | 817.5809 | 812.928 | 821.2832 | 590.7308 | 821.4077 | 818.5563 | 815.8525 | 807.5842 | 818.9689 | 819.2517 | 812.8168 | 816.3953 | 818.8173 | 814.939 | 812.61 | 819.4154 | 791.4347 | 821.0281 | 810.8578 | 818.6105 | 817.4615 | 810.5586 | 641.5243 | 817.2372 | 817.5526 | 819.3094 | 810.184 | 742.221 | 821.9232 | 815.86 | 816.8747 | 822.205 | 820.2031 | 813.8915 | 814.0292 | 607.9439 | 813.8464 | 813.4698 | 811.4367 | 821.3854 | 809.8712 | 808.8241 | 808.2841 | 815.9055 | 815.1362 | 815.9219 | 823.5294 | 815.0656 | 809.9164 | 819.114 | 812.119 | 814.901 | 813.955 | 814.3231 | 811.5188 | 812.1218 | 816.7604 | 812.0958 | 820.0578 | 809.0988 | 820.2607 | 817.9748 | 815.3452 | 520.8706 | 817.0945 | 812.3457 | 800.3503 | 817.0541 | 815.0122 | 813.0306 | 811.9204 | 816.0436 | 818.4511 | 823.2142 | 818.1354 | 812.5013 | 814.8632 | 817.6556 | 806.5582 | 816.6474 | 818.7864 | 811.8766 | 818.2648 | 819.3939 | 814.626 | 811.3814 | 814.9457 | 822.4255 | 817.8225 | 815.3318 | 805.7344 | 799.3295 | 809.6424 | 813.7579 | 818.942 | 764.7588 | 824.0301 | 813.8482 | 819.1807 | 815.5517 | 811.4617 | 810.4899 | 811.4512 | 810.1044 | 817.162 | 811.7418 | 820.9544 | 823.0711 | 813.4268 | 811.4571 | 816.0441 | 786.4474 | 533.5432 | 815.1104 | 816.7843 | 809.2585 | 766.663 | 822.5168 | 815.8971 | 820.811 | 817.1505 | 814.5493 | 817.9521 | 814.4378 | 816.7725 | 810.6024 | 816.1781 | 813.3061 | 819.9485 | 820.7698 | 811.6027 | 816.8582 | 808.8067 | 812.3068 | 821.2709 | 816.9011 | 814.5022 | 808.9296 | 818.9351 | 820.2983 | 818.0358 | 811.2074 | 814.9421 | 820.2752 | 818.8528 | 814.456 | 812.0107 | 813.3557 | 814.9098 | 819.1452 | 805.944 | 816.6615 | 813.6355 | 818.4457 | 818.227 | 824.119 | 814.2817 | 819.0505 | 793.0389 | 816.9756 | 813.2958 | 814.9549 | 794.3636 | 804.4884 | 797.8205 | 818.9822 | 820.8162 | 821.1074 | 820.7324 | 816.7201 | 811.9263 | 814.0419 | 816.1957 | 819.4842 | 818.5567 | 815.1958 | 813.1828 | 823.1951 | 818.3942 | 819.4196 | 821.7066 | 815.2129 | 804.5415 | 812.9036 | 822.7914 | 768.3453 | 810.3567 | 820.3704 | 811.0835 | 816.1308 | 811.788 | 811.5405 | 812.6112 | 825.5698 | 815.4686 | 518.8838 | 815.8361 | 820.8391 | 815.2053 | 804.9568 | 813.0648 | 818.1681 | 814.986 | 817.8771 | 817.5623 | 803.1718 | 814.8231 | 815.8918 | 812.0832 | 821.6833 | 814.71 | 814.0024 | 814.9611 | 814.4973 | 809.085 | 816.5625 | 823.7851 | 812.0244 | 816.5072 | 813.3894 | 819.2785 | 812.3984 | 808.5679 | 815.1361 | 813.2318 | 821.4125 | 801.7462 | 818.6971 | 791.352 | 815.9063 | 814.2964 | 811.2592 | 815.1561 | 814.6638 | 814.337 | 811.4677 | 812.9879 | 810.3063 | 812.2248 | 809.8277 | 794.1983 | 815.2642 | 809.4218 | 785.5662 | 822.968 | 817.1095 | 823.6046 | 809.0105 | 801.7311 | 814.8414 | 824.0674 | 819.2571 | 822.0382 | 811.46 | 812.5713 | 820.5466 | 816.2888 | 809.7802 | 815.8713 | 822.4737 | 808.9337 | 813.0118 | 752.3417 | 166.7969 | 808.3542 | 817.6304 | 820.6195 | 812.5346 | 817.9817 | 817.0079 | 806.5913 | 818.6758 | 811.1609 | 817.9276 | 812.6848 | 814.3777 | 817.5121 | 817.9333 | 816.6315 | 818.7119 | 810.007 | 813.8141 | 820.0942 | 818.4057 | 809.8161 | 821.5 | 815.5704 | 805.3859 | 778.6199 | 811.1535 | 820.9208 | 820.4188 | 809.6612 | 816.4583 | 819.3646 | 818.9145 | 816.2674 | 819.1981 | 820.5194 | 814.3756 | 810.7544 | 819.2387 | 820.491 | 816.6754 | 821.6797 | 787.0879 | 823.5366 | 821.1076 | 813.6181 | 820.0702 | 813.1115 | 814.8652 | 817.0029 | 814.6948 | 816.9238 | 406.7995 | 819.2928 | 820.5104 | 817.3105 | 810.421 | 815.7063 | 811.3463 | 810.4384 | 812.4184 | 424.0945 | 813.5589 | 815.2212 | 821.0482 | 813.5585 | 821.2562 | 817.8666 | 481.0688 | 783.9631 | 823.7977 | 817.8979 | 821.645 | 813.7715 | 810.8234 | 808.5107 | 815.7123 | 813.4611 | 812.9144 | 727.7927 | 803.3083 | 815.9907 | 814.2871 | 811.7281 | 815.2376 | 816.9304 | 821.9361 | 818.2937 | 815.4426 | 815.4157 | 818.126 | 812.2327 | 818.5043 | 817.8076 | 822.904 | 820.8222 | 814.5436 | 812.8753 | 817.38 | 816.9191 | 816.5162 | 817.9865 | 817.8914 | 805.567 | 818.0879 | 819.3906 | 816.29 | 818.544 | 821.1336 | 811.4066 | 813.6239 | 815.0317 | 820.5106 | 813.3733 | 810.2803 | 824.1268 | 819.0227 | 817.7478 | 754.0983 | 816.0693 | 766.7991 | 811.3462 | 821.6756 | 818.5857 | 810.802 | 818.5625 | 822.0723 | 814.633 | 818.4179 | 813.1875 | 814.7664 | 819.4292 | 815.5612 | 817.2579 | 823.7738 | 809.8182 | 822.6448 | 822.2267 | 818.6129 | 817.6327 | 818.5431 | 820.6686 | 817.8593 | 809.0461 | 788.0483 | 816.6867 | 820.6581 | 786.525 | 820.1451 | 811.7822 | 819.2423 | 818.661 | 818.1266 | 813.5318 | 815.5807 | 819.8 | 815.9676 | 811.8143 | 815.682 | 818.1132 | 814.7897 | 807.1725 | 816.8309 | 817.9867 | 813.529 | 814.8445 | 819.1446 | 814.7438 | 821.1253 | 805.7043 | 813.1648 | 810.3012 | 815.1755 | 822.6138 | 820.7653 | 817.6251 | 817.0622 | 820.6207 | 811.3961 | 809.8737 | 818.5878 | 809.9128 | 813.2597 | 818.6983 | 820.0198 | 812.0541 | 818.3092 | 813.2846 | 819.0065 | 818.3751 | 813.2083 | 812.0157 | 766.6797 | 818.4722 | 823.213 | 814.8073 | 814.0927 | 810.638 | 816.897 | 811.8822 | 813.7601 | 813.6114 | 823.4755 | 812.2694 | 813.9402 | 816.2911 | 813.7593 | 815.7824 | 821.4123 | 824.7271 | 809.3579 | 818.2831 | 820.3379 | 821.7405 | 823.3701 | 813.9648 | 819.3101 | 811.0651 | 818.2723 | 823.09 | 634.0004 | 816.0723 | 802.9076 | 816.1641 | 823.744 | 817.2156 | 818.3673 | 820.1125 | 807.1439 | 820.9992 | 816.9631 | 813.8911 | 815.9993 | 818.0803 | 810.941 | 818.6659 | 817.2267 | 814.0227 | 818.5256 | 813.2987 | 800.6324 | 811.1869 | 817.3647 | 814.3785 | 820.6403 | 806.3084 | 820.8557 | 812.5499 | 816.6472 | 817.8924 | 823.5834 | 810.7779 | 822.9746 | 812.3316 | 818.7227 | 819.4492 | 807.4528 | 818.6006 | 816.2876 | 821.4595 | 820.1178 | 769.7882 | 814.7263 | 815.5676 | 818.9028 | 814.3493 | 808.6508 | 813.5001 | 811.1567 | 806.5689 | 811.2505 | 803.8265 | 813.0993 | 818.3466 | 812.5355 | 810.9929 | 792.7177 | 816.2759 | 816.8762 | 818.9214 | 814.8845 | 820.0801 | 819.1944 | 478.5218 | 816.3388 | 814.1821 | 815.216 | 813.8063 | 814.0903 | 817.6437 | 815.0322 | 818.2189 | 812.3533 | 814.9549 | 800.5453 | 816.5188 | 808.6242 | 811.3277 | 820.1895 | 820.148 | 816.2813 | 807.5085 | 812.6619 | 819.8445 | 814.3108 | 810.404 | 818.1529 | 765.3041 | 817.607 | 818.4709 | 809.8666 | 821.7631 | 811.541 | 812.4847 | 813.2059 | 821.264 | 819.8777 | 814.1946 | 812.6767 | 818.3872 | 812.5596 | 798.587 | 811.188 | 814.0594 | 812.9206 | 819.2675 | 818.5348 | 818.145 | 813.8996 | 824.1502 | 811.5423 | 819.4012 | 816.0734 | 816.4123 | 813.508 | 819.9045 | 822.1418 | 817.9157 | 818.6023 | 814.3789 | 810.0084 | 819.3747 | 816.7089 | 802.5947 | 822.3069 | 821.3611 | 813.0751 | 776.6924 | 814.07 | 815.6785 | 808.97 | 816.5113 | 812.2666 | 820.6212 | 812.3377 | 816.4282 | 812.1171 | 810.9945 | 816.8046 | 817.5849 | 752.386 | 817.4131 | 813.9326 | 812.5228 | 819.1293 | 814.6648 | 821.0984 | 276.6248 | 816.5333 | 815.0122 | 814.8745 | 792.9464 | 817.5921 | 753.5216 | 819.9708 | 821.081 | 812.5618 | 815.0468 | 433.371 | 815.9056 | 824.2136 | 816.1859 | 813.0125 | 803.053 | 800.8486 | 813.7177 | 812.9599 | 813.9463 | 813.4607 | 812.8023 | 820.1258 | 812.5341 | 821.3607 | 821.5298 | 810.6454 | 811.2753 | 810.1218 | 814.8817 | 821.4863 | 812.4352 | 812.5638 | 812.3543 | 812.7799 | 815.6682 | 811.5377 | 818.3863 | 814.3285 | 814.7484 | 811.6491 | 816.2941 | 820.3003 | 809.8806 | 812.374 | 811.4802 | 819.447 | 216.8753 | 810.5906 | 815.6187 | 820.3721 | 811.4867 | 814.5825 | 813.5153 | 814.1358 | 820.5872 | 813.7285 | 809.6065 | 814.2492 | 817.3031 | 814.5602 | 819.9727 | 814.622 | 821.9895 | 814.9121 | 822.3391 | 813.096 | 822.5388 | 816.9591 | 810.6338 | 808.9981 | 815.632 | 808.8463 | 796.2756 | 818.0447 | 813.1858 | 814.4661 | 810.8619 | 812.6359 | 817.9824 | 813.7637 | 813.9812 | 657.8463 | 810.1357 | 822.1013 | 812.3328 | 822.0245 | 816.8183 | 811.0302 | 820.36 | 811.0596 | 818.2396 | 817.8023 | 823.6468 | 818.2345 | 805.3867 | 815.9574 | 818.8309 | 797.0764 | 812.245 | 800.2051 | 820.6307 | 759.7808 | 814.3041 | 815.7322 | 814.7005 | 821.7001 | 819.3836 | 812.7907 | 820.8727 | 822.4647 | 816.4887 | 814.1696 | 814.6524 | 822.3488 | 820.7075 | 812.4682 | 823.1499 | 819.6133 | 811.5185 | 817.5332 | 811.9898 | 812.3394 | 816.6966 | 815.9123 | 810.2898 | 263.5168 | 802.0457 | 814.6104 | 818.5019 | 818.0418 | 817.6758 | 819.8485 | 814.4142 | 787.8653 | 821.3963 | 814.0092 | 820.8706 | 820.8806 | 799.5616 | 816.1732 | 816.9412 | 817.7001 | 812.0977 | 821.2429 | 810.4164 | 822.2039 | 794.7969 | 814.2916 | 822.0591 | 817.1344 | 817.8615 | 611.3747 | 821.2174 | 815.721 | 815.4987 | 816.1605 | 810.787 | 818.9213 | 818.0277 | 813.7182 | 821.6873 | 815.0639 | 815.8182 | 820.8528 | 816.317 | 812.6504 | 815.6395 | 815.6506 | 813.4145 | 810.1085 | 813.9549 | 492.3911 | 816.9228 | 380.7672 | 815.9169 | 816.3392 | 812.98 | 818.9893 | 783.797 | 818.7694 | 818.918 | 816.6621 | 811.2727 | 815.4036 | 823.2149 | 820.6957 | 813.5029 | 822.3695 | 821.0249 | 814.705 | 821.8519 | 815.0511 | 818.4116 | 815.714 | 815.7363 | 814.3904 | 818.8035 | 816.6838 | 818.5029 | 811.5782 | 814.9574 | 814.9845 | 818.1423 | 816.252 | 821.1096 | 814.2024 | 822.6516 | 815.8499 | 816.5766 | 818.1261 | 794.7134 | 818.1967 | 701.9999 | 815.8939 | 817.8087 | 822.7042 | 817.2842 | 822.8584 | 816.3267 | 820.4084 | 820.34 | 818.5577 | 816.9249 | 820.2851 | 811.8893 | 819.7219 | 813.6566 | 818.5063 | 818.8092 | 818.4038 | 817.1305 | 817.2353 | 806.7563 | 820.6266 | 816.9229 | 812.1986 | 810.4736 | 814.5434 | 809.0502 | 814.7777 | 822.835 | 770.102 | 818.815 | 820.8425 | 818.163 | 818.9142 | 571.9435 | 774.9584 | 815.1551 | 817.4635 | 815.311 | 813.6236 | 818.7297 | 813.9359 | 818.173 | 812.0444 | 754.6146 | 557.1419 | 819.2963 | 816.3393 | 812.3699 | 821.8175 | 817.5257 | 822.4867 | 805.8096 | 794.7239 | 813.7653 | 810.6686 | 816.9666 | 768.2935 | 813.138 | 820.8202 | 811.7112 | 810.9777 | 809.1391 | 817.3295 | 817.6189 | 822.2923 | 821.8716 | 818.7397 | 811.3407 | 813.3198 | 813.8947 | 810.5905 | 816.5987 | 816.6473 | 814.5198 | 818.2525 | 805.7692 | 815.1962 | 816.8499 | 817.3987 | 816.203 | 817.0514 | 813.9678 | 816.9727 | 785.7578 | 819.6692 | 811.3815 | 817.0893 | 814.7904 | 799.1699 | 818.676 | 821.0915 | 822.9465 | 812.7351 | 807.4104 | 810.9865 | 816.7456 | 817.6783 | 805.7219 | 812.964 | 816.1067 | 821.6718 | 813.6121 | 812.3565 | 814.9848 | 813.6035 | 705.6183 | 822.9534 | 811.8889 | 818.3415 | 821.1339 | 809.2849 | 810.0541 | 811.9305 | 813.7126 | 817.0756 | 813.244 | 818.1075 | 816.5277 | 817.1984 | 822.0792 | 822.8105 | 808.7756 | 812.3274 | 822.4209 | 805.596 | 813.769 | 814.1237 | 804.276 | 815.2969 | 813.9929 | 818.6018 | 810.9355 | 814.3948 | 813.1138 | 815.7075 | 812.4988 | 818.537 | 809.491 | 816.6784 | 820.1097 | 819.5602 | 811.7113 | 819.829 | 814.5366 | 816.3237 | 820.1757 | 817.1745 | 822.4248 | 811.9036 | 821.2528 | 813.9815 | 818.0896 | 823.1048 | 817.5043 | 822.2141 | 819.3405 | 804.7999 | 788.3791 | 825.8365 | 813.5514 | 816.0078 | 813.9805 | 798.2785 | 823.1978 | 816.2399 | 810.4031 | 815.44 | 810.3118 | 601.8844 | 737.397 | 805.0155 | 823.0331 | 805.8219 | 819.9484 | 818.0388 | 812.3694 | 818.4486 | 816.6181 | 456.6784 | 824.3012 | 813.8509 | 761.0668 | 812.2332 | 817.114 | 814.2469 | 811.1968 | 821.7699 | 816.1027 | 818.2063 | 818.163 | 821.527 | 821.1318 | 812.4021 | 813.2542 | 821.0917 | 814.6688 | 813.7668 | 819.894 | 811.4607 | 815.6033 | 815.7057 | 813.8732 | 815.0034 | 817.8434 | 820.3486 | 816.0923 | 822.2978 | 818.4699 | 820.7095 | 787.0803 | 813.6074 | 818.9184 | 819.8671 | 820.1897 | 811.8416 | 813.5279 | 814.7175 | 814.4676 | 821.9118 | 820.336 | 806.9336 | 823.4964 | 809.7722 | 810.3831 | 813.9075 | 822.6782 | 815.5057 | 814.2401 | 819.517 | 810.0707 | 808.9516 | 812.059 | 817.7761 | 813.3189 | 822.3476 | 813.7629 | 809.8392 | 811.6677 | 813.8066 | 813.1802 | 817.8159 | 822.7002 | 816.1523 | 812.8349 | 813.0175 | 819.0488 | 812.8499 | 812.6601 | 814.4574 | 816.6197 | 821.2128 | 812.3901 | 791.6342 | 812.7503 | 813.7671 | 805.8471 | 818.4089 | 815.1166 | 819.3271 | 813.3502 | 811.8992 | 816.9299 | 818.6993 | 820.491 | 814.5126 | 822.415 | 813.0229 | 820.7834 | 817.0322 | 817.8412 | 817.7955 | 817.3562 | 815.879 | 809.3114 | 817.2001 | 818.5527 | 821.1038 | 815.4424 | 785.9244 | 804.5762 | 815.0782 | 814.1639 | 814.1278 | 812.0792 | 811.9887 | 794.6288 | 813.5319 | 811.2285 | 814.0054 | 817.605 | 817.6304 | 811.5002 | 811.5729 | 817.1053 | 813.2064 | 821.2803 | 814.4307 | 810.8937 | 816.9636 | 818.2881 | 807.4972 | 786.2629 | 814.5361 | 809.1247 | 816.0028 | 812.1775 | 815.1213 | 818.098 | 815.7728 | 816.3682 | 818.4547 | 766.4659 | 3.01 | 819.6445 | 815.8164 | 815.9645 | 790.1583 | 814.151 | 803.7793 | 814.5107 | 813.7173 | 820.1444 | 816.0291 | 810.6645 | 810.988 | 811.4219 | 813.0432 | 812.4113 | 814.7319 | 812.6612 | 814.7703 | 821.6139 | 815.6367 | 820.5302 | 821.8866 | 810.6066 | 820.3515 | 814.9925 | 812.4784 | 819.9255 | 817.4353 | 814.333 | 806.8377 | 813.0253 | 822.7126 | 815.9865 | 812.4055 | 816.7554 | 819.8488 | 814.0848 | 746.0545 | 817.4889 | 816.3328 | 818.4079 | 822.4102 | 812.8654 | 816.0478 | 811.8084 | 819.9887 | 819.9331 | 816.6621 | 809.9116 | 822.7561 | 816.7489 | 814.4472 | 809.9355 | 815.9952 | 818.9218 | 817.6823 | 807.9658 | 813.9018 | 816.4558 | 815.2298 | 808.8981 | 816.8871 | 816.8296 | 819.4803 | 811.7268 | 817.2653 | 815.7047 | 810.2597 | 810.727 | 814.9341 | 817.2007 | 814.233 | 812.9302 | 811.3773 | 810.2864 | 819.8763 | 811.7762 | 818.3537 | 823.396 | 821.126 | 818.1635 | 808.8504 | 821.9416 | 811.4246 | 812.3263 | 814.3598 | 815.2456 | 821.0757 | 819.3226 | 823.0846 | 813.7995 | 816.0022 | 812.6017 | 811.56 | 817.4982 | 817.1332 | 808.2393 | 809.7624 | 820.14 | 813.4768 | 818.3216 | 815.6371 | 813.7428 | 821.669 | 798.0708 | 820.0569 | 815.3147 | 821.2374 | 801.6779 | 529.2771 | 813.2416 | 812.3336 | 816.0656 | 818.6845 | 818.3984 | 810.2132 | 822.7318 | 817.8557 | 812.1621 | 816.2669 | 818.6409 | 813.1345 | 813.4342 | 774.4445 | 816.681 | 821.5131 | 815.5002 | 811.9386 | 817.2537 | 818.1143 | 810.4063 | 813.9815 | 813.5043 | 815.4354 | 816.0902 | 815.7667 | 816.4172 | 818.6866 | 814.7529 | 813.3072 | 815.3858 | 821.917 | 816.5446 | 812.0086 | 799.5789 | 809.9999 | 813.9398 | 818.8917 | 821.4766 | 776.2102 | 779.0078 | 817.047 | 820.5519 | 818.9026 | 807.6881 | 816.1851 | 821.4036 | 814.6558 | 815.6362 | 822.6905 | 816.1592 | 814.8832 | 814.6239 | 452.3129 | 818.2744 | 814.6439 | 637.6721 | 821.3555 | 792.207 | 812.0787 | 820.9429 | 811.8818 | 813.8049 | 809.0888 | 814.938 | 805.9098 | 809.0116 | 757.2665 | 820.8698 | 786.3358 | 817.591 | 821.7003 | 815.3296 | 818.5422 | 819.6851 | 814.7539 | 667.5454 | 817.6552 | 820.7837 | 822.8991 | 819.7088 | 816.5871 | 809.6364 | 813.0739 | 789.2575 | 823.3973 | 810.0029 | 815.8822 | 810.6406 | 821.0068 | 820.0504 | 814.9372 | 812.8426 | 812.301 | 821.1793 | 817.6824 | 817.1268 | 804.9624 | 818.5041 | 302.429 | 817.1382 | 812.7338 | 813.8496 | 817.6844 | 813.0679 | 814.6844 | 818.1663 | 820.4321 | 817.4967 | 819.6701 | 813.8346 | 815.954 | 819.9233 | 815.2461 | 818.3246 | 819.7546 | 818.6282 | 156.4505 | 813.7362 | 819.0494 | 815.1398 | 811.1557 | 818.7435 | 813.8041 | 814.2704 | 824.608 | 811.9791 | 806.0703 | 811.4772 | 814.9599 | 810.4342 | 816.0123 | 813.9978 | 809.8397 | 816.3948 | 794.2122 | 819.0863 | 811.9351 | 819.4343 | 768.184 | 818.6098 | 816.544 | 818.9237 | 816.6934 | 814.7506 | 814.6905 | 813.8509 | 818.7446 | 820.5348 | 814.2517 | 814.6804 | 811.7675 | 819.9098 | 803.6511 | 819.572 | 815.5108 | 815.3905 | 817.8667 | 819.8427 | 818.8922 | 821.574 | 814.0491 | 821.2803 | 822.7909 | 807.4311 | 818.2116 | 812.5514 | 815.5868 | 818.1891 | 807.4835 | 819.1672 | 819.4257 | 822.8644 | 813.5551 | 818.1673 | 812.685 | 812.8436 | 822.9347 | 796.2271 | 812.8296 | 819.3059 | 818.4392 | 814.8732 | 816.4931 | 817.6457 | 811.1884 | 813.1 | 815.1742 | 812.7667 | 793.6415 | 811.0726 | 773.4855 | 815.2552 | 818.0867 | 821.5979 | 819.9111 | 819.7531 | 780.7785 | 812.3745 | 818.0604 | 815.6309 | 815.9927 | 809.3943 | 816.9282 | 811.3834 | 818.1928 | 811.04 | 810.8425 | 812.8907 | 808.8934 | 818.3997 | 818.0914 | 822.9169 | 817.4658 | 815.1811 | 816.3545 | 812.8524 | 818.9517 | 804.3383 | 816.9154 | 810.2026 | 818.4109 | 811.0106 | 813.0759 | 820.949 | 811.1228 | 811.5937 | 810.5539 | 819.7876 | 816.5282 | 812.2552 | 817.4842 | 645.7071 | 820.1056 | 818.4819 | 816.1482 | 816.5607 | 777.878 | 810.6957 | 820.7472 | 820.7592 | 819.0479 | 819.0043 | 808.0528 | 810.8498 | 813.2111 | 815.625 | 818.8359 | 820.1209 | 820.8713 | 813.8893 | 820.4324 | 817.2294 | 821.0102 | 813.7849 | 815.952 | 814.4146 | 820.1696 | 817.7571 | 810.1387 | 815.3726 | 809.4236 | 807.896 | 823.3436 | 816.0114 | 809.6658 | 821.3044 | 815.8937 | 824.5936 | 819.3678 | 795.5201 | 814.5071 | 811.7956 | 813.8964 | 819.6822 | 816.2287 | 817.9178 | 817.0001 | 811.6326 | 812.0195 | 813.9433 | 818.3924 | 808.249 | 818.4295 | 820.6657 | 819.5842 | 813.5179 | 818.1815 | 817.7325 | 816.2656 | 812.2758 | 811.4603 | 816.485 | 802.8571 | 810.981 | 814.4801 | 816.9295 | 817.4602 | 819.5762 | 706.9917 | 814.9082 | 813.8242 | 814.1796 | 813.4503 | 816.3937 | 812.5195 | 814.41 | 812.879 | 811.057 | 815.9329 | 815.9094 | 823.3282 | 773.8564 | 814.1296 | 822.193 | 818.014 | 820.1769 | 820.1511 | 823.4657 | 822.9212 | 812.5762 | 808.8649 | 820.3666 | 820.5035 | 818.5923 | 818.6413 | 820.995 | 814.6885 | 822.4831 | 818.3214 | 819.7782 | 813.5571 | 816.6169 | 819.2047 | 813.1954 | 812.0241 | 821.2931 | 817.5473 | 812.4048 | 814.9885 | 811.4069 | 816.7647 | 819.9221 | 812.3158 | 822.0331 | 813.6869 | 810.9662 | 817.6551 | 812.6014 | 818.1506 | 818.0241 | 820.2032 | 814.7751 | 819.0525 | 817.8356 | 782.0502 | 810.7877 | 820.4323 | 812.9024 | 822.8427 | 812.4613 | 824.1362 | 819.9376 | 819.8495 | 821.9763 | 814.1555 | 822.9068 | 813.0625 | 813.265 | 818.4281 | 820.6015 | 815.3148 | 821.8136 | 816.6499 | 808.9153 | 815.9267 | 813.2639 | 794.8231 | 819.7008 | 821.5279 | 817.6987 | 821.2515 | 821.4662 | 811.6163 | 816.7899 | 820.9734 | 821.3935 | 821.7852 | 814.5742 | 817.6942 | 819.4652 | 820.3323 | 815.0619 | 810.4652 | 813.2666 | 818.8825 | 813.7246 | 804.7241 | 746.7085 | 817.6562 | 814.9893 | 814.2515 | 819.8485 | 814.2909 | 654.4978 | 812.9174 | 817.0445 | 818.0351 | 818.4401 | 818.3863 | 815.7059 | 811.5454 | 812.392 | 811.2351 | 816.2806 | 798.4982 | 820.7 | 818.4575 | 822.3391 | 813.8438 | 815.051 | 813.5814 | 811.9549 | 806.2703 | 808.2454 | 812.8861 | 816.3737 | 701.7405 | 812.5706 | 816.8578 | 815.1486 | 823.8868 | 798.3631 | 812.4692 | 807.909 | 813.5074 | 788.2097 | 814.5648 | 811.9701 | 812.7669 | 821.5719 | 822.1157 | 819.8808 | 819.088 | 789.0607 | 808.3222 | 817.4593 | 814.5016 | 823.1195 | 821.5538 | 510.5108 | 823.0317 | 815.0007 | 810.564 | 804.457 | 817.517 | 818.9658 | 820.8638 | 815.6658 | 813.9754 | 812.6208 | 814.2478 | 763.7664 | 818.4385 | 821.2644 | 592.955 | 807.2636 | 811.486 | 816.531 | 816.4936 | 814.268 | 741.3798 | 818.9235 | 815.9554 | 812.6108 | 819.6704 | 808.8196 | 813.5684 | 820.5568 | 815.1879 | 611.1761 | 822.7675 | 820.4107 | 821.6795 | 814.8795 | 816.7882 | 780.2623 | 810.7638 | 819.2052 | 822.0295 | 817.8313 | 819.179 | 812.3679 | 815.9952 | 816.528 | 821.5713 | 811.911 | 821.6938 | 813.5636 | 807.7907 | 822.4632 | 822.1766 | 820.4792 | 818.3644 | 811.1351 | 821.8787 | 817.0679 | 816.7456 | 809.6155 | 813.3984 | 819.9847 | 816.9869 | 815.6338 | 813.4934 | 815.469 | 814.4672 | 818.8455 | 816.9174 | 821.5079 | 819.4949 | 820.4482 | 813.9322 | 820.1808 | 805.2582 | 816.9121 | 822.1056 | 820.7256 | 815.6257 | 816.9258 | 819.1599 | 813.2554 | 812.3782 | 756.8024 | 708.7799 | 814.0571 | 807.6678 | 813.4619 | 812.4217 | 817.0063 | 813.898 | 811.9183 | 813.5108 | 819.5306 | 818.5407 | 816.7997 | 824.1022 | 815.3979 | 820.1217 | 818.1595 | 818.996 | 711.3418 | 813.5147 | 819.1071 | 822.1365 | 811.0025 | 818.1806 | 735.7916 | 812.3542 | 798.1442 | 813.6512 | 812.3277 | 818.5156 | 815.1379 | 823.6827 | 816.3749 | 804.2778 | 818.6953 | 811.252 | 816.6876 | 789.6194 | 810.1565 | 818.3505 | 812.0092 | 815.0676 | 817.7486 | 824.1989 | 805.6927 | 813.5619 | 816.8656 | 818.6918 | 815.9145 | 816.6917 | 815.3853 | 823.5703 | 811.473 | 818.6501 | 812.3964 | 816.4055 | 818.3996 | 813.5336 | 823.9811 | 811.3876 | 816.1693 | 810.5415 | 815.9019 | 815.6948 | 810.4303 | 821.9987 | 819.2531 | 817.5639 | 790.4602 | 820.5659 | 808.7481 | 821.0436 | 814.7715 | 814.8162 | 816.7239 | 811.2857 | 816.3464 | 815.6052 | 816.3367 | 808.1559 | 819.6315 | 788.6812 | 761.537 | 818.8928 | 805.1884 | 817.4199 | 820.0206 | 812.0504 | 812.3053 | 819.4038 | 812.4098 | 810.6187 | 809.6712 | 809.2542 | 812.0253 | 821.8229 | 819.543 | 812.1466 | 816.1858 | 777.6248 | 813.2226 | 813.308 | 817.6579 | 808.319 | 815.4939 | 815.5074 | 824.2022 | 811.0831 | 816.2949 | 813.4191 | 809.0856 | 810.3405 | 819.3252 | 809.868 | 821.169 | 816.416 | 812.4867 | 810.626 | 814.274 | 821.5909 | 426.7068 | 815.3614 | 810.4891 | 813.1276 | 822.2325 | 812.2508 | 817.8397 | 811.9045 | 813.9559 | 818.6803 | 815.5704 | 314.5406 | 820.296 | 809.8345 | 816.0677 | 814.0293 | 815.6887 | 818.0105 | 823.3702 | 819.0863 | 809.8673 | 809.7927 | 817.2609 | 813.8562 | 806.9844 | 818.27 | 811.7615 | 818.5282 | 774.7681 | 810.6033 | 817.7343 | 811.7934 | 823.9289 | 819.1804 | 818.4518 | 811.5788 | 809.6728 | 815.8618 | 819.4773 | 813.915 | 811.2381 | 816.3006 | 818.5751 | 820.6913 | 818.0927 | 822.0652 | 822.4925 | 815.5447 | 811.628 | 819.8467 | 807.1008 | 815.514 | 820.0631 | 814.7636 | 817.2434 | 822.6816 | 821.3381 | 816.7624 | 811.7835 | 274.6429 | 814.0968 | 809.9669 | 812.6085 | 815.5929 | 813.1187 | 816.7305 | 813.591 | 809.4398 | 822.6676 | 819.4099 | 811.6047 | 819.8055 | 821.6208 | 813.3721 | 820.944 | 815.1081 | 820.9463 | 815.6012 | 823.7114 | 812.0994 | 808.0762 | 816.2299 | 815.425 | 812.5664 | 821.1406 | 811.0879 | 822.775 | 820.1997 | 809.7153 | 784.6501 | 819.1013 | 811.4212 | 814.7716 | 816.869 | 813.5597 | 820.6314 | 822.6237 | 818.8712 | 812.2089 | 822.0007 | 814.7914 | 818.1223 | 743.6152 | 814.699 | 811.4268 | 815.8001 | 819.6135 | 814.4578 | 813.6784 | 818.6477 | 822.0822 | 817.7214 | 813.4656 | 819.5672 | 811.8954 | 816.5153 | 819.0013 | 811.7021 | 811.8683 | 812.1332 | 812.4945 | 811.3148 | 813.8231 | 736.1291 | 816.2159 | 815.2943 | 820.2969 | 816.366 | 817.7045 | 818.0618 | 814.1665 | 792.4987 | 811.935 | 812.9889 | 815.2797 | 823.0865 | 821.0343 | 813.8832 | 815.0997 | 810.65 | 817.5693 | 821.0714 | 812.4236 | 819.7272 | 811.3593 | 820.9894 | 808.6395 | 815.0041 | 817.4371 | 813.252 | 822.9709 | 818.1973 | 807.223 | 817.6434 | 811.1168 | 816.7101 | 822.4183 | 812.9463 | 820.0302 | 818.4617 | 822.4514 | 821.2039 | 814.0711 | 816.7955 | 819.2602 | 818.4702 | 821.2497 | 823.2064 | 815.8688 | 818.7967 | 419.6704 | 813.0825 | 813.5075 | 814.4066 | 813.0087 | 819.4394 | 817.4079 | 815.2667 | 809.8016 | 816.1374 | 820.7394 | 817.6341 | 780.9817 | 816.8011 | 818.5494 | 817.229 | 819.3175 | 817.471 | 810.6137 | 822.8035 | 817.8044 | 815.5618 | 823.0548 | 824.0134 | 822.0096 | 820.3847 | 812.9176 | 814.8688 | 812.2135 | 821.444 | 793.4367 | 809.6478 | 814.4747 | 808.6588 | 801.0547 | 818.2516 | 822.1944 | 818.9491 | 814.9869 | 811.0644 | 812.3462 | 807.2082 | 824.2115 | 818.7161 | 822.9071 | 817.6434 | 817.9938 | 810.539 | 817.4087 | 814.6443 | 815.8009 | 802.4341 | 821.6727 | 815.2275 | 815.9894 | 820.1548 | 818.5984 | 812.1991 | 817.4599 | 812.6134 | 813.9649 | 812.9665 | 815.5692 | 754.4351 | 821.3061 | 816.8332 | 818.6339 | 820.3725 | 815.3689 | 790.3015 | 813.1785 | 813.696 | 817.1792 | 816.0244 | 817.6915 | 818.9653 | 811.6496 | 821.9123 | 820.5942 | 806.8924 | 814.2722 | 820.9041 | 817.9541 | 817.0081 | 816.6735 | 811.7829 | 811.6297 | 818.8893 | 813.4788 | 799.2471 | 813.5256 | 812.1239 | 815.124 | 818.1404 | 816.6371 | 815.8334 | 813.8046 | 622.9243 | 815.896 | 819.0541 | 810.4911 | 798.2258 | 810.467 | 818.8811 | 817.06 | 812.4872 | 809.1603 | 614.5484 | 821.0001 | 811.8616 | 812.9956 | 818.9023 | 819.1085 | 809.5344 | 817.2419 | 814.6373 | 814.8576 | 813.12 | 813.2467 | 819.8985 | 816.1514 | 814.2599 | 809.2225 | 814.0575 | 818.0998 | 812.2374 | 814.9671 | 812.245 | 810.08 | 814.3217 | 814.4724 | 796.5829 | 821.0164 | 815.2328 | 824.3211 | 820.4822 | 819.226 | 820.7705 | 822.7255 | 811.4399 | 819.364 | 816.9076 | 818.5387 | 821.4279 | 815.3413 | 819.8358 | 823.512 | 798.6907 | 815.667 | 819.5633 | 818.0099 | 787.7588 | 809.2463 | 811.6679 | 820.5423 | 822.4646 | 815.9289 | 817.4623 | 814.1775 | 819.7554 | 812.7661 | 819.4872 | 818.1119 | 818.2881 | 821.7159 | 818.7135 | 812.947 | 815.675 | 821.159 | 813.039 | 817.5069 | 799.5433 | 815.5069 | 810.4936 | 791.4584 | 812.5927 | 809.7195 | 821.2453 | 813.3107 | 814.8304 | 808.9485 | 819.9516 | 796.9754 | 811.8186 | 814.3129 | 29.2774 | 812.0924 | 813.7246 | 817.5291 | 811.0214 | 714.8933 | 816.0678 | 752.5919 | 809.9497 | 817.0264 | 815.7391 | 816.4704 | 811.3497 | 814.0837 | 816.4359 | 818.1809 | 812.7626 | 825.1399 | 811.5131 | 809.8849 | 814.2373 | 814.5668 | 809.2581 | 815.1972 | 813.9554 | 813.8651 | 814.3281 | 803.4091 | 817.1979 | 813.0397 | 813.2183 | 801.4467 | 817.4956 | 815.2753 | 817.5148 | 813.3231 | 812.1386 | 813.0463 | 816.0792 | 816.2284 | 815.4692 | 819.3049 | 817.7778 | 814.1302 | 806.0547 | 820.2796 | 817.4309 | 813.1425 | 817.428 | 816.4933 | 810.0434 | 810.4277 | 816.719 | 812.6205 | 821.8847 | 809.4723 | 820.4989 | 823.1616 | 821.6664 | 812.0367 | 812.0421 | 811.2151 | 814.2425 | 817.2597 | 816.8439 | 811.6967 | 814.1766 | 819.6238 | 818.1594 | 819.9912 | 815.7733 | 820.1533 | 814.5756 | 813.1504 | 824.0306 | 818.257 | 821.6821 | 812.607 | 821.742 | 819.5836 | 813.7158 | 813.0965 | 791.8982 | 818.3664 | 815.2827 | 820.4297 | 819.7593 | 822.9055 | 811.17 | 815.889 | 822.9662 | 815.7316 | 816.119 | 704.4915 | 810.9335 | 820.6226 | 819.8191 | 810.8431 | 818.2505 | 817.8609 | 814.7102 | 816.924 | 619.1479 | 814.5882 | 816.1126 | 816.1542 | 820.5 | 820.7602 | 820.7251 | 814.8948 | 813.1793 | 812.2699 | 803.0068 | 273.3747 | 819.6134 | 813.1475 | 819.4251 | 806.8616 | 821.787 | 806.0054 | 805.4484 | 818.5086 | 822.3719 | 818.1706 | 814.6894 | 813.5034 | 818.9313 | 819.1307 | 816.3589 | 806.2743 | 822.9883 | 813.1121 | 812.1543 | 815.6413 | 818.056 | 816.6752 | 816.4114 | 809.8091 | 823.6639 | 816.29 | 824.6566 | 810.2672 | 823.0911 | 790.0029 | 814.829 | 813.0056 | 816.4628 | 810.172 | 813.5042 | 815.8838 | 817.0159 | 816.9314 | 817.6517 | 815.9868 | 819.3663 | 810.9807 | 813.8393 | 754.7403 | 816.2547 | 818.2553 | 813.5659 | 809.5459 | 816.3192 | 819.3634 | 811.7395 | 627.0769 | 808.7739 | 813.5791 | 820.4086 | 817.3061 | 819.1382 | 813.1738 | 817.6014 | 815.9165 | 819.9327 | 814.4616 | 821.3362 | 814.9824 | 821.5386 | 817.2558 | 813.322 | 822.4377 | 809.8607 | 649.3596 | 818.9134 | 818.7865 | 817.2882 | 821.8754 | 818.3864 | 819.5179 | 816.7744 | 809.1077 | 814.739 | 584.9521 | 810.695 | 821.1206 | 817.9313 | 814.3785 | 803.7578 | 812.9697 | 811.3527 | 800.3193 | 821.1507 | 822.0065 | 811.8669 | 814.2996 | 817.3954 | 811.8916 | 812.9916 | 812.5455 | 801.9565 | 818.8257 | 816.4268 | 814.4317 | 817.4624 | 811.3268 | 814.8447 | 812.4267 | 812.8969 | 811.6181 | 815.1417 | 794.8384 | 811.5678 | 813.3793 | 808.6168 | 797.4461 | 816.2081 | 817.2649 | 793.1155 | 813.431 | 810.2464 | 820.502 | 816.3594 | 816.5458 | 823.2578 | 821.9876 | 816.9942 | 816.1259 | 815.687 | 821.5356 | 820.1196 | 817.8537 | 813.5963 | 813.469 | 814.4848 | 810.4938 | 819.7543 | 820.2619 | 812.8487 | 811.104 | 817.0588 | 821.3335 | 823.6975 | 813.1402 | 819.2056 | 812.4362 | 814.2129 | 819.6189 | 809.9526 | 820.7856 | 811.8092 | 815.8186 | 818.8201 | 809.4517 | 818.1519 | 818.5615 | 786.8431 | 802.1355 | 810.7006 | 786.0152 | 816.0902 | 821.3488 | 819.9528 | 814.2502 | 815.9096 | 818.1287 | 822.9798 | 813.1255 | 823.0406 | 817.8206 | 810.0337 | 814.0295 | 817.7455 | 817.5215 | 816.7751 | 822.06 | 821.3704 | 819.2382 | 812.1903 | 820.8903 | 811.691 | 817.0771 | 813.2026 | 810.2701 | 814.6371 | 819.6553 | 815.6765 | 820.5295 | 814.8711 | 822.1927 | 811.2789 | 816.5659 | 821.2292 | 812.5278 | 819.9217 | 811.2262 | 815.9727 | 739.3251 | 819.3739 | 818.2546 | 814.4069 | 820.2743 | 823.4267 | 812.264 | 820.5478 | 819.3164 | 814.998 | 814.9009 | 819.7438 | 815.443 | 816.2944 | 816.4107 | 814.0459 | 817.6337 | 733.285 | 822.2598 | 804.584 | 824.9763 | 812.1765 | 819.0385 | 809.3015 | 818.6046 | 815.8035 | 810.5065 | 814.744 | 818.5044 | 811.6071 | 821.6383 | 813.3477 | 813.78 | 823.2979 | 817.078 | 814.3401 | 812.4356 | 819.2302 | 820.5331 | 815.1356 | 814.9728 | 816.7503 | 811.3127 | 813.0099 | 822.6575 | 812.8887 | 809.0178 | 820.9966 | 809.2417 | 810.5354 | 817.6578 | 736.4742 | 808.2899 | 817.8701 | 816.9145 | 818.185 | 817.4999 | 819.2166 | 809.6933 | 809.7431 | 819.9745 | 822.5936 | 819.6898 | 808.1489 | 811.7905 | 816.9061 | 818.774 | 815.8295 | 808.4164 | 818.76 | 818.8289 | 819.8432 | 817.1887 | 817.9825 | 819.2482 | 821.4563 | 816.3367 | 813.0148 | 811.7863 | 814.6727 | 812.473 | 812.3001 | 807.0749 | 819.7456 | 708.0002 | 816.5888 | 812.9979 | 815.7085 | 815.8255 | 802.4249 | 809.7237 | 816.4646 | 816.525 | 814.2051 | 749.8287 | 815.7559 | 815.0797 | 810.9519 | 817.1944 | 811.7099 | 820.8246 | 820.6108 | 814.2896 | 815.8791 | 818.4355 | 813.4752 | 817.8698 | 813.5089 | 821.4073 | 819.1842 | 809.6925 | 645.0691 | 817.6129 | 819.8158 | 770.1964 | 819.5529 | 816.6255 | 812.3439 | 812.3482 | 814.2626 | 810.8916 | 821.294 | 821.4811 | 815.5836 | 821.2929 | 812.8583 | 809.6072 | 814.9028 | 817.0862 | 811.2114 | 801.891 | 813.7522 | 814.6422 | 814.8973 | 824.6887 | 816.3183 | 801.6622 | 817.198 | 815.2882 | 815.5342 | 819.2369 | 824.3396 | 821.1834 | 812.1813 | 820.5465 | 819.1912 | 809.4979 | 817.8364 | 612.4366 | 814.0705 | 813.2503 | 815.1621 | 810.4329 | 809.4788 | 805.3987 | 820.6266 | 810.7057 | 812.3846 | 812.3664 | 799.8024 | 814.4624 | 816.1807 | 815.1252 | 821.1504 | 813.6441 | 810.1214 | 816.1627 | 815.2226 | 817.8729 | 812.7629 | 816.0859 | 697.065 | 816.261 | 814.9108 | 615.6779 | 814.7268 | 824.9992 | 814.496 | 818.3998 | 821.6973 | 815.7876 | 811.0437 | 806.856 | 783.1194 | 822.7164 | 820.8373 | 810.4565 | 816.2291 | 818.5036 | 814.91 | 814.2551 | 817.7828 | 818.1297 | 813.7024 | 818.8439 | 816.1477 | 818.1228 | 820.9183 | 819.1553 | 809.8839 | 816.9718 | 816.7757 | 818.9377 | 814.0722 | 817.3909 | 815.4597 | 808.9103 | 757.8252 | 810.53 | 812.8212 | 566.1355 | 819.8727 | 820.7321 | 814.8377 | 810.7386 | 812.5813 | 813.0318 | 811.2703 | 818.1404 | 821.6048 | 821.5835 | 818.505 | 814.5208 | 812.1495 | 817.4732 | 811.946 | 812.2069 | 811.8348 | 819.8842 | 809.8677 | 817.4126 | 814.3461 | 813.8737 | 816.8221 | 813.8036 | 819.8829 | 815.0383 | 815.0461 | 820.6655 | 815.7441 | 811.2469 | 818.7734 | 388.6107 | 810.1055 | 815.2633 | 814.4649 | 806.6491 | 819.5268 | 820.6834 | 820.8745 | 821.4575 | 822.3021 | 815.0202 | 820.2708 | 819.7024 | 817.5129 | 814.6433 | 809.8584 | 811.5402 | 817.8632 | 810.5439 | 817.1638 | 807.7111 | 816.9535 | 810.7929 | 812.2442 | 818.934 | 817.7038 | 814.9344 | 816.5215 | 816.3733 | 820.5709 | 814.3044 | 821.1969 | 818.1459 | 814.7871 | 819.5544 | 704.9782 | 813.366 | 812.7504 | 808.6459 | 813.9064 | 811.1588 | 820.1094 | 815.336 | 823.348 | 812.7017 | 816.1475 | 821.4159 | 816.1155 | 820.6192 | 816.24 | 812.5449 | 813.0371 | 823.8895 | 806.3188 | 817.8346 | 817.2616 | 817.315 | 815.5401 | 812.5977 | 807.8335 | 818.1052 | 818.4539 | 821.144 | 815.7081 | 816.0892 | 814.6261 | 816.8474 | 816.5082 | 811.8315 | 819.6776 | 822.0889 | 810.7448 | 819.3037 | 814.3301 | 822.0364 | 814.5844 | 813.9884 | 822.419 | 815.3213 | 815.0834 | 819.8573 | 818.5505 | 816.8394 | 818.8645 | 809.553 | 817.7072 | 815.1791 | 812.4936 | 812.6142 | 814.9218 | 819.5939 | 824.0214 | 813.3382 | 817.3372 | 814.761 | 755.8497 | 813.581 | 816.3218 | 811.9989 | 818.0162 | 820.7069 | 812.9209 | 813.0243 | 822.6673 | 813.5684 | 818.7473 | 812.2245 | 813.4247 | 818.5125 | 819.4816 | 821.0476 | 821.486 | 821.0397 | 811.5762 | 793.4511 | 812.7002 | 815.9294 | 820.3961 | 813.8314 | 818.7402 | 810.24 | 812.0982 | 813.795 | 817.1909 | 818.9004 | 808.6196 | 814.7868 | 754.9274 | 814.8291 | 814.2683 | 813.3949 | 824.1315 | 803.2311 | 821.4933 | 820.3521 | 817.0855 | 813.7461 | 818.2071 | 814.3483 | 820.7723 | 822.8403 | 818.833 | 815.0796 | 820.6887 | 819.8369 | 819.0531 | 813.1213 | 812.589 | 816.798 | 816.1741 | 820.9669 | 812.6527 | 813.9502 | 813.9382 | 815.0805 | 812.151 | 819.29 | 817.8163 | 814.4407 | 820.0657 | 816.3081 | 818.4493 | 818.9964 | 818.1694 | 816.8358 | 818.9964 | 815.3624 | 814.6467 | 796.9209 | 821.0474 | 813.7976 | 821.4472 | 817.1008 | 818.158 | 818.513 | 815.5416 | 809.4594 | 809.54 | 813.3751 | 817.3334 | 812.1111 | 816.3744 | 823.5222 | 817.8229 | 821.7259 | 816.6089 | 810.1708 | 815.1959 | 809.6455 | 795.6512 | 816.4318 | 811.953 | 813.1525 | 818.1154 | 819.8489 | 813.6891 | 818.515 | 806.4287 | 811.365 | 820.7177 | 811.7635 | 817.8623 | 815.3864 | 817.9477 | 817.4988 | 819.2685 | 817.3656 | 813.6722 | 824.7227 | 817.523 | 807.711 | 815.5677 | 817.986 | 811.1385 | 811.564 | 816.0646 | 814.6247 | 815.8093 | 818.197 | 819.3791 | 820.7873 | 820.8926 | 809.8988 | 810.9655 | 814.7615 | 811.4065 | 820.6311 | 810.5982 | 815.9512 | 814.7699 | 809.1289 | 810.2479 | 58.7327 | 815.0271 | 815.9696 | 816.964 | 512.7059 | 819.2698 | 819.8274 | 807.173 | 731.7045 | 813.6324 | 820.6384 | 812.295 | 820.5185 | 820.4726 | 814.9364 | 816.1531 | 817.5946 | 819.9254 | 783.7353 | 815.7463 | 823.7051 | 811.1747 | 818.0971 | 819.4103 | 815.1005 | 822.952 | 818.5722 | 820.0074 | 822.1004 | 782.4604 | 814.7285 | 814.5952 | 819.3767 | 818.0644 | 815.0991 | 819.9383 | 813.8259 | 812.2699 | 819.056 | 818.8194 | 820.5921 | 811.3103 | 814.1459 | 819.7735 | 818.4008 | 812.8956 | 820.8011 | 819.0346 | 821.5464 | 821.8783 | 811.229 | 812.7909 | 810.6571 | 814.9729 | 810.3195 | 821.8475 | 819.8815 | 818.4076 | 810.3976 | 810.3403 | 818.2546 | 813.7405 | 812.6541 | 819.4454 | 816.3142 | 820.6836 | 809.6535 | 822.1916 | 818.8065 | 820.9725 | 811.6966 | 817.68 | 818.3915 | 821.412 | 815.3599 | 819.2445 | 809.9115 | 821.0689 | 817.1874 | 810.6515 | 820.4753 | 812.6221 | 817.148 | 818.1416 | 817.8632 | 817.6419 | 818.5709 | 811.7423 | 812.9003 | 815.1612 | 812.5911 | 810.6679 | 798.768 | 819.5333 | 810.8217 | 816.9532 | 596.5179 | 821.3917 | 811.9857 | 817.493 | 810.7275 | 812.8333 | 818.1209 | 811.6381 | 814.1478 | 817.3277 | 810.446 | 818.5872 | 809.7758 | 822.0588 | 814.5133 | 812.2125 | 816.4392 | 815.6473 | 813.1206 | 817.4988 | 815.1403 | 821.6231 | 814.8845 | 811.504 | 818.4192 | 815.8877 | 810.305 | 812.1853 | 815.2187 | 813.58 | 649.7701 | 817.3404 | 809.4392 | 819.3267 | 812.2586 | 821.2898 | 822.9491 | 816.0414 | 813.3345 | 143.9876 | 823.207 | 819.1387 | 390.0402 | 821.2386 | 765.7739 | 812.5247 | 819.3628 | 815.3343 | 816.2696 | 814.5342 | 815.0539 | 817.6081 | 772.0682 | 818.6331 | 816.4534 | 813.6271 | 819.9852 | 817.4058 | 815.1165 | 814.9708 | 815.0444 | 813.8569 | 823.9631 | 812.7515 | 811.1479 | 820.2168 | 807.9468 | 818.8646 | 819.6439 | 805.8408 | 814.3312 | 816.7772 | 810.7745 | 812.5189 | 804.733 | 794.1455 | 818.7713 | 809.977 | 819.3 | 819.0638 | 819.8989 | 820.6187 | 817.8742 | 813.9767 | 817.072 | 813.1426 | 805.3376 | 814.6835 | 821.0858 | 819.8489 | 818.2389 | 815.4622 | 815.056 | 762.0705 | 815.7289 | 816.19 | 809.8534 | 807.012 | 809.7459 | 816.3873 | 814.6259 | 820.6005 | 817.6049 | 821.5235 | 817.4191 | 796.6848 | 820.816 | 816.3814 | 819.0498 | 808.7889 | 823.0259 | 813.9304 | 813.9084 | 817.9798 | 813.3938 | 814.9058 | 817.3242 | 816.1648 | 813.0977 | 734.5027 | 823.8381 | 820.1131 | 819.6517 | 810.2468 | 818.3123 | 800.0666 | 817.2669 | 819.8216 | 811.3367 | 822.3407 | 434.3631 | 812.5603 | 817.3033 | 811.2669 | 789.8024 | 818.8055 | 811.8829 | 817.0081 | 814.4417 | 816.645 | 815.1769 | 814.5107 | 818.3761 | 807.7233 | 818.8056 | 816.9914 | 815.4617 | 813.0087 | 811.747 | 813.6576 | 820.9573 | 812.5749 | 812.3497 | 816.0766 | 821.0945 | 778.9164 | 813.2294 | 771.9798 | 816.26 | 814.9878 | 812.3991 | 814.7009 | 814.236 | 766.9795 | 812.82 | 816.3549 | 818.3001 | 817.7915 | 810.6388 | 812.0552 | 810.5518 | 810.5134 | 812.0413 | 812.1044 | 776.5572 | 818.5028 | 816.5626 | 812.0179 | 816.4364 | 815.4158 | 812.3739 | 812.4329 | 815.757 | 66.5116 | 817.0432 | 819.8645 | 821.4129 | 785.2025 | 819.6588 | 815.9701 | 821.8087 | 810.9797 | 813.4233 | 809.386 | 815.7062 | 815.7818 | 787.9256 | 817.0569 | 818.4522 | 811.4519 | 818.6773 | 820.5315 | 819.0076 | 814.961 | 820.5421 | 816.6326 | 814.7663 | 811.7713 | 813.6507 | 813.2148 | 819.3504 | 811.0456 | 817.5766 | 818.3038 | 809.4722 | 820.705 | 815.9432 | 814.7677 | 816.2933 | 802.6202 | 464.5321 | 818.723 | 812.3623 | 816.8748 | 820.6692 | 814.8385 | 820.661 | 815.0378 | 819.3214 | 816.2256 | 813.7944 | 819.4749 | 783.7352 | 813.5241 | 817.1804 | 820.9598 | 822.0182 | 819.5704 | 812.6714 | 819.0715 | 815.0659 | 813.2287 | 815.0936 | 807.8394 | 798.1325 | 811.895 | 815.3272 | 818.2699 | 818.3181 | 818.9465 | 811.7546 | 817.0385 | 813.2878 | 812.1162 | 812.419 | 818.6522 | 822.4199 | 815.7345 | 785.3648 | 822.4118 | 812.2989 | 822.1777 | 812.046 | 810.9386 | 820.2754 | 819.6724 | 821.4197 | 820.9091 | 812.2761 | 812.9694 | 818.2384 | 806.005 | 816.2466 | 815.8303 | 820.272 | 810.7803 | 508.9148 | 814.8257 | 807.9194 | 820.3655 | 817.6991 | 820.3781 | 816.8877 | 819.1079 | 815.4908 | 819.2829 | 807.2053 | 813.1929 | 816.3056 | 820.9394 | 820.1398 | 800.0275 | 817.5056 | 813.6833 | 815.4425 | 813.8751 | 802.3679 | 811.4092 | 813.3613 | 818.0284 | 815.8084 | 816.2187 | 807.4835 | 820.8328 | 818.5423 | 815.2167 | 815.6546 | 813.7903 | 818.234 | 815.3516 | 813.5711 | 797.617 | 814.9888 | 817.3017 | 815.6277 | 821.603 | 817.6975 | 820.5418 | 821.219 | 820.6143 | 813.2293 | 818.7873 | 819.4268 | 816.6749 | 764.5331 | 812.2433 | 821.1423 | 812.3417 | 812.2043 | 818.0245 | 815.9311 | 814.3192 | 811.8485 | 815.0697 | 811.5084 | 823.6342 | 817.8878 | 820.153 | 823.4866 | 819.3863 | 818.9673 | 816.2746 | 812.7194 | 811.7175 | 811.4411 | 815.4784 | 815.4102 | 820.3649 | 816.8998 | 817.4868 | 813.1098 | 819.0746 | 817.5003 | 782.4623 | 821.097 | 799.9949 | 811.6116 | 812.2076 | 813.9772 | 822.5043 | 818.5458 | 820.065 | 816.5489 | 813.0906 | 811.173 | 819.3367 | 816.0178 | 814.607 | 819.2402 | 821.4096 | 816.2604 | 750.8825 | 814.4057 | 812.606 | 820.3111 | 820.3861 | 816.2037 | 818.3766 | 796.8959 | 823.8123 | 818.4293 | 814.2812 | 729.4459 | 819.524 | 814.607 | 812.1156 | 810.5298 | 726.1486 | 781.8344 | 816.0325 | 816.391 | 817.0736 | 813.2217 | 817.0727 | 820.8775 | 810.9432 | 818.6619 | 820.7282 | 812.0924 | 813.4021 | 812.8013 | 816.627 | 785.339 | 813.5666 | 793.636 | 817.5417 | 817.4176 | 814.0474 | 781.9312 | 815.9557 | 813.5751 | 819.7429 | 813.0734 | 821.7662 | 811.8264 | 817.5931 | 814.8214 | 820.7414 | 820.5925 | 816.4572 | 817.4112 | 818.1598 | 821.2925 | 810.1034 | 809.7451 | 811.7195 | 816.2298 | 822.5335 | 806.3112 | 811.284 | 814.8958 | 814.8183 | 684.6626 | 813.2693 | 814.0471 | 815.947 | 814.4731 | 810.6254 | 811.0216 | 820.7887 | 811.1323 | 812.7508 | 810.0449 | 811.3613 | 817.6009 | 814.168 | 822.1924 | 818.0496 | 812.4103 | 817.442 | 816.3162 | 817.1168 | 816.0826 | 817.618 | 814.7307 | 818.4299 | 816.2845 | 818.2099 | 813.2477 | 789.4561 | 811.78 | 815.3294 | 810.349 | 815.696 | 823.4341 | 809.9335 | 815.8644 | 811.324 | 815.5213 | 819.144 | 819.6341 | 819.1293 | 810.6458 | 822.4178 | 812.8329 | 815.7035 | 820.758 | 724.9371 | 818.0124 | 814.02 | 820.9131 | 813.3775 | 818.7631 | 813.9334 | 812.8007 | 810.0462 | 811.9432 | 548.2835 | 812.4352 | 814.7059 | 818.074 | 643.0233 | 820.0737 | 815.1122 | 817.4306 | 817.0606 | 820.8851 | 809.3693 | 813.7963 | 822.8697 | 803.901 | 813.1926 | 803.3353 | 818.3281 | 821.4672 | 817.4902 | 820.1527 | 819.7313 | 821.7904 | 815.7649 | 819.6617 | 807.7204 | 813.5345 | 813.6011 | 791.4282 | 817.7084 | 807.903 | 821.3044 | 813.4228 | 820.736 | 818.4825 | 810.9049 | 813.8977 | 812.0629 | 820.4401 | 814.4843 | 753.7385 | 811.3573 | 821.3494 | 802.0819 | 819.7194 | 817.2045 | 818.0809 | 816.8253 | 820.0828 | 821.963 | 816.9258 | 820.1666 | 818.2395 | 818.2586 | 812.0562 | 820.5246 | 818.8575 | 815.103 | 799.4382 | 813.6924 | 799.2861 | 808.3411 | 811.5346 | 821.6905 | 810.7478 | 808.5345 | 822.2555 | 822.3979 | 812.5871 | 811.5171 | 821.1139 | 812.3766 | 824.1041 | 821.8374 | 823.074 | 806.2825 | 820.3885 | 817.1804 | 812.8345 | 809.3241 | 818.7135 | 819.3442 | 811.9062 | 820.2767 | 171.5389 | 820.5919 | 814.3594 | 818.3764 | 821.3388 | 819.0969 | 810.795 | 822.8907 | 813.3485 | 721.4172 | 813.4522 | 214.5735 | 812.7278 | 819.2165 | 818.9337 | 817.1238 | 815.2848 | 822.4465 | 814.1384 | 702.8742 | 819.859 | 820.6061 | 787.4929 | 763.5516 | 820.0683 | 819.3013 | 812.1569 | 813.7273 | 820.4512 | 821.9434 | 806.5624 | 815.6177 | 822.4921 | 815.2501 | 816.6686 | 819.9512 | 819.9348 | 816.4858 | 512.3898 | 820.0053 | 822.7863 | 822.7698 | 819.9724 | 816.6373 | 822.1198 | 812.5324 | 819.6305 | 819.6417 | 822.9557 | 811.3552 | 817.5841 | 812.7944 | 814.5961 | 816.7335 | 819.1918 | 810.5824 | 806.8165 | 812.2188 | 815.4351 | 810.6414 | 814.4562 | 820.3665 | 811.1379 | 818.3729 | 816.3028 | 799.4556 | 816.2988 | 822.4606 | 821.8018 | 812.9681 | 814.4999 | 815.3886 | 818.0902 | 813.328 | 814.5636 | 810.6232 | 818.2492 | 701.8856 | 814.6495 | 818.952 | 820.5313 | 818.8091 | 726.8441 | 816.801 | 812.4364 | 814.1412 | 818.4627 | 819.8591 | 73.5145 | 814.5844 | 823.233 | 819.052 | 820.4402 | 816.9557 | 820.3738 | 812.7213 | 820.2901 | 802.341 | 811.7857 | 819.6833 | 820.4854 | 818.521 | 702.6054 | 816.6113 | 820.7631 | 814.1781 | 814.0258 | 816.9505 | 813.6583 | 818.1626 | 812.757 | 817.5175 | 809.7998 | 816.477 | 816.4022 | 816.9501 | 817.0396 | 809.2941 | 819.7841 | 816.3047 | 815.3497 | 815.659 | 817.5913 | 822.7284 | 810.2375 | 815.6321 | 818.7231 | 822.0834 | 813.2242 | 812.0065 | 800.2608 | 803.8793 | 812.4385 | 819.5216 | 810.8442 | 817.7754 | 812.2029 | 814.1756 | 819.753 | 821.6498 | 815.9977 | 815.3849 | 815.6073 | 814.9354 | 817.674 | 817.0882 | 809.3398 | 820.8534 | 737.882 | 799.759 | 817.3967 | 820.5019 | 815.0767 | 814.7182 | 817.9668 | 812.1928 | 818.1499 | 822.509 | 813.7996 | 813.7231 | 769.8724 | 818.027 | 819.5694 | 821.9705 | 814.0434 | 809.0825 | 813.7864 | 818.0134 | 808.7794 | 819.5571 | 814.7535 | 812.5114 | 812.9629 | 811.155 | 818.7746 | 815.6078 | 822.1827 | 812.0461 | 813.9964 | 807.6114 | 813.331 | 817.9141 | 815.1454 | 819.8926 | 810.9943 | 817.4507 | 811.625 | 813.0741 | 815.7505 | 811.7096 | 816.8507 | 819.8482 | 812.4905 | 820.6632 | 814.4534 | 812.9918 | 811.0614 | 824.7054 | 815.4959 | 815.0291 | 805.5763 | 814.5657 | 811.0362 | 815.333 | 805.7137 | 824.6214 | 816.1159 | 823.4022 | 816.9532 | 811.1483 | 819.9661 | 813.9581 | 816.1655 | 811.1345 | 811.8371 | 812.0378 | 821.3108 | 823.7052 | 807.8299 | 814.6461 | 812.8243 | 819.7099 | 814.8125 | 822.2605 | 819.0563 | 811.8081 | 813.8974 | 816.6853 | 806.3353 | 811.2371 | 809.3646 | 820.8108 | 814.2672 | 823.2771 | 811.3307 | 811.5985 | 819.8489 | 821.9955 | 815.1941 | 821.1254 | 818.3375 | 815.9024 | 554.6842 | 817.7907 | 811.7759 | 810.509 | 814.7278 | 817.5638 | 808.0563 | 821.7512 | 819.9793 | 812.9252 | 815.41 | 811.8953 | 105.5591 | 812.7719 | 815.8818 | 823.9572 | 818.3575 | 816.2508 | 393.2356 | 815.5212 | 814.3338 | 820.0252 | 810.9859 | 819.1689 | 800.7684 | 817.4116 | 821.9335 | 287.3598 | 813.241 | 795.991 | 813.1719 | 816.866 | 820.4182 | 812.3406 | 816.9908 | 820.6911 | 816.99 | 824.4076 | 815.3405 | 818.5308 | 811.8312 | 822.7349 | 809.368 | 815.8866 | 813.7673 | 812.4942 | 814.4928 | 814.7463 | 816.656 | 820.3738 | 810.2387 | 821.1918 | 814.2808 | 818.753 | 816.4133 | 818.9396 | 817.0181 | 814.0064 | 816.2866 | 811.8939 | 813.979 | 820.5433 | 759.1452 | 813.1067 | 815.1951 | 813.3303 | 813.3434 | 811.6342 | 821.574 | 47.7419 | 820.1608 | 813.2648 | 813.1856 | 804.521 | 817.2543 | 817.4503 | 816.8086 | 818.2636 | 819.8602 | 801.9999 | 810.9035 | 820.1613 | 820.8662 | 817.1716 | 822.4397 | 815.6167 | 820.6145 | 816.2065 | 815.0051 | 696.9749 | 817.9416 | 812.1709 | 813.6775 | 814.4688 | 813.6199 | 815.1103 | 818.6348 | 817.0064 | 820.0063 | 822.8321 | 814.4375 | 814.1895 | 814.0599 | 817.426 | 816.2454 | 814.1072 | 777.8307 | 812.4511 | 811.9273 | 810.3234 | 820.9709 | 819.9059 | 819.1905 | 447.4784 | 818.0264 | 823.5774 | 819.2683 | 815.5767 | 807.667 | 808.9586 | 635.9703 | 812.8539 | 817.8854 | 812.9072 | 812.1165 | 821.3722 | 815.573 | 615.3092 | 809.8256 | 813.1439 | 822.9538 | 815.6005 | 811.9733 | 811.9578 | 822.2199 | 812.3226 | 816.3961 | 814.3213 | 810.1658 | 818.2349 | 815.0124 | 821.7002 | 816.8231 | 818.3425 | 806.1037 | 814.2202 | 783.6518 | 819.0704 | 822.6876 | 819.3515 | 810.0947 | 818.3122 | 812.3306 | 812.6565 | 815.6748 | 821.8176 | 820.6255 | 817.3558 | 818.5581 | 810.3999 | 816.2135 | 823.5556 | 815.2928 | 816.5031 | 812.4706 | 812.9294 | 816.3175 | 817.3357 | 814.7941 | 822.3105 | 816.1713 | 818.8523 | 819.4786 | 724.2389 | 813.6006 | 816.412 | 813.189 | 818.1899 | 811.7051 | 741.4026 | 825.2956 | 816.265 | 813.2627 | 818.5807 | 817.0123 | 812.83 | 754.2645 | 819.0479 | 810.4202 | 743.0698 | 678.0094 | 814.7046 | 820.0501 | 816.4621 | 814.7331 | 814.9103 | 821.4689 | 816.4074 | 810.5434 | 822.0749 | 818.6182 | 820.7074 | 818.4579 | 820.2781 | 774.4445 | 818.3466 | 809.4117 | 817.1372 | 822.8166 | 817.1284 | 792.8181 | 814.4649 | 815.4223 | 812.917 | 811.5964 | 815.6227 | 817.9148 | 812.7852 | 810.9287 | 812.4206 | 809.1148 | 819.2865 | 814.2982 | 819.5567 | 814.0914 | 804.7522 | 810.9785 | 818.7297 | 812.9026 | 813.0863 | 814.0133 | 817.29 | 807.907 | 820.9001 | 818.7589 | 813.2726 | 818.6668 | 818.1503 | 818.4784 | 810.2996 | 811.4719 | 798.9766 | 813.7168 | 813.4615 | 814.1044 | 814.7249 | 812.5086 | 814.1548 | 770.6859 | 812.7264 | 811.136 | 819.6731 | 812.055 | 816.6915 | 817.0948 | 814.2742 | 764.3891 | 812.2265 | 817.1578 | 716.7344 | 823.1849 | 819.2961 | 816.5986 | 807.4388 | 812.3624 | 814.7194 | 812.8065 | 561.5157 | 821.7653 | 819.1897 | 819.7992 | 811.4668 | 715.1361 | 814.5165 | 816.0416 | 813.2087 | 813.0171 | 805.0121 | 814.8006 | 813.7719 | 811.8274 | 820.7573 | 813.5158 | 813.6766 | 812.7851 | 819.7715 | 816.9146 | 818.3509 | 735.5839 | 816.2672 | 816.6453 | 815.9817 | 812.4845 | 817.5156 | 823.1536 | 819.7377 | 816.0417 | 812.9759 | 817.7698 | 814.5194 | 794.065 | 817.2657 | 820.4138 | 814.6531 | 814.3878 | 813.3487 | 715.4525 | 818.5733 | 809.4609 | 815.8184 | 815.0639 | 821.3241 | 816.4985 | 819.3965 | 778.2752 | 813.7345 | 821.4149 | 820.9232 | 809.0371 | 820.6231 | 819.1399 | 782.0011 | 824.1204 | 811.8631 | 810.7423 | 805.6078 | 817.2682 | 812.3397 | 820.1688 | 810.9608 | 812.8716 | 817.0767 | 724.2403 | 818.0921 | 820.3209 | 815.5945 | 805.1583 | 813.1203 | 821.4141 | 816.0502 | 804.2366 | 815.551 | 814.8088 | 823.1555 | 818.6005 | 814.3938 | 822.2498 | 401.1766 | 812.0295 | 813.2934 | 807.9815 | 823.4368 | 813.8675 | 816.1197 | 811.3384 | 811.4151 | 811.4708 | 822.4242 | 821.0564 | 810.0329 | 817.6802 | 817.8711 | 807.9471 | 807.5596 | 820.3526 | 815.2086 | 811.2092 | 819.8638 | 819.0499 | 815.1621 | 820.1867 | 814.2506 | 811.6645 | 811.6558 | 810.574 | 813.3775 | 817.4161 | 357.8155 | 815.6085 | 811.7789 | 821.2127 | 809.0836 | 814.7498 | 813.0719 | 808.5371 | 817.9651 | 823.6694 | 784.0062 | 816.8658 | 817.2719 | 805.0279 | 813.1341 | 820.2336 | 811.5256 | 760.5713 | 810.7493 | 817.4264 | 817.2672 | 814.6181 | 821.0671 | 812.7983 | 822.2756 | 819.7395 | 820.042 | 817.7317 | 811.8953 | 819.1274 | 816.4504 | 816.2871 | 819.9127 | 794.7483 | 810.66 | 819.5525 | 814.0388 | 811.0996 | 811.5013 | 810.3955 | 822.7833 | 815.3863 | 819.3833 | 816.6305 | 815.989 | 821.93 | 821.7941 | 820.0253 | 820.0992 | 818.2744 | 815.5615 | 776.2349 | 803.9952 | 812.2068 | 812.2932 | 817.1837 | 815.2084 | 819.8579 | 823.0826 | 813.3567 | 812.3711 | 809.2545 | 817.8764 | 811.0575 | 817.7468 | 802.1164 | 813.8984 | 811.6687 | 813.4557 | 806.4341 | 821.2181 | 812.8587 | 819.2444 | 821.38 | 815.8093 | 820.9083 | 742.1021 | 810.5648 | 813.9749 | 817.5203 | 820.951 | 808.6716 | 810.303 | 821.887 | 814.4413 | 818.2422 | 819.976 | 820.3493 | 813.3629 | 820.7015 | 820.034 | 811.9131 | 823.1952 | 823.8469 | 814.5046 | 821.2186 | 817.396 | 811.625 | 817.6358 | 819.5573 | 820.1771 | 821.0697 | 815.6221 | 813.5542 | 816.61 | 819.5688 | 807.8602 | 818.6133 | 816.7762 | 816.3667 | 809.6505 | 819.6039 | 818.7699 | 812.6886 | 792.8012 | 820.75 | 814.669 | 823.3049 | 821.7974 | 815.9502 | 810.0016 | 810.874 | 798.674 | 813.8319 | 808.0114 | 817.5179 | 810.7378 | 819.7072 | 820.1266 | 816.3409 | 820.8744 | 818.8018 | 817.9616 | 824.2053 | 821.364 | 816.7602 | 815.2226 | 821.1651 | 814.8102 | 811.8806 | 811.4889 | 813.9148 | 820.2017 | 819.3867 | 809.5439 | 818.6559 | 819.3887 | 818.0076 | 815.5799 | 820.5997 | 810.4117 | 812.1118 | 815.0744 | 818.5953 | 819.2466 | 813.2122 | 819.3534 | 815.2809 | 821.1607 | 813.3102 | 813.9471 | 812.6007 | 819.9307 | 808.236 | 818.3711 | 823.1559 | 822.0478 | 811.6668 | 810.4204 | 815.4121 | 821.6383 | 817.4405 | 810.3611 | 810.292 | 822.4919 | 820.42 | 819.2715 | 819.0652 | 817.4454 | 822.5474 | 821.1173 | 753.762 | 815.153 | 813.8423 | 821.7945 | 815.2717 | 816.4834 | 820.2754 | 818.3942 | 775.9635 | 812.6461 | 813.9056 | 810.5913 | 811.2303 | 812.3428 | 645.6632 | 821.8925 | 816.1563 | 819.656 | 811.3425 | 816.8254 | 823.5684 | 811.7157 | 820.2033 | 818.5904 | 818.7428 | 820.9275 | 809.1478 | 599.4046 | 815.1584 | 811.972 | 740.3856 | 749.0543 | 816.1545 | 711.3399 | 813.207 | 814.2401 | 818.3733 | 817.5118 | 818.9359 | 815.5105 | 813.5864 | 820.9188 | 820.1315 | 822.285 | 820.1855 | 810.7299 | 753.3372 | 818.0707 | 814.16 | 812.6358 | 817.011 | 811.0709 | 822.4976 | 814.6344 | 820.3513 | 768.8747 | 812.368 | 820.7328 | 810.6145 | 808.0823 | 812.7659 | 807.4648 | 818.9589 | 813.7299 | 805.7122 | 813.9727 | 818.4209 | 820.2763 | 817.4029 | 816.9388 | 813.6321 | 819.5305 | 820.8592 | 821.5712 | 818.4135 | 810.3938 | 812.7584 | 604.4607 | 815.5055 | 823.5379 | 814.7218 | 817.9046 | 820.2384 | 816.4725 | 815.9018 | 813.1648 | 815.1219 | 745.3945 | 774.9515 | 809.8148 | 821.0086 | 816.0888 | 813.6172 | 810.239 | 69.2065 | 819.9419 | 815.4603 | 814.5247 | 816.8903 | 822.6878 | 789.3846 | 101.9337 | 809.1687 | 809.7161 | 774.3672 | 823.5742 | 819.4819 | 822.0036 | 812.1663 | 812.462 | 813.367 | 812.8666 | 819.1212 | 819.3127 | 819.8297 | 813.8816 | 821.2841 | 809.9266 | 820.2464 | 817.5025 | 823.2684 | 816.8632 | 808.0643 | 794.5483 | 812.6676 | 813.5034 | 812.7272 | 814.2936 | 819.4979 | 817.903 | 805.0211 | 817.1564 | 815.2613 | 818.9226 | 815.2745 | 819.1198 | 808.9518 | 818.9533 | 816.0715 | 813.0106 | 814.4304 | 819.7912 | 813.519 | 817.2604 | 814.1042 | 819.8128 | 822.9691 | 821.6631 | 814.2904 | 818.8251 | 812.3915 | 812.2978 | 813.9357 | 811.94 | 814.7331 | 814.3345 | 803.0594 | 815.5582 | 821.4599 | 813.3386 | 810.4142 | 817.7574 | 814.4066 | 818.7363 | 817.0067 | 820.6537 | 820.926 | 225.9166 | 816.704 | 823.3845 | 819.8987 | 822.4726 | 816.9395 | 809.4572 | 824.0814 | 816.9995 | 811.7906 | 812.5613 | 812.6848 | 815.3638 | 823.2259 | 810.7275 | 814.4307 | 819.8996 | 820.4579 | 817.5808 | 818.8332 | 812.6105 | 320.1595 | 812.7942 | 819.6949 | 817.8087 | 818.416 | 809.652 | 812.2216 | 818.5149 | 820.6288 | 811.7036 | 822.6679 | 810.7104 | 816.2567 | 823.5729 | 820.7254 | 819.9347 | 816.3758 | 812.3221 | 808.1935 | 815.6208 | 809.0097 | 820.4136 | 810.2585 | 814.809 | 815.3333 | 814.9167 | 817.3413 | 813.3745 | 819.9297 | 809.3699 | 816.8152 | 814.2878 | 820.2907 | 814.1542 | 816.317 | 823.8747 | 823.1924 | 821.5126 | 813.8664 | 811.5648 | 814.26 | 822.0262 | 811.3138 | 811.3786 | 819.7872 | 815.0089 | 810.108 | 816.629 | 815.7125 | 814.5191 | 817.4122 | 812.3392 | 805.4824 | 815.6308 | 809.1714 | 812.5905 | 811.488 | 816.7744 | 818.9557 | 818.1649 | 819.7902 | 810.4917 | 813.7868 | 818.2888 | 816.7126 | 814.4988 | 817.1984 | 815.1855 | 817.2746 | 796.8635 | 818.3516 | 813.7331 | 406.7018 | 816.121 | 819.6179 | 820.644 | 818.8443 | 814.527 | 820.7334 | 765.2972 | 810.3942 | 811.6235 | 815.8351 | 751.2076 | 817.2921 | 814.5038 | 809.9353 | 810.1128 | 810.4264 | 818.4683 | 814.8162 | 815.6314 | 285.0695 | 817.9454 | 811.2516 | 811.3489 | 816.4306 | 817.2318 | 820.0784 | 812.9085 | 818.4083 | 784.0944 | 821.3156 | 814.2826 | 812.7857 | 813.1768 | 819.1249 | 817.5093 | 818.4712 | 814.1845 | 815.1029 | 816.0849 | 809.8677 | 811.2975 | 821.623 | 821.1993 | 808.9772 | 811.6231 | 817.2265 | 820.6318 | 805.3977 | 817.2129 | 812.0834 | 765.9695 | 819.143 | 811.716 | 818.2655 | 810.2773 | 814.4236 | 815.3574 | 812.5798 | 820.216 | 818.6463 | 818.7618 | 575.8029 | 582.9469 | 815.032 | 782.9913 | 815.1846 | 816.9206 | 810.5901 | 812.0831 | 794.7086 | 759.5556 | 816.5533 | 818.3283 | 817.16 | 824.2145 | 822.8248 | 813.5572 | 814.8334 | 817.418 | 813.8467 | 820.419 | 812.3167 | 815.505 | 813.5495 | 817.193 | 820.9855 | 813.2642 | 815.8839 | 814.3424 | 817.7819 | 820.3446 | 815.7851 | 814.7826 | 822.5501 | 810.9445 | 816.5163 | 816.0661 | 821.7894 | 814.9774 | 816.1775 | 814.3351 | 809.1604 | 812.0884 | 812.0362 | 815.9909 | 546.9747 | 820.605 | 813.4336 | 818.3256 | 820.6272 | 816.3709 | 813.4693 | 816.7982 | 818.8197 | 816.0235 | 818.1676 | 812.1281 | 813.0212 | 817.2151 | 816.7411 | 821.3238 | 817.6807 | 822.0692 | 818.327 | 815.5734 | 816.3087 | 810.1332 | 816.253 | 815.0224 | 810.6944 | 810.2584 | 816.7185 | 818.6207 | 812.8346 | 818.9299 | 817.9091 | 822.5059 | 814.6603 | 823.0944 | 816.8903 | 811.0475 | 812.3241 | 815.0208 | 815.042 | 816.4828 | 813.5257 | 816.3176 | 816.4978 | 816.6597 | 821.6271 | 735.1418 | 820.8716 | 815.5636 | 812.4272 | 817.3292 | 825.4417 | 822.0035 | 808.2589 | 816.6426 | 817.4462 | 815.4961 | 784.0361 | 790.3741 | 816.4189 | 810.961 | 816.2616 | 824.1669 | 813.3065 | 794.7471 | 819.9907 | 808.3376 | 822.6527 | 822.5699 | 823.0505 | 819.0178 | 813.6706 | 797.3487 | 817.2793 | 812.4297 | 814.6674 | 820.5415 | 815.4967 | 814.8837 | 818.6013 | 705.7041 | 814.0173 | 821.2986 | 806.8994 | 824.6189 | 105.3019 | 816.7762 | 817.7585 | 813.4528 | 292.8074 | 814.1872 | 811.4508 | 813.2378 | 813.9109 | 811.4792 | 821.5016 | 809.9461 | 813.2367 | 817.8017 | 816.9605 | 811.753 | 810.0909 | 813.6453 | 816.972 | 819.7417 | 815.3084 | 819.9629 | 820.6328 | 813.5528 | 811.5238 | 817.6919 | 810.1153 | 814.2626 | 819.2033 | 822.5445 | 815.5807 | 819.1485 | 815.6826 | 814.4552 | 820.3907 | 817.114 | 753.2423 | 821.8696 | 813.2697 | 813.4156 | 820.5795 | 216.6701 | 818.7875 | 816.0947 | 821.1055 | 817.7786 | 820.7269 | 811.3855 | 813.8685 | 822.9799 | 819.8345 | 822.0206 | 816.3864 | 819.403 | 818.7961 | 816.5851 | 819.8634 | 813.1761 | 820.8811 | 797.3665 | 815.1296 | 813.5082 | 808.7223 | 810.0637 | 816.463 | 817.1137 | 809.4279 | 822.1025 | 816.0523 | 815.4907 | 815.2516 | 817.5452 | 811.8562 | 811.5718 | 811.1408 | 816.9353 | 757.8824 | 815.3444 | 781.0698 | 774.8495 | 815.1034 | 811.1314 | 816.161 | 819.5539 | 819.6123 | 807.8842 | 812.5478 | 792.8535 | 813.2713 | 815.8076 | 809.7005 | 818.7407 | 812.7428 | 816.2864 | 819.1529 | 819.7485 | 809.7505 | 809.4881 | 820.1513 | 816.7741 | 808.0912 | 813.312 | 812.7657 | 820.082 | 817.7099 | 809.5311 | 562.866 | 813.0245 | 817.3411 | 813.1419 | 819.7216 | 818.5904 | 819.7472 | 812.744 | 811.3877 | 817.1823 | 814.0834 | 818.6763 | 818.7059 | 821.6882 | 820.6972 | 757.25 | 818.5317 | 816.4326 | 820.1762 | 814.4555 | 813.4606 | 813.4742 | 812.4259 | 751.8946 | 822.1539 | 824.014 | 800.6214 | 817.0378 | 814.6781 | 817.8079 | 804.0049 | 818.5459 | 814.025 | 820.7345 | 813.9409 | 815.8662 | 821.3296 | 811.2876 | 820.1451 | 788.9853 | 812.2044 | 813.9328 | 820.0153 | 813.4349 | 814.2564 | 803.9387 | 807.8742 | 819.9469 | 818.1334 | 821.6024 | 813.1796 | 813.7017 | 773.2863 | 816.202 | 814.6659 | 823.1351 | 818.1904 | 818.3662 | 706.5374 | 816.5455 | 819.3136 | 822.1777 | 813.1541 | 814.0863 | 810.089 | 819.0931 | 817.6698 | 819.1045 | 814.5947 | 819.9262 | 810.7877 | 819.3635 | 820.8549 | 811.3246 | 818.3208 | 789.5754 | 812.6555 | 806.5952 | 810.4132 | 817.6091 | 817.8594 | 812.9722 | 821.4581 | 823.8269 | 817.6683 | 812.1674 | 814.4919 | 816.8737 | 821.1093 | 818.9289 | 803.9871 | 818.6305 | 813.8193 | 810.3632 | 820.1566 | 818.6488 | 820.9609 | 816.4477 | 811.5419 | 818.4379 | 813.0629 | 812.8014 | 804.0533 | 810.5243 | 816.4336 | 814.3549 | 818.9334 | 815.4531 | 820.0095 | 812.848 | 819.319 | 817.3207 | 821.9384 | 813.1139 | 816.2566 | 819.7474 | 820.0705 | 814.7925 | 820.9606 | 819.2938 | 813.1099 | 811.9008 | 820.7599 | 812.3399 | 814.9629 | 817.0833 | 817.311 | 814.9902 | 816.9043 | 817.0877 | 814.8569 | 819.6639 | 822.0867 | 819.8515 | 813.9336 | 820.4004 | 733.2449 | 823.3668 | 820.1208 | 819.031 | 816.5543 | 819.1086 | 821.3457 | 820.003 | 809.4273 | 823.1003 | 812.2576 | 809.6649 | 818.5837 | 814.6946 | 819.2503 | 815.444 | 810.1427 | 816.286 | 820.8398 | 813.3943 | 814.5312 | 817.4152 | 810.8206 | 814.4883 | 809.089 | 822.4176 | 809.1492 | 821.5212 | 812.471 | 817.8677 | 810.0739 | 746.24 | 819.751 | 818.0755 | 820.7698 | 813.3305 | 820.8742 | 815.7303 | 821.0077 | 823.0405 | 820.4385 | 814.008 | 813.4651 | 795.0203 | 757.6334 | 823.7536 | 816.2494 | 816.7649 | 800.7463 | 812.3198 | 822.0954 | 808.6383 | 816.9084 | 822.8299 | 816.1224 | 809.6515 | 814.4424 | 767.4105 | 824.1431 | 811.2778 | 816.6917 | 817.2425 | 821.1921 | 815.2648 | 807.251 | 812.9796 | 807.9353 | 820.0987 | 817.7481 | 814.9241 | 810.2526 | 821.1873 | 784.1438 | 819.5948 | 819.4127 | 812.6071 | 812.8687 | 822.1674 | 819.3545 | 818.9145 | 812.485 | 811.9457 | 821.878 | 821.1436 | 815.7101 | 808.3504 | 820.6211 | 810.6948 | 811.668 | 758.6442 | 812.2301 | 809.8845 | 815.634 | 803.2882 | 815.3923 | 817.3129 | 580.725 | 820.7838 | 819.0784 | 816.4208 | 812.9742 | 820.7598 | 815.7385 | 817.7625 | 814.1081 | 813.1147 | 813.7349 | 804.1989 | 815.4045 | 815.6196 | 811.4932 | 820.6915 | 812.5024 | 810.9734 | 812.4954 | 812.6856 | 819.7851 | 815.8752 | 765.1254 | 809.6282 | 821.5305 | 810.4193 | 815.4831 | 816.2969 | 807.9109 | 812.7935 | 820.6361 | 809.8097 | 819.8671 | 820.1717 | 820.2168 | 812.6024 | 819.1483 | 807.73 | 810.0512 | 822.6972 | 809.3102 | 821.1575 | 810.7485 | 810.7831 | 818.4444 | 325.2781 | 815.3492 | 806.717 | 821.0477 | 803.3153 | 810.9126 | 824.4854 | 806.4644 | 815.3376 | 818.6233 | 812.6611 | 816.0194 | 820.5398 | 817.1767 | 820.7327 | 821.1521 | 818.4334 | 824.9769 | 818.8361 | 819.4338 | 812.7002 | 815.0587 | 820.6147 | 811.0483 | 822.0803 | 815.6913 | 814.0514 | 821.8402 | 815.7619 | 817.0928 | 817.3798 | 804.99 | 814.1091 | 820.23 | 822.4464 | 808.6615 | 814.4426 | 811.591 | 814.7528 | 815.4067 | 789.4715 | 813.4322 | 279.2232 | 816.7538 | 817.7899 | 804.4885 | 814.2867 | 815.7235 | 787.4059 | 812.5682 | 821.475 | 820.8262 | 821.0929 | 818.5689 | 817.5758 | 814.3769 | 822.0233 | 819.7948 | 810.4194 | 820.3591 | 812.2866 | 810.626 | 818.5172 | 808.4901 | 821.3864 | 815.5053 | 810.7787 | 820.3914 | 816.9013 | 811.5016 | 821.7337 | 811.5546 | 815.7224 | 766.6925 | 791.8861 | 720.0575 | 820.8397 | 820.9584 | 815.3341 | 812.4403 | 818.5146 | 814.5549 | 820.1056 | 816.1418 | 813.9274 | 820.2048 | 817.6543 | 821.7015 | 809.6794 | 810.7013 | 817.786 | 816.9566 | 818.6261 | 820.532 | 814.3252 | 815.2074 | 822.3964 | 824.2719 | 814.9563 | 811.6307 | 821.2053 | 815.0793 | 820.692 | 815.6915 | 809.5815 | 816.5135 | 558.0332 | 785.3632 | 815.0106 | 812.0315 | 821.9233 | 821.1194 | 811.4361 | 819.4518 | 812.7724 | 818.6313 | 821.0109 | 823.5472 | 814.1084 | 817.3849 | 720.9454 | 809.8211 | 760.3811 | 820.1207 | 816.5051 | 804.1558 | 813.6675 | 813.4664 | 816.7587 | 821.2626 | 814.8805 | 817.9338 | 818.5421 | 805.087 | 811.4774 | 814.1403 | 819.4144 | 816.5322 | 817.731 | 821.5055 | 814.03 | 810.8229 | 810.7487 | 817.7843 | 812.9304 | 808.8141 | 815.3679 | 820.3043 | 814.5092 | 800.9611 | 813.7139 | 665.8873 | 804.9519 | 823.2699 | 806.4915 | 807.9173 | 819.1423 | 814.5239 | 818.8856 | 811.9016 | 820.237 | 823.5886 | 687.7791 | 813.4478 | 814.1762 | 810.0179 | 804.8323 | 823.6838 | 814.9409 | 819.3144 | 812.0531 | 811.5487 | 733.6846 | 814.5633 | 813.6377 | 817.5342 | 818.3317 | 817.9795 | 815.6145 | 813.2544 | 820.3147 | 813.9399 | 812.4033 | 807.7823 | 817.168 | 814.7799 | 815.1673 | 821.267 | 814.3591 | 771.685 | 815.3095 | 823.8912 | 819.246 | 811.7619 | 813.7162 | 822.4078 | 820.7452 | 817.7462 | 818.6283 | 811.2518 | 815.8893 | 793.1987 | 810.9804 | 820.7937 | 811.9794 | 815.6167 | 806.7212 | 809.5016 | 819.5977 | 482.5112 | 813.9106 | 812.8591 | 819.5462 | 767.3007 | 738.898 | 819.9871 | 816.2474 | 819.6755 | 818.5256 | 814.3977 | 813.9576 | 809.2094 | 798.1595 | 812.5094 | 809.6454 | 816.5159 | 812.7194 | 803.9444 | 810.4656 | 807.9376 | 709.2301 | 816.3797 | 816.6172 | 813.7936 | 813.1707 | 775.0221 | 820.6486 | 820.7242 | 818.2319 | 812.0963 | 808.698 | 820.8313 | 823.2235 | 814.5889 | 814.2463 | 811.7193 | 813.7454 | 806.6613 | 816.4574 | 813.3593 | 816.1383 | 622.854 | 809.8928 | 813.3581 | 782.3299 | 818.4524 | 814.7094 | 817.8361 | 825.2557 | 815.3297 | 811.1144 | 819.3688 | 810.7214 | 814.4989 | 818.2523 | 814.4914 | 818.9505 | 822.2785 | 821.2627 | 807.1237 | 811.842 | 818.7892 | 815.1622 | 816.764 | 815.0002 | 821.977 | 813.2754 | 821.1354 | 820.1438 | 821.4152 | 780.7745 | 808.4763 | 811.9059 | 815.939 | 815.0366 | 807.8154 | 815.5352 | 815.8781 | 815.5715 | 816.2058 | 818.8402 | 811.2862 | 811.0578 | 817.2631 | 814.6116 | 811.1947 | 812.2591 | 815.2545 | 815.0983 | 820.1195 | 817.6522 | 818.6506 | 814.5771 | 813.4559 | 815.8776 | 820.6354 | 812.8187 | 814 | 719.8408 | 815.5983 | 816.2023 | 812.3366 | 814.8848 | 815.7086 | 813.3986 | 823.9855 | 813.4434 | 822.4538 | 820.3467 | 816.5723 | 812.5371 | 821.7773 | 813.6162 | 816.0568 | 515.901 | 810.9711 | 821.7211 | 817.8649 | 809.2558 | 822.9623 | 814.3733 | 807.2667 | 822.6763 | 817.9133 | 819.1597 | 815.8058 | 823.4901 | 652.3804 | 816.2833 | 813.6317 | 816.4387 | 820.9422 | 817.8618 | 823.916 | 815.8416 | 772.6261 | 817.2722 | 818.2846 | 811.2357 | 128.53 | 818.872 | 812.2312 | 812.6966 | 815.5368 | 813.32 | 818.2475 | 812.9154 | 814.4742 | 811.005 | 814.9436 | 818.7927 | 661.1268 | 814.8344 | 816.2048 | 821.6772 | 814.3734 | 820.9595 | 814.2616 | 813.2904 | 815.2696 | 822.2839 | 819.4017 | 813.6033 | 816.5586 | 816.019 | 823.8357 | 817.4765 | 818.6354 | 815.3004 | 817.2245 | 819.2388 | 818.8939 | 820.2236 | 814.8039 | 818.3198 | 814.9277 | 812.6778 | 822.233 | 814.1303 | 806.5722 | 701.4291 | 814.1489 | 755.0029 | 823.5992 | 813.6835 | 814.7167 | 819.8129 | 819.3922 | 816.8562 | 821.8952 | 816.5233 | 820.7813 | 809.411 | 817.0062 | 819.1098 | 820.971 | 823.3118 | 814.7012 | 815.2521 | 814.6193 | 816.1301 | 814.4344 | 816.0548 | 818.2438 | 817.446 | 741.3529 | 799.369 | 812.5952 | 816.0435 | 814.1689 | 811.9113 | 816.3853 | 820.4918 | 818.3559 | 820.2152 | 816.4747 | 814.8535 | 810.7306 | 811.7158 | 808.8599 | 814.1325 | 813.7331 | 821.2754 | 810.7419 | 816.577 | 811.6199 | 812.1097 | 810.6395 | 815.3172 | 819.714 | 818.25 | 819.255 | 813.954 | 812.5975 | 810.1364 | 814.6388 | 817.7468 | 818.1737 | 815.021 | 93.6637 | 817.0688 | 815.8221 | 821.3004 | 818.7907 | 812.3083 | 821.263 | 813.3154 | 814.0143 | 813.3693 | 813.4827 | 814.4072 | 812.864 | 819.3492 | 788.1824 | 815.4289 | 819.2779 | 815.5134 | 813.7094 | 813.5704 | 815.032 | 819.3149 | 814.804 | 808.9775 | 819.1497 | 811.4174 | 817.0202 | 817.7355 | 811.8478 | 814.0087 | 814.7137 | 817.4832 | 815.3791 | 817.5996 | 815.3434 | 815.176 | 820.9507 | 813.5106 | 814.8067 | 817.1348 | 815.3291 | 816.1274 | 818.5633 | 822.1861 | 813.1993 | 811.8423 | 820.1785 | 809.6454 | 807.8005 | 822.417 | 809.0767 | 816.7424 | 811.5833 | 798.7782 | 815.0943 | 646.2687 | 800.1531 | 818.4929 | 820.6513 | 810.8664 | 815.5474 | 813.0086 | 783.8194 | 814.4655 | 817.7575 | 817.7752 | 806.5896 | 814.6427 | 812.338 | 809.7416 | 811.1687 | 814.2629 | 815.9421 | 818.9689 | 823.5325 | 809.0414 | 812.8343 | 808.6203 | 821.3225 | 819.8541 | 818.8927 | 811.3963 | 809.8478 | 815.8639 | 815.9559 | 822.5273 | 792.5851 | 823.1971 | 813.3907 | 817.6158 | 811.2585 | 812.7743 | 818.0389 | 803.5664 | 814.8598 | 818.5997 | 818.2272 | 791.9081 | 816.6286 | 814.7772 | 820.0666 | 822.8604 | 814.378 | 821.2545 | 817.7856 | 812.2995 | 780.5058 | 810.0661 | 807.4416 | 813.8781 | 811.929 | 822.9673 | 817.1499 | 810.9017 | 809.171 | 814.6678 | 805.7529 | 813.5536 | 815.2693 | 819.3026 | 320.2968 | 813.2206 | 821.4787 | 812.4589 | 810.9555 | 805.0036 | 817.8889 | 817.6989 | 817.8692 | 812.0484 | 820.3529 | 823.2238 | 811.5522 | 819.0526 | 822.0659 | 819.3316 | 808.6596 | 820.4069 | 811.4967 | 823.2308 | 820.1433 | 821.1205 | 815.1961 | 812.2569 | 815.8674 | 814.3682 | 816.2566 | 811.3063 | 812.3517 | 815.7401 | 818.174 | 817.5953 | 819.7911 | 801.0387 | 814.3857 | 815.5695 | 822.3198 | 814.9618 | 780.1312 | 814.2439 | 818.0242 | 820.6387 | 818.9809 | 813.9241 | 812.3268 | 812.8787 | 815.7227 | 817.7796 | 824.4425 | 823.0035 | 811.312 | 812.6407 | 816.6487 | 812.3018 | 819.295 | 821.1596 | 816.8892 | 821.1033 | 800.6771 | 814.9887 | 812.357 | 424.7797 | 820.702 | 812.3072 | 816.1336 | 815.6578 | 816.5827 | 804.5718 | 815.3266 | 818.261 | 808.7637 | 801.0812 | 822.5808 | 819.6564 | 812.8124 | 813.8127 | 821.6257 | 812.233 | 814.3054 | 804.1812 | 811.7888 | 820.2031 | 813.8522 | 811.0039 | 817.9196 | 818.9312 | 813.476 | 813.9995 | 809.4004 | 812.4479 | 803.5476 | 814.5377 | 817.7242 | 814.739 | 821.7747 | 812.5558 | 816.2074 | 814.3925 | 820.3096 | 811.2369 | 812.7721 | 813.6614 | 816.6171 | 815.4245 | 815.6032 | 817.9364 | 814.2856 | 810.4448 | 822.7923 | 823.9458 | 812.8186 | 820.0921 | 811.297 | 812.0612 | 812.0819 | 820.5772 | 810.5351 | 808.5367 | 821.4457 | 820.62 | 816.9676 | 813.8337 | 799.2896 | 819.1036 | 813.788 | 820.7821 | 686.755 | 821.4411 | 820.5509 | 811.9941 | 815.4353 | 818.653 | 811.7855 | 813.6196 | 816.8999 | 816.1846 | 821.7232 | 816.7802 | 816.7695 | 816.9622 | 814.7164 | 809.4965 | 817.0945 | 819.7779 | 820.3155 | 811.4885 | 808.0438 | 812.9499 | 818.1303 | 821.1418 | 811.3578 | 823.5602 | 820.049 | 811.2263 | 817.4157 | 815.1156 | 794.8136 | 793.2134 | 790.9158 | 812.5239 | 821.7799 | 812.4492 | 818.3382 | 625.258 | 816.3577 | 818.4869 | 818.0185 | 810.0818 | 818.456 | 812.2481 | 821.8188 | 821.0567 | 818.2554 | 818.0988 | 819.8489 | 812.781 | 821.3516 | 816.6274 | 811.3857 | 819.3367 | 816.4475 | 807.396 | 813.1655 | 283.3181 | 814.3514 | 817.1889 | 811.5446 | 818.074 | 817.841 | 814.4132 | 813.5906 | 819.9186 | 468.149 | 815.1854 | 820.2939 | 822.0748 | 815.698 | 814.837 | 817.1905 | 739.4578 | 817.5615 | 813.4444 | 812.0053 | 811.8975 | 811.885 | 816.7278 | 819.9879 | 818.4963 | 811.3846 | 821.894 | 815.5996 | 816.4581 | 817.8477 | 816.9481 | 820.6486 | 812.0972 | 816.8976 | 817.2931 | 819.9893 | 801.3861 | 823.1779 | 820.342 | 813.9619 | 819.6042 | 816.9518 | 815.8163 | 798.7123 | 814.1836 | 812.6014 | 816.4382 | 809.9077 | 822.2934 | 820.2924 | 815.1409 | 817.2392 | 814.4354 | 822.6297 | 823.4593 | 819.094 | 816.0669 | 808.8071 | 811.8537 | 813.4793 | 821.904 | 822.2834 | 811.075 | 812.0006 | 818.9015 | 815.1342 | 819.0078 | 815.6814 | 818.3019 | 814.7419 | 813.5782 | 816.9584 | 821.6512 | 814.8166 | 811.0905 | 811.6103 | 818.0464 | 816.8634 | 817.7494 | 817.4914 | 816.3363 | 819.4081 | 813.6162 | 818.1394 | 813.601 | 810.7094 | 813.9179 | 822.6498 | 817.3097 | 803.5879 | 807.5947 | 809.9143 | 821.5328 | 812.1045 | 819.1942 | 821.7717 | 813.1553 | 815.8489 | 811.6444 | 818.1648 | 671.3819 | 816.4424 | 821.7432 | 785.9895 | 812.2531 | 822.3745 | 817.0145 | 816.8377 | 812.3186 | 814.489 | 821.5727 | 808.7613 | 820.4952 | 810.7913 | 818.3934 | 813.8123 | 815.6939 | 813.0631 | 686.9289 | 823.1863 | 818.1489 | 823.4859 | 809.6416 | 806.4708 | 817.3067 | 809.3415 | 816.9585 | 816.7587 | 812.462 | 816.2118 | 686.8814 | 814.3906 | 788.9498 | 810.7279 | 809.6902 | 815.3257 | 819.1177 | 817.4352 | 814.737 | 820.5238 | 821.7092 | 811.3788 | 813.1862 | 809.6422 | 816.0826 | 680.2516 | 819.5933 | 819.0454 | 637.1994 | 821.6372 | 812.1106 | 821.2335 | 817.1914 | 817.9687 | 822.6261 | 815.1829 | 822.0665 | 811.9971 | 821.945 | 810.7809 | 812.9838 | 820.3854 | 809.556 | 783.3384 | 820.5074 | 801.4028 | 738.6098 | 815.8286 | 57.8254 | 808.8486 | 614.2314 | 817.2668 | 815.2023 | 819.8349 | 819.3377 | 818.5938 | 814.0915 | 790.3155 | 816.4417 | 815.976 | 816.7648 | 817.9864 | 815.9968 | 821.7749 | 226.5403 | 822.6101 | 809.9554 | 820.9702 | 813.7271 | 815.0791 | 817.7601 | 820.7222 | 803.0021 | 811.9265 | 797.509 | 820.3585 | 809.7144 | 814.7045 | 810.713 | 818.2614 | 542.73 | 810.4451 | 805.9013 | 823.1065 | 814.7475 | 819.7459 | 814.1944 | 824.0013 | 811.6506 | 812.7284 | 820.6668 | 810.2054 | 725.5139 | 815.7694 | 815.1854 | 816.2535 | 797.4293 | 817.8719 | 817.8019 | 150.7841 | 814.5735 | 817.3123 | 813.2515 | 819.4946 | 818.915 | 816.6931 | 819.2364 | 814.9944 | 819.5323 | 810.587 | 815.9906 | 822.0981 | 816.0878 | 814.0619 | 824.0374 | 799.2834 | 824.5701 | 819.0363 | 812.7243 | 816.3362 | 817.6853 | 778.6146 | 817.8771 | 812.9441 | 812.8216 | 812.421 | 790.1417 | 819.287 | 814.9304 | 820.6846 | 816.3534 | 813.0647 | 824.5274 | 815.4983 | 820.6731 | 811.2013 | 811.2453 | 820.0412 | 152.4546 | 783.0305 | 817.8765 | 815.3033 | 816.1685 | 814.9629 | 817.123 | 823.9652 | 812.5281 | 815.6974 | 815.2741 | 821.2467 | 809.4503 | 818.3319 | 823.0463 | 808.1236 | 814.6959 | 819.9549 | 818.9183 | 812.5515 | 820.2443 | 809.7134 | 815.4953 | 820.6222 | 816.6667 | 817.9813 | 816.5433 | 816.8438 | 811.9279 | 819.1104 | 813.7782 | 815.6225 | 818.8388 | 817.235 | 754.8074 | 822.0991 | 820.6763 | 808.8351 | 811.5522 | 811.8715 | 815.6224 | 819.2228 | 820.5306 | 812.0005 | 807.99 | 812.6943 | 821.4196 | 35.9117 | 824.3156 | 809.0199 | 811.3141 | 817.8985 | 808.8408 | 813.7759 | 816.2719 | 823.0988 | 805.7897 | 814.8197 | 807.5776 | 816.7534 | 810.3541 | 813.9656 | 808.9876 | 818.3878 | 818.2002 | 84.6837 | 784.5962 | 819.7105 | 815.508 | 815.6916 | 822.2382 | 809.4504 | 817.5007 | 821.8902 | 822.1094 | 799.5929 | 812.2753 | 815.027 | 816.1392 | 813.1533 | 810.4838 | 815.6259 | 804.8462 | 821.5233 | 683.5008
Infector virus emission rate | G | virus/s |  |  |  |  | G | 20.9829 | 27.6408 | 29.1131 | 11.4502 | 15.924 | 19.2243 | 31.6359 | 11.8677 | 14.9673 | 22.5255 | 23.811 | 30.5017 | 22.4247 | 28.5142 | 28.2083 | 7.6428 | 25.3299 | 41.336 | 12.2768 | 27.5339 | 19.8195 | 39.0132 | 27.9134 | 17.0239 | 30.173 | 20.5232 | 23.9595 | 26.6765 | 22.7439 | 16.6676 | 41.5314 | 14.649 | 12.7885 | 26.6841 | 24.7018 | 29.2243 | 26.1463 | 19.1588 | 20.0437 | 16.0726 | 11.0281 | 30.0062 | 13.5245 | 30.9568 | 25.8465 | 25.041 | 22.9231 | 14.7832 | 18.236 | 18.3443 | 55.1774 | 18.0359 | 24.0657 | 8.5912 | 29.0719 | 13.6749 | 28.9762 | 27.5439 | 33.4893 | 9.5532 | 22.9704 | 18.6996 | 23.2469 | 28.9025 | 26.4911 | 34.6074 | 20.8707 | 11.3792 | 22.8594 | 35.318 | 27.1713 | 21.6795 | 16.4072 | 18.1275 | 12.6428 | 39.213 | 24.6341 | 32.6061 | 25.7267 | 27.0087 | 28.3182 | 27.6477 | 34.3343 | 19.2396 | 31.8273 | 28.5537 | 11.6427 | 20.1148 | 13.5183 | 23.5101 | 19.1251 | 20.3828 | 32.0651 | 32.0877 | 16.8596 | 34.0287 | 24.2688 | 19.1921 | 18.241 | 27.3627 | 13.7488 | 19.4171 | 24.9188 | 26.2991 | 19.8273 | 28.5056 | 10.6904 | 14.3783 | 13.9797 | 14.1852 | 21.6868 | 21.4947 | 34.603 | 28.1217 | 13.8091 | 9.7862 | 15.306 | 18.8939 | 26.7774 | 35.1341 | 16.6493 | 24.8546 | 17.1743 | 20.2556 | 42.8539 | 19.1045 | 14.1006 | 24.1116 | 15.387 | 20.1666 | 30.1583 | 42.449 | 21.3847 | 13.7571 | 19.0743 | 36.9275 | 19.2659 | 19.5672 | 14.1458 | 24.0101 | 31.9804 | 39.4671 | 32.7121 | 23.083 | 21.6928 | 20.7408 | 21.2192 | 24.3854 | 15.0771 | 28.1647 | 20.1933 | 14.3783 | 19.5297 | 18.3669 | 23.4476 | 29.3842 | 24.0461 | 23.9081 | 26.1544 | 8.7168 | 28.0847 | 25.4343 | 18.4097 | 22.2884 | 20.0952 | 20.1857 | 24.9369 | 30.4947 | 28.078 | 23.9294 | 21.8699 | 30.8279 | 28.7563 | 27.926 | 11.3312 | 18.3959 | 24.9722 | 16.8286 | 11.5463 | 26.4488 | 21.9225 | 30.3678 | 15.5559 | 26.178 | 19.5841 | 31.5075 | 25.9956 | 13.0575 | 32.1352 | 29.6461 | 23.0042 | 21.3293 | 13.878 | 19.1609 | 10.2624 | 28.7894 | 31.3137 | 23.7974 | 11.1653 | 31.1358 | 25.3095 | 27.0496 | 8.8969 | 21.1849 | 21.036 | 11.3317 | 10.2839 | 28.9714 | 13.8067 | 26.8632 | 13.1797 | 19.8202 | 21.0977 | 17.6977 | 17.6683 | 22.3137 | 18.187 | 27.5429 | 15.6653 | 14.5499 | 17.8581 | 29.6317 | 22.31 | 27.9843 | 31.0876 | 11.6455 | 17.2846 | 20.2353 | 24.8541 | 10.8346 | 23.6642 | 30.2107 | 23.7028 | 37.5509 | 16.7745 | 28.8884 | 13.3642 | 21.5248 | 13.0998 | 21.0427 | 27.9409 | 14.969 | 28.9509 | 16.1943 | 32.2757 | 21.6625 | 21.9927 | 33.3558 | 20.4555 | 12.0824 | 27.4172 | 22.3853 | 21.5546 | 32.9251 | 25.9261 | 22.404 | 11.0844 | 14.9206 | 11.5322 | 14.6853 | 26.0956 | 29.2856 | 17.8005 | 12.6038 | 22.8322 | 14.8582 | 17.4897 | 41.4656 | 30.2712 | 31.9289 | 31.1415 | 17.9216 | 13.7966 | 15.7241 | 15.441 | 16.6744 | 25.7664 | 17.5631 | 17.6625 | 24.3993 | 32.1918 | 25.3363 | 14.8363 | 25.3776 | 17.0568 | 22.695 | 19.2851 | 22.49 | 21.4029 | 23.7162 | 31.8676 | 12.4922 | 13.4197 | 12.16 | 32.8846 | 14.9132 | 12.8042 | 23.2337 | 16.8166 | 22.0594 | 14.7923 | 16.0382 | 18.5187 | 12.3207 | 35.7212 | 19.4171 | 18.3909 | 13.0366 | 22.6887 | 17.6936 | 30.8341 | 16.4621 | 50.1807 | 45.7363 | 5.511 | 16.0589 | 44.3139 | 10.9734 | 17.4175 | 22.8178 | 23.9263 | 16.1942 | 22.0858 | 25.6668 | 27.2292 | 24.6172 | 23.5994 | 12.5604 | 34.1506 | 24.0217 | 18.7631 | 22.4461 | 27.6416 | 16.0843 | 23.8618 | 10.2047 | 45.6668 | 23.4947 | 22.352 | 29.2284 | 33.2965 | 22.7402 | 24.1968 | 19.1385 | 34.2184 | 12.2578 | 21.0876 | 23.8552 | 29.2623 | 36.44 | 11.791 | 13.1594 | 22.4897 | 12.2338 | 24.5768 | 16.9886 | 28.2511 | 26.7065 | 14.7286 | 45.5741 | 17.5338 | 13.5106 | 19.6686 | 17.0713 | 13.5714 | 11.1534 | 19.4027 | 17.645 | 17.4147 | 30.2513 | 16.5338 | 40.3461 | 17.9181 | 22.8135 | 16.8919 | 10.2437 | 21.0318 | 22.6158 | 23.7837 | 30.134 | 25.6125 | 23.051 | 23.9882 | 25.7732 | 17.348 | 27.1344 | 32.3228 | 11.5812 | 32.1031 | 27.735 | 32.0175 | 18.1456 | 17.2256 | 22.4902 | 16.2577 | 29.656 | 32.1052 | 27.0777 | 38.532 | 35.4004 | 24.0276 | 19.2166 | 21.6098 | 10.903 | 36.976 | 26.395 | 19.6703 | 23.0579 | 34.6588 | 18.1172 | 12.4692 | 15.0486 | 26.8364 | 16.684 | 15.6095 | 18.6771 | 31.5479 | 23.6348 | 28.1737 | 26.8026 | 17.6955 | 48.1933 | 22.1403 | 36.6905 | 21.6311 | 30.7057 | 26.8696 | 35.2697 | 36.1421 | 13.9405 | 22.5799 | 18.6189 | 27.5638 | 27.0958 | 14.4158 | 16.2801 | 32.184 | 22.1233 | 22.2967 | 19.6404 | 32.3652 | 14.5404 | 34.3868 | 25.9955 | 20.5953 | 40.9737 | 15.1381 | 20.1022 | 19.2758 | 26.8865 | 24.9762 | 16.031 | 11.7761 | 20.6506 | 46.586 | 21.1219 | 23.0511 | 32.6086 | 32.2379 | 36.1413 | 28.1147 | 24.4168 | 25.1452 | 28.0986 | 31.6199 | 25.0678 | 15.1942 | 36.951 | 22.1038 | 19.4882 | 35.1503 | 10.4069 | 26.3381 | 43.5018 | 23.5965 | 29.4933 | 14.8221 | 21.4777 | 24.8957 | 21.1624 | 25.9199 | 31.794 | 24.8675 | 29.7158 | 33.9737 | 12.1863 | 14.9817 | 24.2414 | 29.0236 | 44.9046 | 16.6495 | 20.7788 | 28.1617 | 31.7149 | 28.2464 | 20.9061 | 14.1132 | 35.6019 | 28.0263 | 15.5714 | 28.4866 | 34.4584 | 15.4905 | 26.0051 | 37.4356 | 22.4563 | 23.6208 | 16.9464 | 26.8221 | 30.9536 | 12.8054 | 26.919 | 29.7102 | 20.6864 | 25.9874 | 19.8602 | 23.653 | 13.3814 | 28.4589 | 18.8674 | 28.478 | 28.1223 | 22.7826 | 18.3086 | 14.4013 | 25.9054 | 35.6595 | 20.3451 | 29.8814 | 29.8881 | 21.7795 | 16.4449 | 19.5332 | 22.4929 | 27.1413 | 19.2686 | 19.3177 | 13.2489 | 25.522 | 30.8519 | 22.6476 | 28.7122 | 23.6992 | 34.468 | 27.159 | 23.5969 | 35.3166 | 27.6333 | 29.7098 | 21.3668 | 23.1797 | 34.482 | 25.6048 | 11.5851 | 14.4134 | 18.2173 | 13.3814 | 40.4677 | 15.0827 | 21.0209 | 19.9806 | 11.7692 | 36.9264 | 30.3925 | 30.74 | 30.735 | 16.8978 | 28.0176 | 19.9209 | 20.6502 | 37.0748 | 28.0711 | 15.3162 | 16.3117 | 20.5516 | 25.3602 | 9.8259 | 29.6928 | 24.4661 | 18.4915 | 32.4828 | 26.1937 | 16.9108 | 32.8497 | 31.1021 | 14.2468 | 16.9868 | 12.3976 | 41.5518 | 21.45 | 17.9519 | 14.56 | 19.2004 | 30.9753 | 37.0281 | 12.7646 | 14.239 | 27.7442 | 14.3093 | 22.2891 | 21.4884 | 14.2182 | 18.4993 | 13.745 | 27.5035 | 24.4481 | 44.0991 | 14.833 | 16.4537 | 26.9212 | 22.5789 | 19.7688 | 21.8961 | 27.5318 | 25.4058 | 19.604 | 46.1324 | 21.1352 | 17.7012 | 21.8118 | 23.6132 | 36.0652 | 24.9738 | 19.7434 | 54.1201 | 23.1598 | 29.0231 | 12.6631 | 17.4616 | 18.2294 | 20.7741 | 14.8646 | 32.8866 | 26.9338 | 31.8967 | 31.7586 | 11.8616 | 25.5836 | 11.9512 | 17.2456 | 22.6362 | 21.4295 | 24.1482 | 14.181 | 21.748 | 22.8055 | 25.2402 | 8.2569 | 25.8626 | 25.4801 | 21.0311 | 48.5949 | 21.9049 | 17.5653 | 25.621 | 17.9348 | 19.0937 | 23.9578 | 15.0202 | 16.703 | 21.0597 | 18.6619 | 16.3197 | 12.6283 | 15.7742 | 19.7071 | 35.2663 | 20.1682 | 10.5497 | 26.1431 | 16.1469 | 28.3675 | 22.0054 | 11.3741 | 35.5504 | 25.0647 | 48.0649 | 24.4511 | 23.9559 | 23.3625 | 16.7105 | 20.5884 | 13.4467 | 23.5686 | 26.676 | 25.405 | 10.1243 | 25.6876 | 22.9516 | 14.8756 | 40.3419 | 27.526 | 28.2813 | 18.3874 | 23.2653 | 27.7927 | 14.2757 | 16.3324 | 22.802 | 29.0605 | 25.3034 | 15.6451 | 22.8114 | 10.3767 | 13.7614 | 52.4771 | 24.6533 | 42.762 | 21.2161 | 20.6088 | 22.2971 | 24.2283 | 16.7592 | 46.8761 | 27.1088 | 32.8792 | 21.094 | 21.8332 | 25.0888 | 13.2772 | 29.7117 | 13.9757 | 16.923 | 19.8479 | 11.8425 | 19.3546 | 55.8475 | 18.445 | 24.4114 | 24.1344 | 16.8522 | 20.6977 | 18.7795 | 21.6011 | 36.2447 | 32.9829 | 32.2199 | 30.8617 | 36.4717 | 22.2763 | 16.0341 | 25.6083 | 22.0043 | 23.4067 | 11.7505 | 25.4582 | 19.434 | 10.9782 | 22.453 | 28.595 | 16.1107 | 20.9892 | 16.0511 | 32.6898 | 34.3709 | 24.0321 | 13.3823 | 26.6335 | 12.9868 | 16.3743 | 29.0341 | 32.6957 | 22.0863 | 17.2895 | 23.8773 | 10.738 | 27.7128 | 24.8437 | 22.0596 | 22.5537 | 33.4603 | 20.2371 | 26.6699 | 31.9268 | 52.8139 | 22.8425 | 20.2602 | 18.3144 | 26.2833 | 14.2155 | 29.1016 | 26.1365 | 19.6866 | 22.7356 | 9.8003 | 16.4742 | 17.126 | 9.6055 | 32.7185 | 48.5812 | 13.0132 | 28.5001 | 43.7711 | 13.6518 | 22.1181 | 11.6707 | 24.3431 | 21.7191 | 36.9765 | 19.0574 | 23.7856 | 25.1727 | 17.7679 | 18.3035 | 12.7289 | 27.0124 | 26.7827 | 19.7946 | 18.8466 | 22.6883 | 16.001 | 21.2029 | 21.9938 | 28.0469 | 19.6653 | 22.051 | 9.5908 | 35.712 | 14.8439 | 23.3525 | 37.722 | 22.0037 | 23.9992 | 34.677 | 30.5463 | 17.3903 | 25.8684 | 27.494 | 19.4346 | 23.7597 | 38.0449 | 14.1014 | 27.3755 | 32.3438 | 24.49 | 21.1014 | 20.998 | 23.3072 | 24.4515 | 32.2213 | 18.9595 | 22.9545 | 30.925 | 24.7754 | 31.4309 | 25.4836 | 18.7253 | 12.5325 | 14.2053 | 19.991 | 26.0136 | 21.6171 | 16.8225 | 21.2215 | 16.024 | 19.758 | 19.8578 | 28.0284 | 14.0452 | 17.7624 | 24.2003 | 18.3891 | 35.8497 | 12.0463 | 39.6748 | 10.8715 | 32.3929 | 30.5454 | 17.8609 | 23.7327 | 16.4322 | 16.6404 | 24.8577 | 19.8059 | 28.4745 | 27.2695 | 21.3089 | 14.2035 | 16.0522 | 28.1922 | 39.653 | 16.7368 | 12.3248 | 57.4274 | 17.9373 | 24.5623 | 12.8722 | 26.7162 | 18.0429 | 20.098 | 26.2222 | 22.8936 | 28.7849 | 25.9534 | 10.72 | 23.0488 | 20.3862 | 18.787 | 15.9865 | 29.4517 | 13.2455 | 22.2923 | 28.4047 | 18.2906 | 32.7615 | 22.6984 | 19.8876 | 14.1816 | 33.0264 | 11.5118 | 20.1032 | 13.6181 | 14.8612 | 9.5456 | 17.7114 | 25.1623 | 32.4593 | 32.1856 | 21.1578 | 21.9004 | 29.4959 | 27.8889 | 26.8228 | 21.5925 | 30.4783 | 27.6321 | 33.3702 | 22.6261 | 35.2012 | 20.9444 | 11.6724 | 21.2668 | 26.7631 | 17.0257 | 31.2574 | 23.3543 | 26.757 | 24.5932 | 28.2829 | 26.5091 | 26.1001 | 19.498 | 18.258 | 47.0456 | 16.6091 | 20.2043 | 22.7204 | 25.2415 | 38.2638 | 24.3498 | 31.1836 | 25.1031 | 21.9726 | 27.3336 | 32.4375 | 40.7608 | 36.6861 | 23.8964 | 17.911 | 8.1554 | 29.6505 | 29.1638 | 19.8395 | 38.7098 | 21.1531 | 30.0135 | 24.5051 | 26.2263 | 14.0139 | 21.3572 | 14.5674 | 43.4253 | 40.8773 | 23.4996 | 18.0644 | 24.635 | 29.8779 | 12.2306 | 24.0591 | 19.5295 | 17.1889 | 42.4336 | 27.3095 | 15.2148 | 24.7158 | 30.7712 | 28.2879 | 13.7592 | 46.7156 | 32.4864 | 27.0915 | 23.1899 | 33.0834 | 19.4058 | 12.7799 | 10.7686 | 18.4084 | 24.401 | 36.815 | 15.9852 | 20.7506 | 28.0607 | 13.2463 | 34.4514 | 26.4949 | 21.3933 | 31.315 | 28.114 | 16.4626 | 13.2265 | 34.1297 | 22.9909 | 17.7045 | 28.5091 | 6.7366 | 60.3502 | 19.3764 | 21.1453 | 29.3733 | 27.8313 | 16.5216 | 38.2115 | 15.3138 | 26.9046 | 39.2775 | 16.1264 | 15.8194 | 19.1808 | 28.8708 | 27.5479 | 22.1454 | 11.1021 | 32.7471 | 15.2829 | 15.2887 | 36.6705 | 23.5558 | 25.8745 | 22.5802 | 34.8875 | 18.3156 | 19.6533 | 19.0046 | 23.933 | 31.944 | 28.4894 | 20.3289 | 23.1382 | 21.592 | 35.7512 | 21.5857 | 50.6797 | 14.1496 | 22.0687 | 35.9666 | 21.9655 | 21.1399 | 22.6671 | 33.2608 | 12.1137 | 23.1479 | 8.1407 | 40.495 | 52.7363 | 52.412 | 17.5749 | 22.5706 | 49.9005 | 28.9734 | 17.0739 | 34.9659 | 24.4291 | 44.6802 | 22.4396 | 27.3122 | 34.976 | 20.7247 | 17.9985 | 16.3628 | 10.6262 | 14.1177 | 19.5866 | 27.1361 | 24.2292 | 37.0774 | 33.0856 | 14.2583 | 19.4912 | 22.0119 | 23.7877 | 15.6211 | 25.8451 | 22.2436 | 25.6709 | 13.2099 | 21.9681 | 40.437 | 9.4821 | 12.8317 | 18.5646 | 23.5722 | 29.3985 | 24.9564 | 32.8231 | 26.7098 | 19.2663 | 14.1425 | 23.3436 | 13.0282 | 14.6953 | 25.7591 | 21.0497 | 9.1368 | 14.0735 | 44.0339 | 31.5374 | 13.2448 | 53.4557 | 36.3738 | 38.9002 | 29.824 | 16.3265 | 23.9364 | 38.0505 | 20.7243 | 18.6595 | 36.6019 | 31.1042 | 18.0949 | 31.3512 | 42.7737 | 20.5505 | 22.9844 | 17.795 | 26.1457 | 19.5781 | 37.9288 | 28.8018 | 29.6192 | 17.6935 | 18.8269 | 16.7673 | 19.5026 | 26.9221 | 18.0346 | 20.9479 | 27.0752 | 20.6546 | 29.7828 | 11.8941 | 34.7489 | 13.9088 | 18.1552 | 40.4928 | 29.5069 | 29.7361 | 34.5276 | 14.139 | 17.1162 | 27.3881 | 20.4642 | 22.8127 | 38.4786 | 25.3589 | 20.7995 | 15.8892 | 27.7694 | 22.7673 | 33.8321 | 9.9661 | 20.8517 | 31.7325 | 36.335 | 33.1208 | 12.1675 | 27.8046 | 16.0953 | 30.0012 | 23.4353 | 28.234 | 24.9503 | 34.8369 | 13.6224 | 14.3919 | 17.7543 | 13.1705 | 16.717 | 28.3306 | 15.4747 | 38.4722 | 26.0534 | 40.4792 | 34.9518 | 23.5288 | 17.2636 | 14.5861 | 19.5194 | 17.4017 | 25.0232 | 20.4412 | 22.7954 | 19.4889 | 15.4146 | 12.5245 | 19.5135 | 15.6513 | 12.2324 | 16.9882 | 34.6461 | 13.4457 | 23.6966 | 22.3681 | 14.6823 | 17.9423 | 17.2068 | 18.5212 | 22.6642 | 18.3476 | 27.6231 | 16.8882 | 24.307 | 34.3874 | 32.8479 | 34.4359 | 29.6946 | 27.4553 | 21.437 | 27.7575 | 21.4068 | 16.8871 | 17.2502 | 23.6491 | 33.7654 | 12.6542 | 7.118 | 23.1121 | 24.22 | 28.1773 | 18.9437 | 27.2336 | 21.8713 | 49.766 | 32.1086 | 32.3706 | 37.087 | 22.7612 | 16.1029 | 30.7386 | 23.2942 | 21.1488 | 31.514 | 33.1078 | 20.1447 | 22.3542 | 30.2813 | 13.6355 | 24.3523 | 15.1452 | 29.276 | 18.8144 | 33.8461 | 34.7025 | 18.3393 | 22.5539 | 13.2752 | 21.8641 | 19.3484 | 18.6347 | 14.0415 | 12.4417 | 30.3163 | 26.658 | 27.7846 | 19.8909 | 29.4242 | 19.2957 | 25.0881 | 24.4185 | 9.8803 | 30.1418 | 34.1934 | 10.2565 | 26.4368 | 20.4087 | 26.6352 | 16.4113 | 27.8029 | 13.3229 | 37.0103 | 21.0506 | 16.7061 | 16.7796 | 20.7708 | 34.092 | 16.22 | 19.0488 | 18.2864 | 20.2228 | 18.6355 | 25.4302 | 26.3195 | 10.8067 | 14.0677 | 20.6933 | 28.7053 | 14.4551 | 22.9063 | 14.9982 | 27.2948 | 27.0655 | 20.085 | 23.6171 | 15.8559 | 24.7603 | 14.0071 | 34.3491 | 24.1138 | 13.3601 | 18.5498 | 22.4205 | 21.8472 | 24.626 | 26.1161 | 29.4909 | 16.6838 | 22.4406 | 13.7695 | 26.1181 | 17.2312 | 15.1241 | 39.5665 | 19.9314 | 21.7963 | 18.7758 | 20.8529 | 25.5081 | 23.1298 | 17.7385 | 14.8427 | 12.9337 | 23.3998 | 28.7803 | 12.6447 | 16.2174 | 38.4561 | 15.7638 | 16.493 | 37.7124 | 21.5338 | 19.8064 | 20.6773 | 32.2457 | 18.4175 | 31.4826 | 13.4366 | 9.8836 | 33.2108 | 19.9683 | 33.5304 | 13.0555 | 16.3235 | 11.763 | 18.822 | 19.1818 | 25.2683 | 10.7377 | 31.6778 | 32.2911 | 38.4454 | 12.9092 | 25.4704 | 18.8736 | 21.3706 | 27.6358 | 24.1447 | 34.95 | 19.0553 | 24.7466 | 19.1001 | 8.5815 | 21.6214 | 18.9865 | 30.2844 | 17.0669 | 39.3446 | 41.5933 | 19.7891 | 16.9521 | 29.0144 | 31.763 | 32.2838 | 22.4217 | 21.0611 | 31.3969 | 20.3349 | 15.3659 | 19.3059 | 19.8712 | 34.1552 | 16.7046 | 24.5858 | 24.8126 | 17.6384 | 20.1598 | 16.1069 | 33.0279 | 13.0991 | 20.3123 | 25.8195 | 20.4149 | 27.493 | 7.1421 | 30.4794 | 18.9143 | 26.7056 | 25.1823 | 32.7796 | 47.9494 | 30.4737 | 13.842 | 21.118 | 50.0815 | 25.9373 | 24.0944 | 29.3924 | 10.9081 | 15.9509 | 26.4877 | 16.2986 | 15.4953 | 21.792 | 17.3894 | 15.8698 | 17.5268 | 38.4018 | 32.977 | 13.554 | 24.6187 | 26.2197 | 12.4243 | 24.5892 | 22.5754 | 25.6727 | 20.1771 | 14.7545 | 27.8615 | 15.3486 | 24.3554 | 23.5916 | 29.8988 | 12.9737 | 23.7878 | 17.6673 | 18.1163 | 32.9321 | 20.822 | 15.8651 | 11.3198 | 23.8496 | 28.7374 | 22.4961 | 22.6171 | 25.8534 | 26.0858 | 17.4883 | 29.4636 | 16.2054 | 38.6268 | 36.3976 | 30.7933 | 26.8892 | 26.4136 | 28.9441 | 24.2253 | 10.5722 | 34.0928 | 33.9091 | 24.4455 | 9.6061 | 18.1895 | 21.9812 | 18.8167 | 18.9782 | 38.1789 | 25.0405 | 27.4931 | 11.9846 | 17.5927 | 27.3662 | 48.9986 | 37.9363 | 12.7823 | 29.7066 | 17.3819 | 21.7306 | 20.7126 | 18.6599 | 35.759 | 29.0775 | 17.6917 | 29.4808 | 18.7306 | 29.3165 | 15.6824 | 20.4884 | 27.2203 | 17.1734 | 26.8194 | 11.0985 | 26.1126 | 33.5681 | 23.5819 | 19.1471 | 38.4648 | 26.855 | 27.4081 | 30.7854 | 28.7033 | 16.6785 | 29.5493 | 23.1823 | 19.7883 | 24.8628 | 20.0248 | 37.6878 | 30.9823 | 16.7658 | 13.2578 | 17.9952 | 18.577 | 32.1175 | 28.6039 | 19.343 | 11.3408 | 34.6724 | 10.3015 | 33.1795 | 15.2123 | 15.1123 | 34.7047 | 35.3655 | 30.1144 | 35.1282 | 26.7553 | 33.7842 | 25.6319 | 33.8031 | 17.8271 | 28.2725 | 42.5202 | 16.1162 | 19.2397 | 37.3029 | 21.7375 | 41.5116 | 24.061 | 21.9008 | 18.8166 | 14.7978 | 32.9661 | 26.3681 | 17.0886 | 22.8295 | 13.8866 | 24.6996 | 42.3765 | 32.0195 | 17.3925 | 38.1702 | 31.278 | 21.3709 | 17.1729 | 19.7407 | 28.5982 | 19.75 | 38.0795 | 17.0849 | 22.4274 | 27.6193 | 25.1777 | 25.3136 | 15.8916 | 13.5639 | 22.4501 | 22.2623 | 17.9683 | 18.6599 | 20.6024 | 29.435 | 30.4552 | 26.2342 | 34.2479 | 17.1335 | 26.2007 | 22.9667 | 20.0758 | 27.7659 | 28.1006 | 18.215 | 21.5277 | 27.7519 | 19.1079 | 16.2003 | 33.4699 | 17.707 | 36.3192 | 32.1296 | 10.4231 | 39.7905 | 20.3458 | 18.5761 | 26.0289 | 20.1012 | 16.7818 | 21.7186 | 10.9926 | 8.6553 | 16.4461 | 21.8663 | 11.3029 | 44.5999 | 24.6629 | 14.41 | 29.4095 | 28.8853 | 17.6667 | 35.6592 | 17.3592 | 24.4041 | 27.1813 | 17.312 | 11.9581 | 15.5368 | 15.0748 | 26.0616 | 15.8814 | 19.9321 | 38.3405 | 12.8748 | 24.8622 | 23.1794 | 29.6176 | 30.0819 | 22.6885 | 35.3854 | 28.4486 | 24.5887 | 26.5774 | 16.5809 | 18.2776 | 20.4245 | 31.1189 | 23.1441 | 9.2137 | 21.1051 | 29.4046 | 53.6927 | 21.6828 | 21.6173 | 21.4026 | 38.5421 | 32.4393 | 18.6204 | 16.8602 | 22.3015 | 25.9736 | 16.8094 | 34.2526 | 46.7826 | 16.8472 | 13.9579 | 17.0959 | 21.9998 | 21.0769 | 25.0936 | 32.3242 | 13.1582 | 40.5226 | 22.2803 | 25.4249 | 32.1136 | 14.9048 | 29.4288 | 19.2449 | 20.5707 | 11.002 | 45.9505 | 39.1184 | 28.5542 | 18.0068 | 33.808 | 49.1386 | 19.8793 | 28.4401 | 23.9259 | 14.9507 | 24.7539 | 18.1638 | 27.6627 | 22.6469 | 36.3498 | 24.9604 | 44.0061 | 21.4232 | 31.1243 | 21.3507 | 26.3737 | 17.9056 | 17.7076 | 31.2752 | 35.8193 | 18.0014 | 14.8193 | 23.2872 | 14.1937 | 22.1067 | 17.2559 | 27.4827 | 34.0295 | 25.2912 | 21.9547 | 23.2006 | 22.4664 | 21.5966 | 11.1901 | 35.7053 | 28.6203 | 24.2132 | 28.5547 | 33.3815 | 16.5349 | 24.7778 | 30.1655 | 31.8159 | 35.6948 | 36.9291 | 13.3146 | 22.5012 | 31.3464 | 23.2361 | 20.3899 | 34.6277 | 26.827 | 34.2936 | 28.5495 | 22.2051 | 24.7243 | 18.8501 | 18.242 | 27.793 | 16.4095 | 14.7064 | 30.1501 | 27.1138 | 20.3025 | 16.6416 | 23.2719 | 22.7694 | 49.6177 | 24.4362 | 39.1635 | 14.5642 | 20.8773 | 26.0039 | 23.1202 | 36.8736 | 35.904 | 11.4345 | 23.0948 | 26.7741 | 10.565 | 21.0356 | 21.4107 | 33.1132 | 13.0103 | 41.9468 | 21.145 | 22.4548 | 31.3995 | 22.6944 | 23.9038 | 30.0577 | 21.4016 | 23.8797 | 13.9719 | 9.8247 | 35.0441 | 31.9416 | 34.3192 | 25.445 | 24.0322 | 19.15 | 35.8728 | 24.5613 | 25.1264 | 17.6043 | 18.4446 | 14.2276 | 9.9019 | 24.3439 | 20.5371 | 18.0032 | 38.6634 | 14.0713 | 20.3908 | 27.7993 | 21.7107 | 7.6531 | 23.9571 | 26.7351 | 28.8373 | 41.389 | 35.9979 | 18.478 | 32.5559 | 40.2385 | 9.2377 | 22.2213 | 27.7627 | 21.355 | 15.4709 | 10.9884 | 27.2215 | 19.9238 | 20.8524 | 21.5181 | 17.7236 | 9.7842 | 27.061 | 20.339 | 19.6549 | 18.2488 | 34.5308 | 18.0703 | 22.6989 | 41.1387 | 21.2889 | 20.7376 | 23.9824 | 22.5008 | 12.6096 | 18.7934 | 11.8847 | 19.5568 | 25.0045 | 22.7192 | 24.8554 | 19.5225 | 13.3847 | 19.3073 | 22.6147 | 15.5184 | 38.9528 | 28.0322 | 28.3739 | 13.4196 | 19.6131 | 11.1883 | 17.2501 | 24.3371 | 21.8712 | 26.3462 | 20.7527 | 24.3817 | 16.1709 | 21.0349 | 23.9654 | 10.8521 | 15.3262 | 32.9656 | 20.1103 | 24.6244 | 17.0418 | 19.2057 | 28.4297 | 18.9404 | 37.9102 | 34.383 | 6.7415 | 35.6693 | 13.7319 | 23.8211 | 23.683 | 22.4916 | 29.9458 | 16.3249 | 22.4794 | 23.3424 | 25.1864 | 30.17 | 34.5555 | 18.8252 | 43.6236 | 29.4954 | 50.5761 | 20.9947 | 22.8265 | 13.3294 | 15.5388 | 28.4535 | 26.6036 | 16.5101 | 27.1357 | 31.8076 | 23.4751 | 29.6312 | 23.5669 | 16.9474 | 27.0687 | 21.1313 | 33.3291 | 9.4222 | 25.3197 | 16.4843 | 25.3734 | 23.6342 | 19.493 | 23.5713 | 17.4784 | 12.3149 | 18.615 | 18.3727 | 23.686 | 29.4027 | 24.4999 | 34.1732 | 29.9301 | 37.1404 | 25.3904 | 16.6179 | 13.378 | 28.8487 | 24.468 | 16.987 | 22.9853 | 14.8358 | 25.0079 | 59.8597 | 22.7143 | 27.109 | 20.6308 | 24.1812 | 20.8555 | 20.2631 | 43.9262 | 27.4792 | 35.1762 | 26.5844 | 18.9051 | 26.8986 | 25.6909 | 26.6085 | 20.5517 | 27.1297 | 16.5869 | 19.2208 | 28.2579 | 34.9821 | 18.2054 | 30.2497 | 37.55 | 16.9263 | 13.7923 | 37.9489 | 26.3586 | 10.4866 | 22.9361 | 20.9635 | 15.1178 | 17.4277 | 30.0035 | 23.1831 | 16.8384 | 17.5694 | 26.557 | 22.8169 | 21.241 | 16.2156 | 30.5061 | 39.1316 | 16.7404 | 26.8557 | 34.6592 | 17.3963 | 19.3458 | 21.4671 | 33.3239 | 23.6955 | 19.4768 | 19.2799 | 23.7598 | 33.7982 | 17.0684 | 30.2386 | 16.924 | 29.9483 | 30.5138 | 21.5721 | 17.7491 | 28.0634 | 37.017 | 29.0312 | 19.1049 | 32.2849 | 28.0844 | 45.4108 | 19.3674 | 23.0019 | 23.6333 | 19.7194 | 21.469 | 28.5357 | 30.0856 | 15.4499 | 31.7444 | 30.9624 | 22.0222 | 12.7257 | 26.9238 | 11.1485 | 22.2042 | 29.4601 | 20.1878 | 19.8304 | 22.6138 | 22.1777 | 30.6349 | 12.7738 | 18.6755 | 33.0362 | 27.9865 | 33.7906 | 26.0624 | 22.3614 | 14.4258 | 13.6161 | 15.3863 | 15.4251 | 8.5119 | 14.6112 | 23.0995 | 26.3587 | 11.0874 | 21.1752 | 23.5188 | 24.0673 | 32.0152 | 21.6305 | 18.8071 | 41.3162 | 35.1899 | 33.5843 | 18.3413 | 19.2946 | 29.3899 | 16.8523 | 12.2335 | 16.4787 | 27.4438 | 26.8975 | 19.7545 | 19.9405 | 32.5285 | 22.0125 | 14.3621 | 56.086 | 28.8116 | 21.1304 | 13.4144 | 30.2725 | 12.3784 | 23.9487 | 26.4721 | 24.2977 | 29.6537 | 23.8673 | 28.0883 | 27.1799 | 27.7677 | 22.6017 | 29.5335 | 21.648 | 12.509 | 22.9685 | 17.9771 | 18.3172 | 28.8682 | 19.1819 | 27.0443 | 22.7708 | 19.3648 | 24.3886 | 45.0805 | 11.6737 | 24.1077 | 45.0264 | 22.0934 | 25.2812 | 37.9424 | 27.4129 | 24.1612 | 30.3614 | 17.1176 | 40.3372 | 12.4879 | 25.305 | 13.1741 | 35.6642 | 65.8384 | 26.2918 | 20.4804 | 34.8417 | 40.3057 | 14.7418 | 16.5338 | 23.3814 | 11.1385 | 30.7605 | 25.0841 | 25.1084 | 30.9766 | 35.8565 | 16.1597 | 32.2118 | 44.7583 | 19.2222 | 13.4913 | 13.8823 | 24.7834 | 13.9601 | 41.3895 | 34.6201 | 25.6621 | 24.6366 | 19.8233 | 48.4447 | 43.2171 | 13.5817 | 28.5454 | 18.3649 | 14.6266 | 9.7492 | 16.0783 | 24.5737 | 25.8176 | 22.2341 | 24.1174 | 20.1677 | 20.3365 | 38.6289 | 19.7962 | 37.1599 | 25.8078 | 18.6254 | 29.8734 | 16.8078 | 27.367 | 16.1234 | 20.9558 | 28.0958 | 16.5533 | 26.2321 | 27.6961 | 31.3532 | 13.2801 | 17.2599 | 15.5377 | 32.2312 | 26.0514 | 23.4429 | 19.4841 | 15.4163 | 19.3662 | 16.1443 | 10.7653 | 12.1213 | 32.9068 | 21.8929 | 14.8421 | 20.3035 | 26.0004 | 16.1053 | 18.8578 | 31.534 | 25.5247 | 36.0524 | 23.5814 | 30.271 | 16.5389 | 31.242 | 43.1891 | 34.0698 | 30.6361 | 16.0449 | 23.1074 | 14.9348 | 20.8505 | 27.7061 | 25.7913 | 17.5003 | 33.936 | 20.4415 | 20.6481 | 21.7962 | 20.318 | 17.3628 | 29.3059 | 20.0077 | 28.4636 | 15.3894 | 29.9199 | 38.5949 | 48.3105 | 26.1117 | 21.6195 | 42.9395 | 32.3873 | 11.4553 | 19.1284 | 26.6413 | 16.7866 | 13.5624 | 24.1487 | 29.1854 | 29.4128 | 24.8729 | 25.1118 | 19.156 | 24.1351 | 12.3611 | 23.1397 | 29.9611 | 33.8301 | 22.903 | 27.788 | 18.099 | 18.5366 | 16.3282 | 30.6961 | 43.9703 | 20.5471 | 13.8573 | 17.9385 | 17.2229 | 18.1561 | 44.8954 | 17.2304 | 12.9165 | 28.5523 | 29.5718 | 30.3196 | 30.2798 | 26.3089 | 31.4727 | 23.3964 | 27.3931 | 30.1248 | 15.4091 | 26.0076 | 19.2306 | 27.6655 | 27.6775 | 25.2318 | 19.9121 | 18.2181 | 24.9193 | 23.7499 | 17.6072 | 15.5074 | 27.5453 | 35.009 | 15.3834 | 38.5276 | 45.745 | 30.6368 | 34.7325 | 19.2884 | 17.9308 | 18.54 | 18.885 | 28.1813 | 22.249 | 22.9505 | 16.7152 | 14.6602 | 28.2474 | 41.3862 | 20.4458 | 31.2936 | 14.0812 | 29.1186 | 20.0413 | 18.0281 | 21.7274 | 16.3738 | 11.3617 | 16.4505 | 17.8929 | 34.5858 | 37.5902 | 16.9272 | 48.9718 | 18.2651 | 29.1269 | 17.3691 | 15.9074 | 28.0291 | 38.1341 | 20.4052 | 26.7043 | 18.2697 | 41.0223 | 13.0674 | 21.3827 | 37.8739 | 28.6393 | 34.7755 | 32.6834 | 29.7285 | 30.6752 | 28.4491 | 19.0194 | 22.5475 | 13.3606 | 15.8639 | 17.394 | 25.1983 | 29.6075 | 23.9701 | 22.5346 | 22.3681 | 27.1426 | 19.7735 | 10.3957 | 36.3689 | 36.3503 | 31.5591 | 15.1025 | 23.4933 | 8.6682 | 13.5988 | 24.4797 | 17.5298 | 31.4883 | 34.3218 | 29.235 | 31.6641 | 14.7574 | 21.686 | 23.0297 | 31.2693 | 10.7502 | 23.2102 | 12.3257 | 27.92 | 26.0552 | 13.5701 | 14.5437 | 28.2842 | 25.9302 | 14.0738 | 20.2704 | 28.3707 | 28.3534 | 20.7624 | 22.9154 | 23.8051 | 18.2409 | 20.4107 | 22.3809 | 11.0326 | 19.1691 | 31.1073 | 23.0261 | 16.4794 | 22.2911 | 23.961 | 23.5666 | 17.4633 | 22.1729 | 27.3368 | 15.2551 | 25.5124 | 25.0119 | 13.0493 | 21.4019 | 22.2146 | 18.4035 | 23.308 | 15.44 | 9.1368 | 32.6667 | 32.618 | 25.8656 | 20.1528 | 18.5415 | 26.4566 | 16.4097 | 21.6677 | 24.8687 | 16.7109 | 29.2953 | 19.9691 | 32.8711 | 47.7823 | 15.4934 | 22.842 | 11.1333 | 8.9984 | 19.3848 | 38.348 | 21.131 | 15.506 | 22.6936 | 36.723 | 33.2152 | 14.5229 | 42.1026 | 36.9728 | 19.3707 | 25.4167 | 22.0499 | 17.2876 | 26.2123 | 25.8706 | 20.2368 | 14.4797 | 24.1687 | 75.6475 | 26.3915 | 17.1591 | 13.8823 | 28.0536 | 13.204 | 17.4274 | 33.9459 | 32.3984 | 27.9669 | 13.2047 | 7.492 | 23.4799 | 17.767 | 16.2319 | 28.6617 | 10.9594 | 19.0969 | 22.2259 | 16.8594 | 23.6473 | 33.3537 | 23.1455 | 13.2057 | 23.054 | 21.53 | 10.0506 | 20.3647 | 37.0205 | 4.872 | 31.8143 | 13.5929 | 26.3251 | 35.6038 | 26.4372 | 25.3269 | 33.4055 | 27.0056 | 20.1383 | 13.5279 | 23.9842 | 23.8873 | 19.2257 | 23.8452 | 13.5442 | 24.2384 | 18.8279 | 8.6784 | 19.8147 | 30.9771 | 12.0219 | 20.2285 | 14.7078 | 35.5668 | 23.9047 | 23.712 | 24.1235 | 30.6786 | 19.1564 | 36.8009 | 24.8087 | 24.9235 | 14.8916 | 28.4545 | 28.8504 | 26.524 | 27.2215 | 20.8093 | 19.4574 | 10.8107 | 28.1684 | 31.9651 | 20.404 | 22.7744 | 24.6031 | 15.8583 | 23.7786 | 31.5108 | 17.0561 | 18.8462 | 26.1438 | 16.232 | 19.0586 | 20.3689 | 14.3307 | 21.7036 | 32.9215 | 24.9594 | 26.8088 | 27.539 | 40.2979 | 31.8309 | 21.9727 | 32.8084 | 10.7766 | 24.1987 | 21.3592 | 29.3829 | 34.9916 | 15.8215 | 18.9226 | 18.1262 | 17.4325 | 29.1161 | 30.1674 | 14.2539 | 8.7547 | 19.3797 | 24.6573 | 17.6279 | 22.8555 | 17.3485 | 46.9203 | 23.0909 | 22.8563 | 13.9418 | 31.9036 | 16.6406 | 21.6734 | 17.4673 | 25.4709 | 8.9326 | 15.5356 | 28.103 | 20.9962 | 42.9786 | 36.3908 | 19.9066 | 40.4858 | 27.8137 | 19.8962 | 14.4969 | 24.4285 | 14.8417 | 23.844 | 26.0049 | 11.8713 | 25.517 | 17.5283 | 28.5835 | 24.3509 | 21.7347 | 20.462 | 32.5173 | 22.4017 | 19.1543 | 37.1932 | 38.8495 | 33.2298 | 26.3899 | 24.3918 | 22.1129 | 22.3204 | 33.9661 | 20.3318 | 18.7348 | 21.9659 | 29.3324 | 33.6088 | 25.8234 | 18.833 | 19.6603 | 12.7774 | 20.4344 | 15.8732 | 35.0617 | 24.5938 | 24.8289 | 30.0615 | 14.708 | 34.6654 | 13.2188 | 42.1892 | 18.5836 | 28.8081 | 16.6935 | 24.8873 | 10.0686 | 33.2498 | 52.9796 | 32.265 | 53.6162 | 26.3309 | 19.0303 | 41.2737 | 27.268 | 26.5266 | 39.0001 | 27.0389 | 52.7569 | 17.2006 | 18.8287 | 19.3251 | 25.5431 | 23.204 | 26.8944 | 29.2273 | 16.2128 | 25.3723 | 21.7305 | 27.3877 | 24.3433 | 23.7164 | 22.8652 | 23.1798 | 23.8728 | 29.1309 | 21.5662 | 18.492 | 25.8952 | 11.5863 | 17.7364 | 49.7125 | 30.6016 | 33.1637 | 17.0545 | 23.4714 | 25.7401 | 32.2543 | 10.5902 | 37.4839 | 18.3762 | 25.357 | 16.7335 | 32.7044 | 26.4521 | 16.1874 | 23.9029 | 29.5023 | 34.3709 | 37.3863 | 16.2441 | 37.87 | 31.8463 | 23.8438 | 26.3909 | 13.1706 | 17.6321 | 24.8928 | 29.1921 | 24.2 | 39.5869 | 21.8035 | 21.4045 | 25.34 | 10.4782 | 28.2809 | 32.2103 | 11.3809 | 19.2199 | 17.3247 | 23.6678 | 24.0833 | 28.8967 | 28.9018 | 34.3308 | 28.794 | 20.8202 | 32.5268 | 36.3896 | 47.4785 | 17.0693 | 27.0177 | 23.6336 | 18.872 | 24.3685 | 36.3319 | 34.4896 | 20.8119 | 20.7154 | 23.8318 | 13.2657 | 24.958 | 35.1771 | 27.9493 | 24.3332 | 31.1437 | 24.4299 | 23.5235 | 22.615 | 16.3259 | 10.8916 | 14.8433 | 19.3836 | 25.7221 | 22.2427 | 25.1141 | 20.2687 | 25.2384 | 13.9748 | 28.1288 | 25.9696 | 27.2708 | 18.8867 | 12.5827 | 20.0864 | 21.3809 | 31.3673 | 24.9867 | 15.3449 | 28.3599 | 21.3749 | 11.4133 | 21.7813 | 33.0118 | 26.7278 | 15.3277 | 30.2342 | 19.1948 | 19.9126 | 27.7603 | 35.9231 | 26.5814 | 21.529 | 32.8756 | 22.7102 | 19.8312 | 16.064 | 13.4603 | 15.2859 | 30.2732 | 21.1615 | 28.2527 | 19.195 | 20.0964 | 11.1407 | 23.8438 | 29.5892 | 17.561 | 15.0791 | 30.5571 | 23.2853 | 21.7677 | 15.1335 | 22.95 | 20.5021 | 25.753 | 25.1186 | 29.0917 | 22.9778 | 20.6378 | 13.9853 | 27.7367 | 27.0919 | 14.1635 | 16.9337 | 19.5127 | 17.6394 | 28.7319 | 36.2946 | 48.3726 | 15.5226 | 25.49 | 32.0417 | 20.4258 | 22.7004 | 14.5133 | 16.2551 | 37.5613 | 15.792 | 21.8366 | 16.5059 | 28.3611 | 25.87 | 14.9876 | 31.5959 | 24.504 | 19.3876 | 22.0962 | 25.011 | 14.558 | 18.4511 | 18.6039 | 24.5907 | 18.1413 | 14.9329 | 26.5246 | 12.3606 | 20.0358 | 37.1283 | 19.1616 | 24.5974 | 19.0354 | 25.8517 | 13.6767 | 30.2166 | 23.6185 | 21.7662 | 22.7863 | 22.1531 | 31.4405 | 26.9601 | 21.8613 | 37.7557 | 43.2732 | 28.2002 | 32.6834 | 13.1212 | 25.8163 | 62.7028 | 17.0485 | 23.1973 | 15.0755 | 28.2116 | 16.5639 | 18.1475 | 35.2646 | 17.8018 | 25.3947 | 24.5105 | 20.39 | 31.1626 | 20.372 | 18.3302 | 28.1511 | 16.3741 | 25.4518 | 18.5709 | 13.154 | 31.3926 | 17.4934 | 16.438 | 19.2289 | 17.7662 | 16.8988 | 13.7057 | 14.4904 | 17.0932 | 22.078 | 57.448 | 18.4289 | 31.1364 | 18.7691 | 44.3359 | 36.2196 | 14.7989 | 14.9435 | 27.4732 | 22.5227 | 24.1355 | 24.2446 | 15.1173 | 21.1837 | 15.7424 | 20.9086 | 24.4167 | 13.5629 | 27.3078 | 17.392 | 17.9039 | 21.5972 | 35.5041 | 24.3584 | 30.4186 | 11.9712 | 28.2437 | 23.5072 | 14.7904 | 29.5487 | 31.9407 | 25.0352 | 30.5931 | 19.9335 | 18.0251 | 18.4077 | 20.7534 | 18.1003 | 24.4792 | 20.9886 | 21.8692 | 22.5615 | 16.3399 | 27.7762 | 25.3537 | 15.894 | 23.1784 | 13.3889 | 42.4311 | 13.2658 | 7.2764 | 28.2418 | 29.8894 | 25.4403 | 18.1655 | 20.8914 | 30.3723 | 24.8906 | 24.3847 | 36.0455 | 23.5008 | 32.1613 | 32.7321 | 11.2288 | 11.4985 | 32.8091 | 24.172 | 15.5698 | 7.535 | 36.2169 | 17.3919 | 20.7108 | 17.2311 | 27.283 | 29.1114 | 25.9685 | 37.7842 | 17.9198 | 27.3487 | 33.8166 | 25.2223 | 6.3566 | 24.021 | 40.2865 | 18.6129 | 29.7474 | 31.8431 | 21.0762 | 27.4663 | 23.4192 | 33.1295 | 32.1479 | 18.6154 | 19.5124 | 24.9998 | 33.3791 | 23.7917 | 27.3545 | 21.8976 | 25.8405 | 17.0031 | 29.5248 | 28.704 | 34.9891 | 27.9326 | 25.0436 | 17.0085 | 32.578 | 26.1261 | 19.1135 | 30.7055 | 32.7338 | 26.65 | 11.218 | 29.2724 | 19.7786 | 16.5647 | 17.2465 | 11.7246 | 19.5899 | 14.2247 | 12.7395 | 31.8507 | 16.3306 | 24.4443 | 9.1777 | 23.039 | 27.4293 | 21.2598 | 14.4046 | 13.2792 | 12.8989 | 20.4576 | 22.5527 | 28.5069 | 24.3991 | 17.6815 | 33.1122 | 35.2405 | 22.8926 | 20.0171 | 10.5283 | 24.2802 | 24.6717 | 46.3428 | 17.0502 | 12.3047 | 21.214 | 19.1704 | 22.3147 | 18.5147 | 25.3376 | 19.5245 | 40.0972 | 15.422 | 10.6009 | 18.6096 | 25.6811 | 22.5166 | 22.2919 | 19.0339 | 34.8335 | 14.9761 | 11.8961 | 22.337 | 13.7999 | 19.4859 | 27.2993 | 13.5188 | 31.8502 | 13.7901 | 17.5593 | 22.3759 | 29.8821 | 32.0595 | 27.059 | 20.847 | 17.2581 | 29.3962 | 15.4896 | 21.7428 | 24.4575 | 15.1186 | 28.8975 | 38.2967 | 32.5109 | 16.8833 | 17.8167 | 17.8146 | 25.2309 | 9.2667 | 11.4909 | 13.6032 | 33.5124 | 26.6579 | 16.8378 | 19.7293 | 18.8378 | 24.9432 | 13.2335 | 43.9704 | 16.1293 | 26.7818 | 37.8346 | 15.4147 | 14.7771 | 10.91 | 29.4383 | 14.9421 | 25.8505 | 37.9465 | 26.3989 | 35.0939 | 8.6629 | 24.218 | 14.8477 | 8.2717 | 13.5537 | 38.7644 | 24.1938 | 42.9652 | 29.4819 | 18.9461 | 16.5722 | 8.7559 | 15.7762 | 20.14 | 20.1353 | 24.4865 | 32.1754 | 28.0025 | 24.1362 | 26.3265 | 23.2098 | 33.571 | 18.3097 | 20.5554 | 36.4981 | 15.6671 | 34.2907 | 16.0307 | 23.8509 | 22.7204 | 30.3276 | 37.8246 | 22.8454 | 22.387 | 36.8227 | 24.7113 | 18.1685 | 22.1303 | 28.1953 | 18.1661 | 25.6817 | 19.6526 | 20.3485 | 27.6469 | 15.1543 | 23.7279 | 39.2375 | 24.6411 | 31.0339 | 25.3518 | 28.6552 | 17.3174 | 21.7421 | 31.6132 | 25.8248 | 11.7992 | 14.7674 | 27.2561 | 31.9875 | 22.9727 | 18.8309 | 17.5316 | 17.2461 | 28.388 | 18.0705 | 15.1197 | 11.2248 | 31.4819 | 21.5792 | 14.6503 | 23.4951 | 22.3833 | 9.0911 | 26.6781 | 20.9833 | 22.1698 | 24.9043 | 24.6588 | 19.8536 | 29.7285 | 34.0785 | 21.7294 | 26.9689 | 25.7473 | 16.2204 | 40.3669 | 16.2237 | 14.6455 | 24.0915 | 23.6576 | 24.1087 | 23.9212 | 21.7922 | 24.7694 | 27.5305 | 31.8249 | 23.017 | 25.6375 | 29.9561 | 31.4573 | 17.1018 | 8.3529 | 22.114 | 35.9717 | 14.9473 | 34.5918 | 15.2772 | 18.8589 | 37.1281 | 20.9889 | 32.5814 | 18.579 | 23.239 | 24.0413 | 19.4408 | 27.0038 | 23.9505 | 13.1691 | 32.9462 | 39.355 | 21.9275 | 12.8831 | 28.1953 | 19.0727 | 26.835 | 16.4384 | 26.0563 | 13.4496 | 16.6616 | 26.9649 | 19.5247 | 22.72 | 19.7216 | 25.1932 | 27.7029 | 25.0109 | 27.9921 | 21.45 | 42.533 | 11.2181 | 19.5496 | 19.2996 | 24.7846 | 29.3774 | 33.0621 | 16.4358 | 29.4354 | 12.6641 | 53.0924 | 19.3956 | 19.6132 | 26.0817 | 9.0291 | 24.9719 | 31.2757 | 18.6937 | 44.185 | 18.8318 | 23.7879 | 15.6616 | 18.0226 | 27.3828 | 29.413 | 32.6331 | 20.9469 | 21.6205 | 41.5187 | 27.9371 | 9.5229 | 15.6447 | 29.9694 | 12.6753 | 28.5331 | 27.1618 | 23.0148 | 17.3386 | 12.2728 | 15.917 | 14.7231 | 26.8367 | 15.5804 | 18.0635 | 15.2947 | 20.8315 | 44.5774 | 42.5434 | 33.592 | 27.3855 | 19.9256 | 29.0328 | 33.2742 | 19.4287 | 28.2492 | 17.0519 | 17.9906 | 12.3106 | 30.4497 | 22.4793 | 13.3728 | 18.5359 | 24.1411 | 12.3698 | 25.8995 | 16.1063 | 15.9983 | 27.373 | 27.709 | 25.7918 | 33.0255 | 19.556 | 24.1836 | 15.3157 | 29.9253 | 9.3947 | 16.1919 | 23.6268 | 36.2297 | 24.5518 | 31.9938 | 20.5697 | 23.8064 | 15.983 | 29.73 | 23.5259 | 30.1925 | 26.345 | 33.2894 | 24.3026 | 33.9725 | 32.3465 | 38.496 | 21.9661 | 32.4958 | 35.8811 | 17.2924 | 20.3838 | 16.1615 | 13.5846 | 14.4905 | 23.7331 | 23.0894 | 10.1409 | 28.0199 | 44.4632 | 28.1406 | 26.8101 | 27.4991 | 23.0648 | 31.4909 | 19.8699 | 28.2111 | 15.1396 | 23.1209 | 27.9478 | 24.0804 | 26.338 | 33.7681 | 34.7025 | 17.0968 | 32.926 | 22.0966 | 17.8464 | 11.0675 | 30.2752 | 25.5746 | 15.2462 | 18.9082 | 30.1919 | 21.7247 | 24.6101 | 18.5678 | 22.4697 | 18.9574 | 28.0334 | 12.2756 | 27.9716 | 14.1365 | 30.9516 | 28.1871 | 19.9424 | 40.7102 | 39.2111 | 29.3681 | 39.9426 | 38.5554 | 23.2368 | 32.0058 | 18.5994 | 26.6784 | 21.7584 | 25.9246 | 28.649 | 23.995 | 14.5511 | 18.51 | 14.2306 | 17.7728 | 17.7162 | 30.7378 | 11.3705 | 13.685 | 17.3294 | 38.3595 | 25.5168 | 38.9798 | 30.489 | 27.9766 | 32.0629 | 15.0352 | 21.1256 | 27.7914 | 38.8681 | 29.3111 | 19.5336 | 11.1218 | 24.4033 | 13.5866 | 13.8835 | 47.2694 | 31.297 | 28.0483 | 36.0266 | 26.2156 | 37.4555 | 16.3277 | 21.3725 | 10.5926 | 31.1501 | 18.2943 | 12.8466 | 18.4142 | 18.0125 | 20.0058 | 23.1989 | 14.5043 | 30.5814 | 7.6643 | 49.4927 | 45.3704 | 26.778 | 20.3782 | 19.6452 | 18.7332 | 32.3034 | 24.1695 | 14.6302 | 15.6941 | 20.1215 | 15.6943 | 11.8753 | 13.1686 | 23.3064 | 18.1006 | 18.3907 | 33.7895 | 18.1235 | 20.2546 | 21.687 | 26.9286 | 32.6839 | 21.1987 | 31.184 | 27.8955 | 25.9674 | 11.6503 | 15.5237 | 16.9119 | 16.0992 | 24.3959 | 27.9251 | 13.1816 | 25.9137 | 20.4359 | 14.0968 | 12.8731 | 13.6144 | 19.144 | 28.4435 | 20.5023 | 24.1733 | 28.222 | 28.5584 | 18.4705 | 22.8276 | 28.4737 | 43.8421 | 30.387 | 18.1288 | 12.7728 | 21.0786 | 8.3726 | 29.5355 | 25.0448 | 44.8533 | 38.8545 | 20.3437 | 13.3273 | 26.7685 | 28.3333 | 13.9538 | 21.0123 | 30.1029 | 14.944 | 9.2256 | 16.4774 | 30.571 | 18.7782 | 38.3267 | 16.3697 | 26.4639 | 23.1975 | 13.276 | 28.3074 | 25.5945 | 33.9582 | 26.4003 | 18.2672 | 19.4555 | 51.2712 | 34.5542 | 26.7188 | 29.4466 | 20.7298 | 15.9438 | 31.9077 | 22.1866 | 17.0092 | 19.3473 | 25.2229 | 24.2751 | 24.7854 | 28.7262 | 23.1488 | 27.8127 | 25.4013 | 31.2892 | 34.4368 | 39.5001 | 16.9825 | 16.0629 | 18.7154 | 14.5241 | 15.3066 | 15.5278 | 38.0704 | 19.0919 | 25.1732 | 11.2126 | 33.4436 | 23.5213 | 18.8324 | 23.9642 | 25.618 | 27.3333 | 11.8015 | 13.2547 | 23.9637 | 24.6568 | 13.5994 | 17.4365 | 24.9458 | 30.5309 | 18.6616 | 21.1124 | 29.6253 | 10.0274 | 32.1041 | 15.0898 | 10.7142 | 32.7939 | 21.6253 | 44.8899 | 9.0657 | 27.2419 | 23.5671 | 26.5882 | 25.0213 | 23.567 | 20.1059 | 47.1738 | 37.2971 | 27.849 | 26.7803 | 21.1321 | 47.3367 | 23.393 | 22.3473 | 16.6287 | 22.3359 | 29.388 | 17.4819 | 15.8197 | 23.6502 | 18.0873 | 22.1465 | 18.0286 | 15.5205 | 23.1109 | 28.1387 | 30.5082 | 15.0327 | 22.5971 | 23.6621 | 37.3796 | 22.4366 | 7.6914 | 17.9515 | 36.6938 | 34.7424 | 16.8312 | 20.2825 | 19.0898 | 22.2648 | 26.796 | 24.527 | 13.8081 | 20.2035 | 32.9784 | 27.4378 | 22.0815 | 16.9592 | 26.4191 | 18.8861 | 17.7839 | 36.4805 | 18.9848 | 23.0731 | 30.4726 | 26.3569 | 11.1604 | 14.5497 | 12.7532 | 21.621 | 47.033 | 32.184 | 9.762 | 29.3381 | 28.6456 | 16.327 | 24.7749 | 14.6086 | 24.6835 | 26.8573 | 13.585 | 14.8423 | 22.3065 | 22.3769 | 22.2101 | 18.6663 | 9.7361 | 19.4773 | 23.3502 | 57.26 | 22.1903 | 22.8799 | 17.0236 | 20.314 | 22.7875 | 19.1955 | 25.7243 | 18.8622 | 33.0248 | 28.7533 | 24.6735 | 29.5007 | 14.9095 | 35.4928 | 43.0439 | 51.1738 | 36.3645 | 25.1349 | 13.4483 | 21.3985 | 19.7931 | 37.7424 | 21.3342 | 17.5389 | 19.3862 | 28.7753 | 25.6831 | 21.1554 | 17.7442 | 15.1422 | 23.408 | 32.8328 | 23.5246 | 17.7403 | 33.4729 | 20.9267 | 41.1907 | 27.0938 | 26.3944 | 19.2031 | 27.6638 | 44.7259 | 14.1626 | 23.7626 | 14.8022 | 44.3003 | 22.7357 | 35.1602 | 21.8844 | 23.262 | 15.5004 | 27.6468 | 12.8833 | 20.8303 | 34.8046 | 18.1201 | 17.167 | 13.9104 | 31.8349 | 23.1627 | 22.951 | 21.6832 | 21.2327 | 50.3697 | 40.3984 | 33.1986 | 16.5556 | 37.2872 | 30.1785 | 14.5329 | 17.6576 | 21.9876 | 30.837 | 29.1091 | 36.2061 | 19.9902 | 37.3122 | 22.4743 | 13.2552 | 16.4541 | 35.137 | 16.0425 | 17.2784 | 24.8442 | 36.2929 | 31.251 | 17.3633 | 37.9116 | 37.7644 | 12.4127 | 28.183 | 17.3972 | 17.9318 | 20.6167 | 19.4688 | 40.7839 | 28.5966 | 10.3661 | 15.6931 | 45.354 | 24.7761 | 22.3815 | 36.7413 | 31.6462 | 31.6345 | 18.5257 | 32.4597 | 18.6029 | 26.0527 | 39.5664 | 24.3608 | 14.5981 | 14.1202 | 33.1946 | 20.3043 | 36.7089 | 22.1824 | 18.5503 | 15.7526 | 18.6572 | 15.6981 | 31.938 | 15.0845 | 29.4075 | 29.6002 | 25.7285 | 19.4881 | 17.6116 | 21.0003 | 46.0444 | 22.7025 | 28.9404 | 17.3743 | 26.7045 | 19.9093 | 18.374 | 13.4651 | 24.3856 | 10.8577 | 16.4898 | 23.0006 | 18.7103 | 25.9855 | 38.8787 | 28.6272 | 21.4907 | 14.6957 | 41.6085 | 16.1754 | 20.4673 | 35.5484 | 15.4017 | 32.7894 | 18.7737 | 30.6939 | 42.4995 | 20.1155 | 23.089 | 26.2227 | 19.7311 | 27.6065 | 14.6209 | 31.353 | 27.1265 | 28.2172 | 22.0391 | 43.5132 | 45.3937 | 17.9719 | 17.2512 | 12.0621 | 17.8484 | 13.9994 | 39.644 | 12.5346 | 15.6104 | 12.8997 | 17.5156 | 23.6114 | 28.1481 | 19.0218 | 29.295 | 31.618 | 16.7483 | 28.8257 | 17.6611 | 22.0685 | 25.1512 | 16.9495 | 25.8353 | 22.5889 | 26.6744 | 22.9258 | 14.611 | 26.3971 | 33.1773 | 28.0435 | 24.8809 | 41.9648 | 11.9189 | 21.7229 | 22.1628 | 32.9766 | 19.6222 | 22.8121 | 12.384 | 18.9097 | 19.4305 | 21.1014 | 19.8733 | 15.3081 | 20.1885 | 18.3062 | 25.5379 | 18.0366 | 35.9345 | 19.3665 | 27.5974 | 18.3819 | 22.5052 | 18.0688 | 16.0208 | 21.7862 | 17.8911 | 23.0792 | 31.2551 | 27.5005 | 21.3304 | 25.0551 | 25.3366 | 23.2261 | 29.8195 | 27.7955 | 15.3271 | 24.9748 | 16.6629 | 39.113 | 32.6569 | 24.7017 | 24.9003 | 27.8073 | 27.8774 | 21.5372 | 22.9074 | 27.9657 | 18.4966 | 22.7508 | 23.4366 | 17.9292 | 27.0547 | 33.1639 | 20.0283 | 28.5645 | 19.4363 | 41.7601 | 28.3736 | 17.5713 | 32.1798 | 34.99 | 19.8386 | 22.9 | 18.9696 | 6.9762 | 23.4721 | 16.6124 | 19.1184 | 26.1542 | 37.6129 | 14.2468 | 27.3885 | 19.3047 | 16.1896 | 16.8644 | 38.4047 | 17.2022 | 30.7703 | 39.8865 | 14.1866 | 17.2789 | 19.0605 | 24.3453 | 32.5143 | 22.4567 | 18.7124 | 15.8998 | 33.4343 | 25.571 | 23.2016 | 27.5819 | 16.2268 | 33.2794 | 23.8141 | 30.8218 | 23.834 | 18.8949 | 36.0686 | 31.4909 | 29.3338 | 21.1235 | 31.074 | 32.4426 | 13.8418 | 14.8449 | 33.2368 | 25.2563 | 28.0983 | 31.6506 | 27.9393 | 26.2055 | 25.2781 | 15.2988 | 16.0813 | 20.0838 | 23.3702 | 35.5664 | 19.0953 | 43.0227 | 21.8928 | 14.8464 | 20.011 | 13.3566 | 22.2194 | 23.1992 | 25.6457 | 26.388 | 20.5689 | 34.6177 | 18.9238 | 12.4868 | 12.9867 | 21.1797 | 24.1403 | 21.9364 | 13.9356 | 31.9042 | 26.8838 | 30.233 | 26.991 | 24.4134 | 21.8133 | 25.6167 | 29.4615 | 20.1835 | 27.9985 | 28.9736 | 38.9728 | 36.2979 | 23.1661 | 24.8541 | 11.0537 | 24.7199 | 17.1776 | 37.511 | 28.857 | 24.1817 | 28.6146 | 18.6261 | 16.6534 | 28.2908 | 29.2578 | 15.5217 | 11.828 | 19.8059 | 23.3579 | 32.9058 | 16.504 | 32.6004 | 22.5986 | 26.2982 | 33.2738 | 25.4927 | 14.7199 | 38.9303 | 19.5058 | 17.6769 | 21.4968 | 35.1868 | 32.1285 | 36.6818 | 19.3933 | 9.2569 | 22.8089 | 25.5885 | 22.5038 | 25.0298 | 33.9502 | 21.1354 | 18.57 | 18.1924 | 29.71 | 17.1787 | 10.6929 | 20.0383 | 21.488 | 12.0696 | 21.938 | 33.3543 | 16.6066 | 27.7563 | 31.7939 | 27.7098 | 26.2495 | 26.1478 | 18.0433 | 17.6533 | 20.1247 | 13.7434 | 24.5755 | 18.9458 | 21.6048 | 14.1432 | 29.1859 | 33.2654 | 21.7775 | 22.2946 | 17.7655 | 35.7489 | 18.5445 | 29.234 | 19.5961 | 25.4558 | 25.635 | 31.5586 | 8.6921 | 23.3753 | 27.2355 | 30.6031 | 35.4649 | 8.4463 | 16.572 | 20.9562 | 19.8011 | 30.2622 | 42.3043 | 19.3188 | 26.3809 | 20.8538 | 21.8037 | 21.5315 | 30.622 | 15.8877 | 23.7498 | 29.6939 | 20.8672 | 33.0987 | 37.2964 | 23.0222 | 31.5684 | 19.4856 | 17.505 | 17.1635 | 15.0962 | 19.2354 | 16.9839 | 25.0222 | 15.6814 | 22.8538 | 15.3096 | 40.7582 | 14.908 | 16.7377 | 19.703 | 26.641 | 17.0144 | 16.8507 | 40.5251 | 45.1086 | 13.1909 | 51.524 | 21.0847 | 20.5755 | 19.4449 | 9.8299 | 31.6699 | 45.1184 | 28.7089 | 21.3553 | 22.6369 | 10.5402 | 11.2724 | 22.3538 | 20.4418 | 41.6966 | 13.9866 | 50.0142 | 23.0362 | 16.6276 | 36.0265 | 38.4537 | 12.9471 | 30.297 | 18.1666 | 27.6135 | 19.9372 | 27.7687 | 9.8548 | 23.3276 | 26.4575 | 24.9895 | 13.4803 | 40.6557 | 30.2574 | 30.0299 | 12.4172 | 29.756 | 21.7878 | 10.1948 | 21.9862 | 17.7321 | 16.4202 | 24.3855 | 24.4114 | 35.4771 | 19.8487 | 21.8655 | 17.3075 | 17.2075 | 14.7452 | 31.6301 | 24.4869 | 13.3474 | 29.9929 | 42.5662 | 29.5455 | 36.9426 | 27.425 | 30.9653 | 27.3927 | 21.2697 | 18.8248 | 18.045 | 21.2508 | 21.4566 | 40.1762 | 16.4008 | 20.9211 | 14.3852 | 33.3257 | 31.9224 | 36.797 | 35.059 | 13.5914 | 21.0088 | 31.7869 | 16.1525 | 37.9659 | 47.4739 | 11.5744 | 24.3283 | 28.0102 | 22.1345 | 22.9786 | 28.3534 | 26.1932 | 22.4682 | 23.0534 | 23.1679 | 46.7564 | 22.2618 | 25.0755 | 35.6739 | 22.6691 | 21.271 | 18.427 | 19.5031 | 32.1814 | 16.1626 | 33.3996 | 13.9746 | 24.3488 | 24.4375 | 16.8183 | 19.0833 | 28.1145 | 22.9069 | 21.9241 | 23.5147 | 43.1307 | 13.973 | 18.1955 | 17.1585 | 27.4049 | 44.1103 | 13.1958 | 23.9063 | 13.7631 | 21.5596 | 22.2587 | 36.7605 | 15.865 | 19.8008 | 17.6475 | 25.6465 | 15.7852 | 14.1024 | 25.1967 | 23.9895 | 24.4163 | 21.6304 | 20.2889 | 37.729 | 35.1736 | 14.551 | 26.6954 | 27.0801 | 45.3278 | 31.16 | 30.2229 | 32.5286 | 19.4711 | 20.1418 | 25.3521 | 30.379 | 41.5564 | 27.4707 | 21.1052 | 21.3463 | 31.8942 | 21.321 | 17.9055 | 18.4545 | 18.7239 | 31.5608 | 30.0009 | 46.054 | 37.2547 | 29.0728 | 24.0179 | 20.4451 | 19.9046 | 38.4791 | 35.024 | 26.4478 | 18.4572 | 21.948 | 14.5807 | 24.1726 | 16.8277 | 11.2583 | 25.3472 | 36.1754 | 27.9949 | 30.8023 | 19.3733 | 28.0672 | 25.1588 | 21.5533 | 25.9563 | 35.7283 | 22.118 | 15.0792 | 17.3566 | 22.398 | 26.4574 | 26.4926 | 19.4993 | 27.7022 | 35.0858 | 16.1311 | 16.7329 | 23.3 | 15.5343 | 19.7816 | 40.2276 | 33.0816 | 10.6947 | 27.55 | 25.1761 | 40.9689 | 17.6197 | 13.7893 | 23.3393 | 23.5758 | 29.459 | 12.0625 | 40.3797 | 25.5658 | 19.7132 | 26.978 | 20.2266 | 13.1501 | 25.6629 | 21.2512 | 25.8315 | 27.4039 | 24.5034 | 16.7455 | 28.9057 | 32.7589 | 15.837 | 8.5593 | 32.098 | 24.6326 | 30.0819 | 41.9639 | 22.2354 | 15.8221 | 21.7491 | 26.151 | 17.4064 | 18.085 | 37.3585 | 42.1373 | 22.1294 | 22.2391 | 24.5508 | 35.013 | 23.6523 | 15.0808 | 28.9298 | 33.3208 | 33.6275 | 17.6213 | 36.087 | 32.4832 | 14.1467 | 9.4428 | 31.6116 | 25.9663 | 35.2378 | 11.3014 | 35.1092 | 25.4037 | 37.0318 | 28.0308 | 50.2129 | 24.9633 | 17.9519 | 26.7938 | 34.004 | 29.5977 | 13.8444 | 14.707 | 41.7095 | 22.2862 | 24.3623 | 19.4865 | 16.4631 | 21.3905 | 23.7951 | 24.5201 | 24.7306 | 32.8118 | 11.5643 | 28.9613 | 29.4417 | 40.4425 | 13.4285 | 37.9372 | 30.1255 | 29.7306 | 33.7358 | 22.6931 | 42.5522 | 18.215 | 19.6438 | 10.9003 | 40.85 | 19.0169 | 12.115 | 42.4263 | 32.383 | 25.9179 | 26.5003 | 23.6244 | 12.1033 | 23.1441 | 34.0803 | 27.0264 | 14.9282 | 15.9331 | 24.8389 | 14.3789 | 21.9996 | 21.7217 | 26.6027 | 30.5365 | 12.0046 | 18.7733 | 16.9547 | 35.6342 | 49.5789 | 13.0894 | 20.1098 | 18.496 | 16.5481 | 21.7992 | 20.6191 | 22.8197 | 14.3642 | 30.3866 | 31.2512 | 38.849 | 29.9064 | 11.1716 | 35.2961 | 26.6091 | 15.7436 | 28.1201 | 9.9667 | 16.8559 | 20.8368 | 26.3112 | 20.7439 | 16.4623 | 32.9796 | 28.7118 | 31.7925 | 22.416 | 23.1021 | 17.6766 | 29.1702 | 20.3307 | 19.5375 | 20.9019 | 24.0335 | 18.2392 | 22.2942 | 15.1061 | 28.6733 | 30.5571 | 26.6328 | 31.7794 | 14.2052 | 21.3873 | 14.8226 | 22.1271 | 20.6591 | 26.0766 | 14.6306 | 19.5438 | 20.2182 | 25.0039 | 25.8363 | 34.8822 | 36.7127 | 21.9075 | 21.5624 | 28.8929 | 20.112 | 19.5967 | 32.3364 | 18.7729 | 12.8304 | 19.1726 | 24.1862 | 25.292 | 23.3821 | 17.4986 | 23.4071 | 15.9985 | 25.6005 | 24.2642 | 29.1554 | 21.6159 | 23.8374 | 21.6226 | 30.0624 | 17.7857 | 23.3816 | 27.2369 | 67.4209 | 26.9261 | 24.6099 | 42.2945 | 37.4769 | 13.8093 | 16.7859 | 36.9917 | 42.027 | 14.6266 | 33.4353 | 24.8636 | 18.6268 | 26.2842 | 32.2543 | 16.791 | 16.7279 | 24.2689 | 23.4594 | 28.5292 | 20.2092 | 18.9411 | 16.3496 | 26.021 | 30.4432 | 16.8345 | 17.3259 | 13.0284 | 20.627 | 22.9414 | 14.599 | 25.0906 | 12.9493 | 25.6522 | 4.9044 | 17.0674 | 21.8131 | 17.6545 | 15.2763 | 19.3928 | 34.5376 | 14.401 | 34.0238 | 34.3835 | 20.6174 | 12.1209 | 23.2581 | 27.9243 | 34.4571 | 36.0377 | 16.7892 | 20.1965 | 10.0868 | 28.5861 | 13.4025 | 15.4886 | 40.3753 | 33.6066 | 12.7659 | 37.3127 | 14.937 | 17.7025 | 15.672 | 27.8837 | 32.8808 | 12.2178 | 19.359 | 38.1371 | 12.9854 | 21.2355 | 19.5047 | 29.9151 | 34.8465 | 15.788 | 17.9187 | 18.7345 | 20.6588 | 17.9152 | 32.8154 | 23.2896 | 22.4474 | 18.8949 | 27.5388 | 32.1803 | 20.5825 | 37.6977 | 35.7087 | 15.2771 | 6.3344 | 38.8029 | 30.5765 | 23.3451 | 13.4293 | 20.5574 | 27.1519 | 27.243 | 14.8411 | 24.1493 | 27.0178 | 19.0882 | 13.4558 | 18.222 | 12.6918 | 42.5979 | 38.0546 | 26.6932 | 27.7557 | 14.9299 | 23.5898 | 17.9864 | 30.1694 | 27.6479 | 14.8498 | 27.3719 | 24.7525 | 13.2373 | 28.3281 | 14.9476 | 24.3623 | 8.8877 | 26.8194 | 18.8071 | 16.0581 | 17.9354 | 25.4779 | 28.3159 | 28.3969 | 19.3949 | 18.7139 | 10.7429 | 37.1536 | 12.0281 | 11.9428 | 17.1724 | 22.1947 | 28.7994 | 12.2926 | 31.8407 | 24.1204 | 14.7791 | 22.6195 | 10.3103 | 29.145 | 32.1199 | 21.2028 | 14.3636 | 18.8334 | 19.7524 | 17.6163 | 18.0042 | 16.2298 | 19.1331 | 23.91 | 28.0965 | 11.102 | 38.1368 | 13.9168 | 16.0184 | 26.5421 | 30.9847 | 20.4435 | 25.7014 | 22.6358 | 29.387 | 18.7791 | 23.4545 | 18.7838 | 26.9464 | 14.6986 | 19.576 | 13.8729 | 18.5534 | 20.8559 | 27.076 | 29.9689 | 20.0487 | 33.6757 | 17.523 | 27.8438 | 15.6052 | 12.1223 | 18.4319 | 15.8289 | 20.8025 | 19.4793 | 36.8021 | 27.0121 | 26.7024 | 19.8638 | 18.4302 | 30.1095 | 17.2192 | 22.3611 | 34.1885 | 10.934 | 23.7522 | 32.4294 | 20.4385 | 15.7866 | 14.8147 | 20.0648 | 18.9103 | 16.9582 | 15.2647 | 18.1026 | 39.949 | 21.0914 | 31.8317 | 24.4148 | 26.0176 | 18.6122 | 21.1512 | 15.7974 | 14.4088 | 12.3693 | 17.206 | 16.3806 | 48.0149 | 18.5829 | 12.6769 | 28.3129 | 16.4357 | 13.6127 | 28.0327 | 23.6664 | 19.2559 | 22.5361 | 27.5579 | 24.6778 | 20.4302 | 18.5124 | 24.0852 | 19.1053 | 34.3638 | 32.1584 | 14.7005 | 17.9277 | 13.5594 | 24.3286 | 27.6674 | 23.7739 | 37.5419 | 21.1927 | 9.2079 | 20.4782 | 16.4834 | 13.3555 | 50.3203 | 48.2163 | 26.4015 | 22.8661 | 15.6265 | 18.0581 | 24.7718 | 18.1055 | 11.7997 | 23.4066 | 37.8474 | 14.9486 | 27.3391 | 15.4764 | 18.084 | 43.8586 | 21.6825 | 54.2868 | 19.0694 | 18.2041 | 30.9576 | 21.8746 | 21.9142 | 19.6594 | 13.8317 | 10.5565 | 17.1636 | 21.3352 | 23.7937 | 18.9631 | 13.7024 | 21.7378 | 18.2053 | 49.5539 | 18.2016 | 24.4665 | 18.9527 | 26.1503 | 16.6719 | 13.7089 | 21.7676 | 17.2448 | 21.8265 | 24.2492 | 22.8705 | 34.947 | 9.7795 | 17.1885 | 32.7855 | 22.0064 | 27.0349 | 13.8983 | 22.8489 | 29.2953 | 15.4031 | 19.1758 | 17.5613 | 14.6446 | 21.8697 | 22.2153 | 24.5892 | 25.7435 | 22.1953 | 25.3801 | 31.3052 | 22.1375 | 31.3731 | 21.5354 | 33.4799 | 32.9796 | 18.1183 | 30.1672 | 17.0791 | 32.7636 | 20.6867 | 19.5019 | 36.9507 | 19.6365 | 25.2736 | 14.0976 | 13.7582 | 20.1074 | 21.1009 | 14.9077 | 17.4346 | 31.1424 | 25.8724 | 26.5406 | 23.2166 | 13.155 | 14.8877 | 15.2457 | 19.7698 | 18.3647 | 35.6758 | 23.8818 | 12.4406 | 25.6061 | 20.387 | 37.7069 | 27.907 | 22.0659 | 29.1216 | 27.5145 | 19.1785 | 19.7492 | 26.5056 | 18.0581 | 20.9018 | 9.6158 | 26.9857 | 19.3815 | 35.0528 | 26.7272 | 51.7719 | 18.9655 | 16.1404 | 15.8513 | 10.9422 | 29.0218 | 21.7296 | 32.3433 | 15.6997 | 57.0248 | 21.4018 | 19.9908 | 34.0795 | 9.168 | 35.1713 | 29.8903 | 16.2837 | 31.8702 | 23.6147 | 26.1967 | 18.0162 | 30.4557 | 28.4116 | 20.4019 | 29.7868 | 20.785 | 37.1565 | 24.5431 | 16.5022 | 30.4505 | 27.9814 | 21.5867 | 8.2869 | 20.764 | 20.1655 | 19.2002 | 13.1678 | 24.7553 | 12.1055 | 25.2538 | 20.7272 | 20.5524 | 17.0425 | 38.1116 | 32.0337 | 35.8056 | 27.6059 | 16.805 | 7.9305 | 18.4356 | 14.0674 | 24.4733 | 26.4634 | 29.8897 | 23.0205 | 15.8467 | 22.8181 | 40.1391 | 23.6516 | 7.885 | 27.8773 | 19.1721 | 37.0659 | 40.3723 | 29.3214 | 19.6509 | 29.9993 | 20.4935 | 15.7019 | 29.245 | 17.4682 | 30.5779 | 20.2478 | 13.7794 | 20.8422 | 22.7366 | 12.0302 | 44.7404 | 28.8709 | 27.4771 | 25.6523 | 21.0076 | 23.085 | 11.8939 | 26.2307 | 25.9895 | 24.0015 | 27.5428 | 12.4913 | 13.2154 | 13.3228 | 31.0205 | 20.7847 | 36.6673 | 32.0647 | 34.5867 | 37.4817 | 23.2424 | 15.8666 | 31.887 | 31.6905 | 20.8603 | 21.1184 | 27.085 | 31.6742 | 33.7127 | 39.3437 | 16.3756 | 34.5174 | 35.4305 | 15.2103 | 19.1488 | 22.4528 | 19.1214 | 9.0036 | 28.3971 | 11.6468 | 25.1235 | 27.1901 | 12.9805 | 25.1083 | 24.7187 | 18.4687 | 23.7554 | 29.7007 | 26.8584 | 27.9899 | 37.5238 | 18.685 | 15.2357 | 21.9013 | 26.4813 | 27.4147 | 30.9714 | 36.2784 | 18.6684 | 20.9293 | 9.9177 | 24.7693 | 23.4421 | 18.6125 | 30.4968 | 10.7779 | 25.3338 | 23.8356 | 15.1755 | 21.384 | 22.5377 | 29.3852 | 23.8039 | 22.0141 | 28.1016 | 30.2892 | 21.275 | 16.8438 | 44.2416 | 35.6929 | 24.1988 | 27.4473 | 16.4426 | 24.8879 | 18.9849 | 29.54 | 20.4164 | 50.2951 | 20.0497 | 19.7097 | 31.4312 | 25.1862 | 28.9158 | 15.1504 | 41.5562 | 20.9254 | 20.3385 | 12.1398 | 18.8098 | 59.0937 | 18.7569 | 20.3356 | 17.1988 | 24.6543 | 23.4853 | 23.4541 | 34.3812 | 18.9001 | 25.9735 | 35.4508 | 24.0112 | 15.0734 | 25.3513 | 28.1201 | 26.4702 | 28.8764 | 29.5327 | 42.8338 | 22.1159 | 20.0494 | 25.3065 | 19.2588 | 23.2056 | 21.9592 | 18.3898 | 41.6039 | 12.2444 | 22.1612 | 25.6223 | 14.4964 | 20.5691 | 21.6394 | 55.2363 | 23.5774 | 24.2823 | 25.1039 | 21.1114 | 22.9501 | 26.9857 | 13.2432 | 32.53 | 23.2816 | 37.6537 | 21.5303 | 31.972 | 20.2735 | 19.2089 | 14.2829 | 26.4964 | 22.6375 | 14.6116 | 20.2789 | 18.3557 | 20.7245 | 11.9116 | 10.3198 | 21.4599 | 32.3136 | 22.3008 | 17.7445 | 24.0942 | 16.8428 | 10.4972 | 22.9372 | 22.172 | 18.1914 | 25.0766 | 42.7201 | 20.2854 | 41.4078 | 20.8982 | 25.2529 | 25.9138 | 33.8028 | 8.7129 | 30.1243 | 19.8828 | 27.1846 | 19.0261 | 21.0463 | 11.6053 | 34.0674 | 28.7645 | 12.6384 | 30.5588 | 18.3938 | 16.3446 | 32.4946 | 10.3959 | 37.0505 | 23.2391 | 17.7982 | 21.5493 | 21.7607 | 12.8986 | 24.6589 | 28.542 | 16.449 | 18.9117 | 15.3579 | 17.7997 | 19.3107 | 16.3284 | 20.3952 | 15.3423 | 18.8506 | 14.2302 | 26.6759 | 29.592 | 32.7463 | 21.7995 | 32.0861 | 38.4736 | 11.1462 | 12.4992 | 27.566 | 27.9499 | 18.0329 | 33.5024 | 20.7651 | 18.4907 | 24.9264 | 29.1467 | 35.7666 | 36.8176 | 30.991 | 12.764 | 10.9894 | 14.2787 | 30.4199 | 27.1961 | 13.9671 | 30.3853 | 19.7037 | 29.2212 | 25.2136 | 30.5993 | 34.6463 | 29.9347 | 47.1686 | 24.8692 | 23.6219 | 32.6973 | 25.4127 | 30.2616 | 23.2782 | 39.146 | 20.86 | 15.5118 | 25.3056 | 22.5102 | 29.7043 | 28.8368 | 25.6934 | 31.7642 | 27.1513 | 19.0292 | 10.9977 | 21.6137 | 21.5213 | 13.234 | 26.3894 | 40.7934 | 21.6075 | 17.6911 | 25.7399 | 16.6296 | 17.1998 | 22.3021 | 14.2435 | 12.9273 | 18.7194 | 30.5213 | 43.3869 | 27.0319 | 24.9056 | 20.4045 | 22.0275 | 20.7484 | 15.016 | 36.7226 | 40.7767 | 16.135 | 19.2954 | 26.7024 | 18.4579 | 25.7951 | 21.5939 | 20.8924 | 20.2672 | 17.5489 | 20.8986 | 21.8914 | 18.2245 | 34.5867 | 23.5363 | 32.3055 | 28.567 | 40.842 | 14.5316 | 10.4356 | 18.2544 | 20.4107 | 22.2512 | 27.5197 | 25.5197 | 17.4855 | 30.3519 | 19.1967 | 28.2075 | 36.63 | 25.5137 | 32.6128 | 18.7496 | 53.8024 | 19.0603 | 24.8471 | 12.269 | 29.0398 | 32.7142 | 31.8561 | 11.6149 | 19.1472 | 23.2783 | 21.7357 | 37.1214 | 17.1768 | 27.6645 | 26.6816 | 20.6198 | 25.3338 | 26.474 | 23.2926 | 38.4538 | 20.8258 | 18.4099 | 19.3667 | 20.5035 | 24.646 | 20.4967 | 21.1692 | 11.8645 | 26.3198 | 17.8214 | 20.5945 | 26.2154 | 13.6552 | 16.7012 | 11.9456 | 36.4436 | 24.074 | 14.9324 | 11.1596 | 28.583 | 25.1866 | 22.3674 | 28.8395 | 19.9331 | 45.9287 | 15.7202 | 25.4531 | 25.5095 | 19.4054 | 19.8273 | 22.9007 | 30.753 | 13.3542 | 37.76 | 16.5381 | 22.8505 | 18.6559 | 36.4881 | 24.8214 | 39.1158 | 17.1624 | 17.4676 | 42.2136 | 29.4351 | 24.8331 | 26.1522 | 33.1336 | 25.332 | 22.0465 | 34.1714 | 20.7875 | 25.0746 | 31.2354 | 27.4191 | 30.2456 | 24.9336 | 21.9375 | 23.3868 | 13.1632 | 28.8381 | 28.761 | 35.2878 | 32.3795 | 10.7646 | 36.9474 | 17.5127 | 14.185 | 21.7464 | 18.3265 | 15.9988 | 19.62 | 44.9343 | 22.649 | 25.0165 | 29.5567 | 24.9903 | 24.6487 | 16.2734 | 15.8378 | 27.6295 | 14.696 | 33.7368 | 27.9362 | 31.0687 | 32.2514 | 18.3977 | 43.8606 | 23.2514 | 13.9521 | 26.1939 | 27.5212 | 31.5319 | 14.7112 | 30.8832 | 30.0997 | 34.2833 | 41.4452 | 14.9885 | 23.2733 | 22.9632 | 33.9109 | 31.9173 | 32.0723 | 16.7747 | 37.1896 | 39.8065 | 17.0628 | 35.1005 | 42.8441 | 31.3152 | 22.3762 | 18.8628 | 33.1539 | 14.3633 | 34.9483 | 25.1317 | 22.2506 | 29.2915 | 21.5673 | 24.98 | 27.8789 | 20.1918 | 18.4284 | 17.3304 | 23.4227 | 11.765 | 30.0155 | 21.7562 | 22.7273 | 21.6543 | 16.8451 | 45.279 | 24.7743 | 20.7365 | 25.1752 | 30.5795 | 34.8889 | 23.3395 | 36.2714 | 27.0973 | 16.5777 | 26.474 | 17.8907 | 17.8374 | 22.9732 | 20.2821 | 28.9094 | 25.8186 | 21.1784 | 16.9001 | 36.23 | 7.6455 | 30.5746 | 21.3614 | 15.3892 | 27.1264 | 12.3214 | 20.9885 | 19.8515 | 25.1004 | 20.7441 | 22.8549 | 32.9194 | 20.7304 | 25.3841 | 26.6671 | 26.7452 | 40.177 | 14.0639 | 27.0192 | 18.0888 | 28.7293 | 17.7591 | 18.098 | 22.5366 | 20.9932 | 15.388 | 24.1953 | 17.2466 | 24.8259 | 20.1958 | 26.5194 | 21.2889 | 21.3891 | 26.0605 | 21.174 | 32.0513 | 30.7586 | 24.069 | 20.5306 | 22.0148 | 21.0825 | 23.905 | 18.7167 | 23.419 | 27.0302 | 18.0034 | 31.457 | 33.3187 | 22.5242 | 24.387 | 35.6331 | 16.4213 | 18.6063 | 25.8622 | 14.0666 | 27.4478 | 13.2082 | 26.8092 | 14.6917 | 18.686 | 40.8892 | 11.5629 | 28.1003 | 26.4405 | 34.3678 | 11.6349 | 9.4176 | 24.3536 | 19.6424 | 17.1432 | 14.8981 | 15.613 | 38.9239 | 25.2575 | 14.2677 | 22.2394 | 16.7564 | 22.0127 | 9.5399 | 14.7688 | 26.1181 | 25.785 | 28.396 | 35.3614 | 23.5462 | 20.3319 | 31.379 | 27.0794 | 12.0761 | 14.975 | 27.7357 | 24.2628 | 20.9533 | 28.2727 | 43.9486 | 51.6666 | 23.1856 | 28.6089 | 29.318 | 19.867 | 38.2294 | 20.2272 | 22.2048 | 18.5266 | 18.8265 | 33.1687 | 20.1753 | 56.3109 | 31.0026 | 33.8221 | 14.8988 | 23.8635 | 23.2762 | 9.6219 | 19.8868 | 9.9396 | 21.1509 | 14.7935 | 20.0211 | 19.5588 | 24.9714 | 28.0411 | 29.2516 | 25.8234 | 18.2887 | 27.7104 | 29.8834 | 23.8525 | 17.2701 | 25.2583 | 18.8364 | 20.7246 | 28.7002 | 15.6747 | 13.6658 | 14.0609 | 21.0283 | 32.1553 | 12.9523 | 17.7681 | 26.3128 | 26.4978 | 8.7147 | 22.367 | 20.2959 | 19.798 | 32.097 | 26.2076 | 31.053 | 40.4662 | 19.4157 | 21.8202 | 11.3306 | 25.8259 | 26.3196 | 23.3013 | 18.5918 | 22.838 | 32.7635 | 9.9176 | 19.6683 | 26.1779 | 19.5954 | 8.6384 | 20.1776 | 17.2827 | 14.5367 | 21.7568 | 26.8773 | 25.3183 | 34.5421 | 16.7897 | 13.3758 | 18.2057 | 17.0247 | 25.7971 | 20.2738 | 16.497 | 19.756 | 29.1354 | 18.5863 | 25.799 | 18.9262 | 33.0072 | 23.1654 | 21.9569 | 19.2264 | 36.4132 | 22.7613 | 24.7701 | 35.3271 | 21.3004 | 13.5136 | 46.7513 | 32.9767 | 34.7003 | 18.2171 | 19.5988 | 26.2643 | 15.5919 | 16.0795 | 22.4579 | 34.9237 | 15.1506 | 24.9735 | 12.9002 | 38.7794 | 11.753 | 17.701 | 43.2582 | 20.3257 | 18.371 | 18.6856 | 23.2019 | 21.6234 | 23.1524 | 19.8838 | 13.6422 | 8.5061 | 14.8997 | 32.0176 | 26.3476 | 32.6156 | 41.374 | 26.946 | 22.3574 | 25.8731 | 23.5521 | 9.2998 | 25.8222 | 17.053 | 14.2986 | 24.0484 | 34.8326 | 31.8323 | 27.0028 | 33.0443 | 29.7149 | 9.845 | 33.893 | 16.4753 | 28.0923 | 29.1858 | 18.1633 | 18.675 | 25.2621 | 24.1974 | 30.0579 | 21.0484 | 16.7019 | 19.6195 | 13.0173 | 39.577 | 13.4785 | 24.9012 | 25.5393 | 29.3985 | 15.5418 | 18.5687 | 19.7038 | 21.7997 | 23.5754 | 21.061 | 31.0623 | 26.8633 | 16.3201 | 24.1622 | 18.8452 | 28.2027 | 32.8371 | 23.2037 | 8.884 | 32.1576 | 31.0004 | 22.7534 | 26.7855 | 18.6746 | 21.1846 | 20.1581 | 13.8228 | 22.7713 | 19.8384 | 19.9472 | 26.745 | 31.2183 | 21.0174 | 19.6282 | 21.4478 | 15.1252 | 22.7825 | 23.824 | 18.706 | 27.2022 | 13.4586 | 25.3409 | 21.7781 | 25.7035 | 40.9701 | 23.043 | 19.1014 | 11.0669 | 18.2391 | 48.4842 | 26.0407 | 22.68 | 17.9575 | 21.6968 | 25.9184 | 21.36 | 18.8964 | 14.426 | 24.2019 | 25.84 | 18.4812 | 19.9443 | 34.7148 | 19.5212 | 35.5819 | 32.9161 | 26.0824 | 23.2314 | 17.0578 | 22.0234 | 36.252 | 22.8013 | 42.9477 | 21.1441 | 20.639 | 23.0949 | 15.2828 | 24.0211 | 29.9784 | 42.8362 | 13.9309 | 11.6755 | 15.5912 | 30.3635 | 24.176 | 59.4951 | 18.7176 | 25.9958 | 15.9571 | 17.733 | 32.9285 | 15.597 | 23.7863 | 27.0272 | 12.7261 | 34.1119 | 27.7562 | 29.9174 | 10.24 | 15.3146 | 42.2014 | 20.2726 | 12.9861 | 34.0385 | 22.1949 | 41.4261 | 16.476 | 15.736 | 12.1754 | 27.0429 | 23.9609 | 15.0347 | 14.7267 | 28.1268 | 23.9399 | 27.7966 | 20.1304 | 15.5387 | 36.0698 | 24.6547 | 13.2315 | 15.9617 | 20.8234 | 18.1828 | 16.3952 | 43.4335 | 27.6614 | 20.6728 | 18.5382 | 32.9358 | 19.5858 | 15.2702 | 21.104 | 24.8508 | 15.9241 | 17.2114 | 23.2844 | 28.8416 | 20.0612 | 25.4082 | 23.1983 | 32.4015 | 38.0199 | 14.7092 | 20.22 | 32.6372 | 14.9504 | 22.0445 | 25.8802 | 16.8537 | 26.7142 | 21.5862 | 14.1696 | 13.0028 | 7.9674 | 18.9337 | 36.221 | 26.104 | 26.2928 | 25.8744 | 12.9834 | 23.3497 | 27.6981 | 22.7882 | 12.4353 | 24.1368 | 22.3034 | 21.3105 | 15.8597 | 19.2666 | 28.3086 | 28.0882 | 41.1104 | 49.03 | 17.5557 | 7.7329 | 43.5519 | 24.2418 | 48.9798 | 17.6317 | 22.1415 | 25.7381 | 20.8414 | 27.9084 | 22.0761 | 18.3364 | 18.5104 | 29.9687 | 11.1307 | 20.7412 | 10.3506 | 27.5153 | 22.8342 | 21.2283 | 35.1171 | 8.528 | 24.4452 | 38.478 | 15.3416 | 12.3118 | 22.7096 | 39.4512 | 13.8768 | 17.661 | 22.0385 | 35.1646 | 13.1901 | 19.5978 | 10.8673 | 17.508 | 30.8087 | 21.9732 | 13.4186 | 21.273 | 16.6155 | 22.7226 | 21.8359 | 16.4121 | 22.002 | 22.2395 | 19.2477 | 21.7387 | 27.2932 | 16.7191 | 23.8606 | 16.0656 | 31.725 | 20.9946 | 37.6838 | 26.7664 | 18.2109 | 18.0504 | 33.1326 | 35.7595 | 18.2285 | 20.9347 | 20.3972 | 17.2984 | 23.4721 | 19.1642 | 16.1892 | 21.9571 | 29.7172 | 34.8255 | 9.841 | 28.5383 | 19.4821 | 14.3096 | 21.9295 | 21.1537 | 15.5256 | 34.5098 | 16.5931 | 16.835 | 17.1307 | 11.9501 | 32.369 | 12.9321 | 32.0026 | 42.6788 | 29.4241 | 25.8496 | 18.4818 | 26.5012 | 25.7835 | 31.1071 | 15.1624 | 26.5928 | 16.8548 | 20.8147 | 25.2953 | 24.0378 | 24.8885 | 22.3349 | 27.9872 | 24.0218 | 19.0142 | 20.2485 | 37.9563 | 13.9747 | 22.54 | 25.7254 | 22.6399 | 15.4769 | 15.6574 | 13.5366 | 19.026 | 17.3524 | 31.3341 | 19.1574 | 18.5875 | 25.0753 | 71.7382 | 20.8442 | 22.2658 | 19.6373 | 21.1853 | 15.5182 | 26.4841 | 45.3858 | 30.3387 | 30.9218 | 31.3222 | 19.5679 | 22.9492 | 17.4268 | 25.3316 | 17.2821 | 28.3013 | 18.2577 | 21.0114 | 20.7844 | 24.4069 | 16.3149 | 35.3267 | 19.2867 | 20.9532 | 21.967 | 16.6401 | 16.9128 | 27.3549 | 14.7984 | 25.6924 | 19.4765 | 20.394 | 14.1084 | 22.0125 | 21.1317 | 32.5537 | 26.9469 | 34.7475 | 34.4853 | 20.519 | 21.3053 | 24.4646 | 21.611 | 24.89 | 24.0312 | 29.7781 | 13.1596 | 16.9406 | 31.465 | 41.5042 | 15.4949 | 17.8698 | 24.5665 | 43.5583 | 18.6841 | 33.8349 | 18.9885 | 20.6414 | 30.9793 | 28.681 | 18.363 | 17.734 | 34.61 | 16.5332 | 25.6123 | 23.8472 | 18.4012 | 22.1274 | 18.1541 | 26.7248 | 27.8221 | 19.482 | 32.9127 | 24.5604 | 20.3177 | 44.3649 | 15.4804 | 20.0767 | 18.8106 | 16.4469 | 28.722 | 17.647 | 13.2142 | 24.7048 | 26.3505 | 21.2048 | 22.4481 | 19.8482 | 11.0362 | 13.9037 | 25.4281 | 17.9181 | 28.1421 | 26.9805 | 17.7337 | 14.5791 | 25.4946 | 36.9964 | 13.6142 | 17.7601 | 34.3819 | 11.5376 | 24.1357 | 22.0378 | 24.2075 | 16.9706 | 30.9258 | 21.8057 | 22.0466 | 23.2884 | 16.3935 | 48.475 | 29.5111 | 41.0491 | 31.5121 | 41.1818 | 22.9096 | 30.0167 | 15.753 | 15.9979 | 19.6653 | 17.0736 | 16.2777 | 19.6426 | 17.9353 | 17.7321 | 19.8296 | 22.4814 | 24.0863 | 15.4985 | 27.2621 | 18.0156 | 18.4313 | 13.2161 | 15.5544 | 14.009 | 14.0801 | 20.2009 | 20.9389 | 47.1502 | 27.5587 | 22.0508 | 29.1618 | 29.8061 | 16.4629 | 7.9204 | 21.9062 | 16.4367 | 31.9144 | 21.3302 | 26.2727 | 20.9332 | 24.0107 | 22.1484 | 27.5601 | 22.2676 | 16.7778 | 23.4645 | 19.7057 | 23.5404 | 27.5801 | 42.4884 | 21.9628 | 23.6789 | 22.3196 | 17.2717 | 18.0849 | 15.9175 | 29.8471 | 20.204 | 33.7877 | 34.0715 | 21.8552 | 27.9135 | 20.0945 | 14.8626 | 21.5172 | 31.4741 | 22.9394 | 24.69 | 35.6329 | 32.1584 | 32.0742 | 32.6941 | 17.7389 | 30.1073 | 27.6352 | 27.4283 | 36.1259 | 25.1366 | 22.1893 | 24.5411 | 50.6258 | 15.3244 | 15.1263 | 18.7476 | 27.6234 | 27.7754 | 24.9236 | 34.1999 | 40.0324 | 17.4305 | 30.2291 | 15.9637 | 30.8693 | 13.2584 | 15.7623 | 26.5136 | 26.9445 | 25.2443 | 35.5922 | 29.0485 | 20.1636 | 30.0676 | 26.3348 | 18.4839 | 18.3809 | 15.9396 | 15.0126 | 22.3687 | 19.0321 | 27.8412 | 17.895 | 22.3135 | 24.3977 | 26.1837 | 26.3528 | 10.0244 | 12.9433 | 15.1358 | 26.6765 | 16.0252 | 32.5164 | 37.7244 | 37.2387 | 19.1992 | 31.9405 | 23.097 | 21.0217 | 16.204 | 25.747 | 14.3543 | 29.9547 | 26.5231 | 27.1983 | 57.4475 | 41.8746 | 33.7922 | 13.7913 | 22.5549 | 16.0328 | 16.7403 | 21.3432 | 12.7169 | 19.8573 | 26.7234 | 15.5625 | 30.6378 | 19.3722 | 24.9319 | 43.7705 | 30.3413 | 20.3095 | 9.7258 | 14.2219 | 30.7158 | 17.5843 | 26.4387 | 17.9251 | 32.051 | 27.4127 | 40.1602 | 34.1222 | 46.388 | 15.3414 | 16.3103 | 30.4735 | 20.0639 | 17.3952 | 15.4034 | 24.9419 | 15.0709 | 12.3889 | 23.764 | 28.9606 | 15.9357 | 17.8212 | 40.0503 | 28.7918 | 10.2312 | 29.061 | 25.4343 | 31.1146 | 15.799 | 28.3544 | 22.6736 | 12.7356 | 21.0747 | 23.2815 | 24.3559 | 17.0517 | 15.4993 | 17.7194 | 31.8841 | 25.6253 | 36.863 | 23.9602 | 29.537 | 20.2242 | 18.678 | 24.4901 | 19.4199 | 24.2666 | 17.5675 | 13.5207 | 17.4477 | 32.5598 | 24.3584 | 14.7286 | 22.3779 | 20.0672 | 17.6338 | 33.3547 | 15.419 | 36.9736 | 14.3603 | 17.7755 | 18.6861 | 12.1308 | 18.9167 | 19.0718 | 40.3231 | 18.4673 | 10.663 | 24.8794 | 28.0021 | 23.747 | 28.6758 | 16.9553 | 37.8803 | 13.6332 | 50.5807 | 34.9729 | 15.5286 | 16.3538 | 30.2141 | 10.2397 | 30.2067 | 17.3462 | 20.003 | 17.6152 | 29.1459 | 14.7173 | 18.0797 | 21.232 | 38.5674 | 28.8546 | 11.5276 | 28.5624 | 18.634 | 26.6482 | 35.8971 | 26.4648 | 30.4623 | 35.7704 | 22.1023 | 14.3671 | 26.8738 | 24.2164 | 20.6313 | 13.1155 | 17.3596 | 26.2451 | 19.7045 | 20.6336 | 13.7848 | 17.9347 | 29.9041 | 34.3714 | 24.612 | 29.3882 | 34.6278 | 21.4804 | 22.0283 | 17.4748 | 24.3112 | 24.5843 | 16.1107 | 15.8689 | 16.4445 | 38.6374 | 32.8483 | 33.8263 | 16.5395 | 12.337 | 30.2787 | 18.5064 | 22.8046 | 14.271 | 21.3798 | 10.8087 | 16.211 | 20.0634 | 21.923 | 18.8754 | 9.7022 | 29.1642 | 16.9992 | 23.0026 | 22.0995 | 19.079 | 33.9355 | 19.4953 | 12.5017 | 21.0139 | 27.609 | 23.9065 | 24.8374 | 26.485 | 25.9213 | 21.3746 | 32.8195 | 25.4394 | 38.5581 | 31.3181 | 28.503 | 29.3178 | 14.7603 | 21.2934 | 12.0269 | 30.5886 | 27.8893 | 19.4401 | 24.5118 | 19.7674 | 30.7215 | 26.0467 | 19.7835 | 16.9233 | 26.3571 | 42.1737 | 18.7375 | 21.8401 | 14.1967 | 19.6369 | 22.6105 | 25.884 | 13.5988 | 23.896 | 11.9901 | 22.9718 | 27.1409 | 26.2757 | 42.4846 | 29.4653 | 22.0285 | 17.5677 | 30.0449 | 38.5474 | 12.5028 | 24.062 | 13.8787 | 20.6125 | 24.6839 | 21.7065 | 21.1771 | 17.4087 | 48.2487 | 29.216 | 25.2818 | 29.4785 | 17.1537 | 22.4963 | 24.8977 | 29.7287 | 17.7742 | 23.0238 | 13.6886 | 20.1218 | 30.7634 | 26.0385 | 18.6858 | 12.7564 | 38.0323 | 19.366 | 16.8689 | 24.3668 | 18.8738 | 38.08 | 20.8653 | 26.782 | 55.0633 | 27.4731 | 18.782 | 29.4701 | 17.8363 | 28.9154 | 9.0012 | 21.33 | 30.0896 | 18.2202 | 27.3194 | 37.2385 | 21.1339 | 12.2518 | 30.3312 | 23.1419 | 19.9565 | 20.4332 | 12.6791 | 17.3674 | 19.3537 | 26.883 | 20.4434 | 33.8981 | 19.8964 | 32.7809 | 18.6666 | 27.3179 | 19.7265 | 31.2367 | 26.9763 | 19.5198 | 17.7184 | 19.8135 | 29.5957 | 17.2953 | 32.1347 | 33.4578 | 34.7542 | 15.4151 | 24.786 | 16.6002 | 20.5839 | 23.6787 | 24.9902 | 18.4403 | 27.0863 | 17.5571 | 14.789 | 23.2618 | 20.4898 | 26.6935 | 16.5248 | 35.3388 | 25.2936 | 29.5426 | 45.3809 | 25.3536 | 21.3417 | 13.4712 | 19.047 | 25.6653 | 17.2058 | 13.3249 | 30.9189 | 24.7644 | 12.7212 | 21.5912 | 16.4399 | 20.4192 | 17.9979 | 29.314 | 12.732 | 19.1807 | 31.2804 | 18.0023 | 40.3242 | 29.4742 | 49.8974 | 33.797 | 11.2975 | 9.7275 | 26.1581 | 36.2293 | 10.8019 | 12.2352 | 38.2041 | 13.784 | 35.615 | 33.3672 | 26.1679 | 20.978 | 55.5569 | 14.7446 | 35.3499 | 26.6198 | 33.7193 | 12.5419 | 20.0161 | 14.8878 | 27.151 | 38.7633 | 33.2357 | 29.5641 | 19.2469 | 23.216 | 19.1955 | 22.484 | 20.7789 | 43.1115 | 31.0542 | 16.4471 | 14.1799 | 29.7143 | 13.6967 | 20.5743 | 18.2074 | 17.8278 | 16.8382 | 23.2918 | 16.7035 | 35.3399 | 20.1558 | 26.4896 | 29.8864 | 12.5551 | 16.4089 | 23.2728 | 27.8203 | 33.0689 | 26.9535 | 14.0971 | 38.1993 | 13.7118 | 19.1847 | 30.1083 | 19.3797 | 24.4536 | 19.7106 | 18.6558 | 22.1631 | 27.5409 | 22.8609 | 27.9444 | 37.2136 | 27.3965 | 26.3646 | 14.1006 | 35.9412 | 14.3861 | 22.0477 | 34.7773 | 18.0572 | 32.1458 | 15.5551 | 19.4426 | 13.8353 | 16.0928 | 24.4443 | 10.4159 | 14.0123 | 14.3019 | 30.4134 | 26.2772 | 16.2587 | 24.3819 | 45.9627 | 14.1037 | 17.1194 | 20.1491 | 50.2066 | 32.1543 | 24.8068 | 17.1981 | 15.7245 | 18.7724 | 17.6918 | 31.3543 | 43.3804 | 19.4171 | 31.8255 | 20.4106 | 12.9246 | 20.2287 | 26.7984 | 18.1179 | 19.9525 | 18.6677 | 23.1019 | 24.0769 | 25.334 | 13.1188 | 26.7036 | 15.7904 | 22.808 | 19.8201 | 10.6752 | 32.7138 | 28.5786 | 26.0619 | 17.5947 | 21.4999 | 21.5943 | 22.1449 | 21.7055 | 16.387 | 14.5223 | 32.0685 | 12.3749 | 14.3075 | 25.9079 | 16.4453 | 20.9941 | 15.6983 | 25.6742 | 19.0576 | 24.9631 | 26.3075 | 25.8265 | 25.761 | 28.906 | 21.081 | 19.3057 | 11.9608 | 21.5685 | 21.7237 | 19.7549 | 20.8365 | 8.8534 | 26.2995 | 23.9832 | 14.8056 | 16.8707 | 8.3355 | 17.6582 | 23.7391 | 18.7171 | 30.9011 | 27.715 | 15.0297 | 20.4145 | 28.464 | 31.6328 | 23.9313 | 31.0279 | 20.1216 | 24.8712 | 19.2869 | 19.3074 | 16.333 | 54.6273 | 36.329 | 23.3922 | 38.6682 | 18.9866 | 38.3745 | 44.7672 | 26.8989 | 37.1234 | 24.4099 | 30.8433 | 25.9012 | 32.6197 | 19.9086 | 17.5129 | 14.4862 | 20.561 | 19.4388 | 22.6958 | 25.4732 | 29.5888 | 24.0408 | 18.6009 | 22.5904 | 22.5057 | 13.3936 | 16.9 | 24.7229 | 21.8147 | 26.2187 | 15.9466 | 11.6032 | 22.9566 | 54.4213 | 23.685 | 20.6655 | 11.2022 | 29.8595 | 9.4696 | 32.0056 | 18.0692 | 21.221 | 29.8244 | 57.0997 | 29.5857 | 13.5117 | 27.7767 | 22.1939 | 26.2781 | 30.6474 | 25.665 | 16.3024 | 24.3859 | 19.6696 | 25.2378 | 21.636 | 24.3301 | 31.506 | 20.4015 | 27.0718 | 24.034 | 19.7927 | 19.6364 | 20.9883 | 14.5529 | 36.3918 | 15.8223 | 22.4759 | 14.3051 | 23.3481 | 20.9773 | 22.8698 | 28.387 | 28.6181 | 12.9175 | 10.7394 | 27.7823 | 26.3622 | 21.9125 | 13.745 | 28.2159 | 24.5201 | 25.0235 | 14.4595 | 21.2004 | 26.5474 | 19.257 | 23.3166 | 16.8757 | 15.4963 | 41.3193 | 19.8013 | 12.8327 | 27.2064 | 52.0848 | 18.5759 | 33.2736 | 23.08 | 17.9509 | 22.8304 | 32.0959 | 25.5194 | 21.7624 | 36.0224 | 34.1348 | 12.8093 | 24.96 | 33.7036 | 11.3441 | 36.2198 | 14.4315 | 21.88 | 34.2904 | 28.3675 | 20.0273 | 14.1604 | 30.006 | 21.8914 | 24.5823 | 30.241 | 13.4495 | 14.5444 | 25.0114 | 14.3331 | 35.296 | 15.6722 | 22.4469 | 16.3952 | 24.9121 | 20.5595 | 16.1441 | 13.871 | 19.3261 | 17.9454 | 26.9854 | 31.1991 | 27.3676 | 22.0258 | 17.0778 | 22.3042 | 22.4873 | 26.8417 | 24.0534 | 18.4677 | 28.7384 | 11.2931 | 14.8666 | 27.0611 | 14.2996 | 24.6132 | 21.225 | 20.9315 | 22.7721 | 21.1855 | 29.019 | 33.0467 | 51.9576 | 17.7459 | 20.1203 | 19.9657 | 25.0946 | 14.1529 | 11.8248 | 24.3209 | 29.0811 | 15.7095 | 20.605 | 24.8092 | 24.4077 | 12.6688 | 21.4665 | 26.661 | 45.1794 | 32.3552 | 28.9061 | 21.7231 | 38.5714 | 49.8844 | 31.9576 | 16.1597 | 16.0251 | 15.1167 | 18.644 | 21.3456 | 20.2954 | 16.9349 | 28.3012 | 18.3763 | 24.064 | 29.5429 | 27.9365 | 15.1003 | 25.3763 | 19.636 | 32.4552 | 21.0476 | 20.9987 | 17.503 | 39.4793 | 24.7984 | 16.9921 | 18.5256 | 17.0024 | 25.3399 | 17.1074 | 31.4251 | 18.8425 | 11.8669 | 16.0587 | 23.0558 | 19.5939 | 21.8441 | 28.827 | 23.9264 | 28.0364 | 9.4848 | 19.6856 | 13.0391 | 31.71 | 18.0719 | 39.026 | 19.1673 | 14.83 | 23.9134 | 19.5316 | 15.9421 | 26.6041 | 21.9734 | 18.5748 | 18.8837 | 24.1428 | 14.3519 | 20.7145 | 22.2847 | 32.9403 | 23.3911 | 9.048 | 18.1968 | 25.3704 | 30.8635 | 26.5315 | 21.2292 | 25.5338 | 30.0778 | 25.1045 | 23.5104 | 30.7297 | 17.1458 | 15.3426 | 16.9385 | 40.9835 | 29.512 | 25.6441 | 27.6325 | 27.9839 | 22.1516 | 40.9701 | 18.5391 | 14.3135 | 26.5119 | 35.4794 | 19.2761 | 31.9273 | 16.1913 | 22.072 | 18.8297 | 14.9812 | 28.6601 | 16.4425 | 22.1631 | 23.4339 | 19.4626 | 38.2064 | 12.4236 | 19.0769 | 25.3554 | 8.8359 | 31.3566 | 25.7551 | 22.603 | 33.793 | 29.2661 | 26.3093 | 25.5549 | 23.9534 | 22.7695 | 19.8135 | 12.4892 | 25.1473 | 35.7634 | 14.5862 | 23.3702 | 22.1721 | 13.2733 | 25.3079 | 19.9548 | 20.443 | 10.475 | 31.7188 | 15.8971 | 21.1922 | 26.933 | 25.5951 | 23.9211 | 25.3627 | 26.6247 | 32.4589 | 27.6767 | 31.6347 | 9.1955 | 46.8507 | 8.1368 | 14.0099 | 21.5356 | 15.0875 | 25.0917 | 18.7115 | 28.8902 | 31.4527 | 17.1914 | 21.3118 | 25.5715 | 14.8962 | 14.2523 | 18.0002 | 22.5797 | 22.474 | 26.2658 | 19.1679 | 21.9614 | 15.5926 | 11.8278 | 24.7116 | 24.8214 | 18.482 | 27.3588 | 34.531 | 19.2564 | 23.3683 | 21.0181 | 38.0506 | 29.6005 | 25.2365 | 25.2967 | 16.2645 | 27.3666 | 28.7559 | 16.0231 | 22.235 | 12.6335 | 19.1704 | 13.3237 | 23.9355 | 26.3644 | 24.5292 | 31.5132 | 26.64 | 17.7962 | 19.9317 | 21.4471 | 22.1668 | 14.6042 | 30.2667 | 21.9593 | 26.6291 | 22.9783 | 19.2452 | 14.0776 | 23.1823 | 25.2415 | 22.3718 | 18.9723 | 30.8205 | 20.5123 | 22.3087 | 34.5578 | 13.3909 | 21.6282 | 27.6836 | 30.9412 | 14.8967 | 14.5044 | 30.6146 | 20.0399 | 36.4597 | 27.4124 | 43.1238 | 19.5017 | 14.9945 | 18.0297 | 30.0842 | 24.813 | 18.7592 | 35.1022 | 26.5239 | 26.1063 | 40.9834 | 24.2749 | 16.4179 | 28.1688 | 36.9232 | 20.6452 | 15.6204 | 21.6358 | 12.1526 | 17.5422 | 20.1613 | 31.7335 | 21.7525 | 19.9076 | 18.8724 | 20.9006 | 8.9138 | 17.8121 | 19.5787 | 14.481 | 24.2586 | 43.5485 | 35.2653 | 14.6143 | 26.0346 | 21.8423 | 20.2352 | 17.982 | 30.7069 | 22.7389 | 16.9235 | 18.4498 | 46.0515 | 27.7259 | 12.6423 | 30.8558 | 21.9571 | 30.7734 | 18.9588 | 21.8705 | 38.195 | 11.0415 | 36.8455 | 26.515 | 22.7906 | 33.4364 | 29.8556 | 32.0506 | 12.3217 | 24.0923 | 17.8202 | 26.3025 | 20.7518 | 28.8034 | 21.6031 | 39.2356 | 18.7708 | 37.0646 | 22.0303 | 18.5883 | 33.6281 | 30.4798 | 23.6093 | 18.928 | 13.7643 | 19.4551 | 19.7503 | 22.7061 | 22.4326 | 25.9076 | 17.8276 | 31.4135 | 18.5 | 19.9543 | 12.8659 | 15.964 | 19.4816 | 20.1665 | 27.0864 | 25.4744 | 14.3409 | 22.0643 | 18.1489 | 19.3314 | 27.6653 | 33.8214 | 24.6083 | 33.3942 | 27.8653 | 22.7265 | 41.7069 | 16.1633 | 16.7153 | 21.2343 | 19.0651 | 22.3162 | 19.3048 | 18.609 | 30.9948 | 22.9125 | 13.9484 | 29.338 | 16.389 | 24.0547 | 23.719 | 32.1643 | 24.9393 | 35.9489 | 25.736 | 8.503 | 18.447 | 23.7222 | 18.4323 | 38.4111 | 24.5038 | 17.9568 | 21.0109 | 13.3452 | 16.3257 | 26.9476 | 21.8123 | 21.9843 | 14.9146 | 27.7693 | 17.7066 | 34.5711 | 17.9735 | 26.625 | 26.8683 | 47.4867 | 28.1963 | 32.0646 | 37.6756 | 35.2485 | 19.2871 | 20.639 | 29.3079 | 30.8601 | 22.3603 | 16.9267 | 23.1123 | 22.127 | 26.218 | 19.0927 | 17.8446 | 22.9511 | 34.5846 | 43.4487 | 35.2244 | 14.8802 | 28.5565 | 19.8593 | 13.1106 | 17.3202 | 31.6413 | 27.3611 | 57.9605 | 15.0213 | 21.6123 | 19.965 | 18.1244 | 30.3795 | 31.3122 | 36.2088 | 36.2207 | 36.2312 | 18.9805 | 19.9957 | 29.469 | 15.8823 | 18.8068 | 23.9075 | 13.4317 | 15.288 | 16.7585 | 21.0607 | 18.3403 | 24.9628 | 22.4578 | 20.313 | 22.6376 | 26.134 | 50.1332 | 22.5968 | 21.7372 | 12.7732 | 15.5403 | 22.5713 | 38.3293 | 13.8953 | 17.7518 | 19.6236 | 21.3127 | 24.2009 | 36.86 | 19.059 | 26.0725 | 31.6604 | 22.9983 | 19.2298 | 20.0948 | 18.8003 | 16.1507 | 6.9865 | 17.915 | 17.3195 | 32.9246 | 18.6238 | 27.8604 | 8.1161 | 38.106 | 29.7818 | 18.1358 | 41.5133 | 50.0407 | 28.2885 | 20.6865 | 19.9772 | 27.7571 | 19.3468 | 39.7455 | 20.8069 | 25.8379 | 17.0963 | 15.8956 | 26.0739 | 32.2026 | 32.4809 | 26.1416 | 18.2377 | 19.6027 | 16.7392 | 47.0125 | 22.4053 | 28.8608 | 13.3626 | 10.6366 | 16.4879 | 22.4327 | 29.7448 | 20.2878 | 25.0103 | 35.9967 | 24.3997 | 29.0134 | 17.1082 | 10.3564 | 19.5477 | 10.4721 | 15.5592 | 21.7515 | 32.9265 | 22.9716 | 15.5409 | 31.5975 | 26.1283 | 14.3284 | 21.4218 | 45.8306 | 20.4659 | 12.3127 | 35.6477 | 19.7335 | 32.072 | 16.6558 | 16.6218 | 14.6795 | 21.9345 | 21.761 | 16.78 | 21.8993 | 27.2981 | 21.0714 | 31.1869 | 16.7848 | 33.2946 | 12.7753 | 20.026 | 21.0696 | 17.2415 | 33.8134 | 20.2008 | 14.1962 | 23.0253 | 28.7209 | 17.8865 | 23.3426 | 26.3542 | 28.5257 | 22.2348 | 26.155 | 21.6547 | 17.6068 | 23.6708 | 12.0257 | 18.4071 | 14.2255 | 34.8639 | 20.1363 | 33.8438 | 32.7825 | 16.2026 | 23.8068 | 32.8856 | 23.4698 | 27.0016 | 15.7984 | 28.6828 | 24.2177 | 15.5958 | 59.4915 | 29.1639 | 9.6876 | 23.4033 | 31.988 | 11.2627 | 20.3921 | 22.2507 | 27.5109 | 27.114 | 28.1978 | 21.3332 | 14.5331 | 20.0827 | 28.9746 | 21.598 | 19.8593 | 20.8878 | 18.2627 | 12.4446 | 34.227 | 22.7033 | 20.9707 | 12.2494 | 31.6143 | 21.9988 | 14.2581 | 31.6627 | 12.4545 | 18.026 | 39.0903 | 20.0783 | 19.6365 | 18.8664 | 37.7985 | 18.3814 | 30.2611 | 18.8416 | 19.1087 | 15.2209 | 27.723 | 38.3241 | 23.1789 | 24.9895 | 26.4579 | 26.8435 | 11.5258 | 18.6953 | 28.2413 | 13.5714 | 20.4797 | 20.6491 | 25.4959 | 10.0691 | 17.0276 | 25.7693 | 39.5374 | 16.7291 | 15.6769 | 20.6486 | 17.5421 | 42.944 | 16.9218 | 22.8307 | 17.7183 | 11.2256 | 12.9061 | 7.1667 | 29.3879 | 32.6191 | 18.1304 | 32.3572 | 22.392 | 32.6833 | 17.2355 | 24.6546 | 18.5158 | 29.0187 | 34.6826 | 31.3394 | 19.5925 | 25.8282 | 32.5134 | 25.9402 | 17.733 | 28.3164 | 45.8875 | 28.4544 | 18.9934 | 20.3554 | 24.4289 | 23.1768 | 22.156 | 26.6278 | 31.4633 | 20.5681 | 16.2961 | 29.6927 | 30.801 | 31.633 | 32.8974 | 28.4244 | 28.2991 | 24.2064 | 32.1383 | 22.3287 | 9.4434 | 18.0129 | 15.3427 | 13.2351 | 29.8927 | 28.4113 | 26.7473 | 30.0116 | 27.187 | 39.1899 | 27.4255 | 41.6194 | 12.4326 | 30.1577 | 23.2532 | 27.3355 | 27.594 | 29.651 | 21.4335 | 26.3014 | 34.75 | 33.0973 | 25.8449 | 22.6268 | 21.2968 | 23.6784 | 23.2865 | 25.9171 | 32.9717 | 41.3402 | 43.7385 | 28.6927 | 21.1903 | 23.4951 | 20.957 | 18.0522 | 23.0613 | 24.3202 | 21.9021 | 35.006 | 27.228 | 16.7274 | 33.1224 | 35.7396 | 17.1839 | 20.8261 | 14.9057 | 20.8206 | 21.2755 | 22.1374 | 27.1965 | 25.526 | 22.9264 | 19.8642 | 14.6654 | 16.007 | 17.9989 | 27.5 | 14.8947 | 26.2849 | 16.4073 | 17.5786 | 15.5684 | 33.3714 | 25.3557 | 34.4299 | 27.2794 | 22.0783 | 30.4781 | 22.013 | 14.2241 | 16.39 | 23.1418 | 17.0613 | 11.2953 | 21.4376 | 27.1585 | 25.4843 | 18.0648 | 17.1056 | 13.9747 | 13.2481 | 17.199 | 24.9422 | 13.9588 | 26.1009 | 24.2915 | 16.8764 | 28.5564 | 12.8511 | 20.7953 | 19.1464 | 31.2066 | 26.6123 | 15.9415 | 17.6973 | 30.1991 | 19.8329 | 8.8811 | 28.1914 | 28.385 | 11.5659 | 23.005 | 11.315 | 23.4059 | 20.5398 | 22.9349 | 27.2772 | 29.5196 | 17.483 | 34.264 | 22.4305 | 20.2683 | 34.3067 | 18.7256 | 14.3073 | 19.393 | 30.0898 | 15.0345 | 21.5316 | 29.1622 | 17.8322 | 18.1108 | 32.9342 | 23.6568 | 16.7371 | 22.0317 | 35.4273 | 13.5505 | 16.4358 | 13.1473 | 31.3216 | 9.8596 | 21.3005 | 31.2129 | 20.1733 | 31.1735 | 30.4411 | 18.6034 | 14.4101 | 15.8239 | 27.7743 | 23.5464 | 15.727 | 22.7189 | 29.7065 | 29.7176 | 38.9135 | 18.4 | 20.4126 | 13.4514 | 17.3247 | 27.8527 | 30.332 | 23.1934 | 23.5043 | 33.9215 | 16.0752 | 25.0687 | 21.482 | 36.693 | 38.521 | 10.8327 | 31.1483 | 20.5687 | 28.9309 | 13.8056 | 20.2815 | 32.1003 | 20.8947 | 23.2974 | 41.0913 | 28.7658 | 14.2101 | 31.1441 | 28.8193 | 35.4181 | 12.9823 | 17.1489 | 26.6349 | 28.9796 | 24.0729 | 22.6777 | 15.9461 | 36.1258 | 20.6389 | 33.9521 | 15.3551 | 17.8973 | 25.1962 | 42.6049 | 31.3122 | 31.56 | 14.8589 | 17.9016 | 18.8692 | 33.8965 | 29.6362 | 21.8682 | 12.204 | 16.1452 | 20.7371 | 27.9864 | 8.8129 | 25.8383 | 12.6132 | 9.5065 | 20.6514 | 25.1282 | 25.9186 | 30.4631 | 13.0954 | 27.2623 | 20.0669 | 15.5172 | 35.2574 | 34.9585 | 23.2716 | 20.8449 | 21.1366 | 15.5351 | 26.797 | 10.947 | 31.6936 | 17.6273 | 13.3252 | 12.3437 | 15.6157 | 27.461 | 29.8204 | 18.3793 | 19.5418 | 24.1829 | 14.4968 | 38.5013 | 19.2975 | 36.8289 | 19.7168 | 23.339 | 23.1693 | 31.2396 | 25.5618 | 28.7252 | 22.0264 | 23.2497 | 29.1919 | 26.202 | 24.6382 | 44.4776 | 18.0066 | 33.3115 | 17.0954 | 16.5893 | 29.5299 | 28.5835 | 28.7365 | 20.425 | 16.5677 | 21.1923 | 17.1266 | 18.0288 | 13.5688 | 20.3385 | 35.4097 | 21.4654 | 25.5059 | 35.9584 | 32.043 | 33.0631 | 20.8064 | 21.8136 | 38.8641 | 11.736 | 14.9376 | 17.2685 | 28.1042 | 18.9163 | 40.3432 | 16.1767 | 20.7527 | 19.1594 | 14.6122 | 24.5262 | 13.7789 | 24.4624 | 35.2746 | 32.9033 | 20.2194 | 12.2194 | 24.009 | 28.3725 | 29.2843 | 10.4477 | 20.2775 | 33.3849 | 22.0501 | 20.4714 | 22.9237 | 20.2841 | 28.0974 | 18.607 | 38.8881 | 28.6924 | 8.7285 | 44.9571 | 27.4317 | 31.701 | 23.7945 | 14.7236 | 20.5587 | 24.0827 | 24.3222 | 29.0385 | 14.211 | 19.8909 | 21.185 | 36.0606 | 12.2244 | 22.1617 | 23.2621 | 26.8289 | 11.9523 | 13.3222 | 14.967 | 28.4196 | 19.3813 | 18.9327 | 32.3849 | 14.4361 | 55.9853 | 22.6053 | 18.0572 | 14.3577 | 13.2817 | 20.2375 | 26.4994 | 14.9617 | 20.385 | 15.8409 | 11.8832 | 19.545 | 21.6446 | 26.863 | 29.6799 | 22.054 | 21.5037 | 25.425 | 33.4186 | 23.8312 | 15.8741 | 27.8302 | 26.3004 | 38.6855 | 20.7463 | 18.2315 | 26.2555 | 21.9974 | 14.997 | 21.2082 | 42.258 | 28.2073 | 15.2528 | 13.8292 | 23.4159 | 24.7847 | 30.0785 | 15.9079 | 20.7637 | 33.4765 | 24.8429 | 21.2932 | 16.125 | 18.1157 | 15.1608 | 26.0075 | 52.0475 | 22.9624 | 26.3924 | 36.3597 | 9.2815 | 22.8216 | 30.7426 | 19.8154 | 20.2028 | 17.1701 | 24.2409 | 9.9594 | 12.2733 | 29.865 | 49.181 | 19.483 | 22.0621 | 33.9796 | 25.496 | 22.3556 | 42.6052 | 29.9637 | 31.9248 | 18.914 | 20.3675 | 11.3966 | 20.4173 | 19.0018 | 14.9719 | 50.3323 | 17.5637 | 20.5525 | 20.8055 | 21.8148 | 28.3307 | 30.8254 | 27.861 | 32.9898 | 17.2035 | 18.6808 | 31.1336 | 27.153 | 16.3825 | 32.6749 | 15.8096 | 17.2208 | 13.0676 | 15.7918 | 25.5509 | 26.7844 | 20.9351 | 27.2895 | 13.5738 | 20.7261 | 29.4806 | 18.0752 | 28.4673 | 27.3736 | 21.4498 | 17.1918 | 20.5161 | 26.0165 | 17.5464 | 29.8177 | 16.1546 | 17.3516 | 33.8236 | 16.6892 | 20.4035 | 21.3822 | 21.1582 | 16.7678 | 32.7286 | 20.7251 | 24.0093 | 13.7555 | 16.9707 | 16.2527 | 37.6029 | 19.4897 | 24.4872 | 32.5931 | 19.0801 | 30.0134 | 29.5957 | 23.886 | 20.318 | 22.3693 | 23.444 | 13.4559 | 37.425 | 32.6807 | 13.8183 | 11.9719 | 28.2636 | 35.7907 | 20.252 | 15.46 | 36.8095 | 21.0484 | 44.6168 | 25.8768 | 26.7048 | 15.3757 | 15.2701 | 22.2472 | 25.7755 | 18.0237 | 26.5514 | 24.0147 | 16.1092 | 34.9767 | 18.0818 | 12.0716 | 19.3954 | 22.3567 | 16.1423 | 16.4642 | 28.6985 | 9.5739 | 16.9551 | 18.9006 | 23.8159 | 23.0115 | 18.0137 | 15.9028 | 17.2685 | 15.6442 | 12.1451 | 40.9815 | 21.6755 | 29.9058 | 16.7396 | 23.608 | 21.1953 | 20.9218 | 21.358 | 21.7192 | 23.6282 | 12.1989 | 33.4188 | 18.513 | 31.6163 | 16.1447 | 20.591 | 13.3815 | 16.772 | 16.1568 | 24.719 | 36.7508 | 27.0084 | 23.2299 | 29.2975 | 14.5087 | 42.4083 | 24.5843 | 16.935 | 23.1547 | 28.351 | 21.1903 | 15.6822 | 42.1367 | 33.1614 | 17.3226 | 17.7303 | 24.1923 | 25.9707 | 21.7814 | 17.2123 | 12.7577 | 17.7429 | 10.6007 | 18.2285 | 23.6287 | 14.4299 | 16.6371 | 15.3875 | 39.9574 | 17.1294 | 12.8531 | 45.8028 | 35.5771 | 37.9709 | 36.1286 | 20.6589 | 25.65 | 14.1563 | 28.8211 | 11.5775 | 15.771 | 27.561 | 28.4954 | 17.6668 | 20.8634 | 44.3702 | 19.8387 | 27.7641 | 17.4 | 25.8211 | 30.2393 | 28.7128 | 25.4561 | 24.2727 | 29.8055 | 35.1494 | 24.0362 | 25.2202 | 18.6497 | 26.5653 | 31.8324 | 23.2719 | 32.9901 | 24.1777 | 15.0158 | 26.3467 | 20.0653 | 13.2197 | 21.6995 | 31.586 | 19.2076 | 25.4621 | 36.5145 | 10.239 | 18.0845 | 35.1667 | 24.1506 | 19.5002 | 27.1577 | 16.5005 | 21.2838 | 27.4549 | 17.7615 | 26.547 | 16.9232 | 14.6798 | 24.484 | 31.6413 | 22.4217 | 9.1515 | 28.7584 | 15.3966 | 9.4087 | 23.0042 | 14.8395 | 16.0583 | 37.8616 | 20.5121 | 13.2488 | 12.2001 | 21.136 | 26.8242 | 43.8387 | 19.4205 | 34.0466 | 12.2956 | 28.4582 | 17.3577 | 35.0038 | 22.9194 | 50.7018 | 15.4816 | 15.598 | 23.5903 | 23.6645 | 18.4729 | 21.182 | 28.4433 | 21.9417 | 9.9723 | 19.3281 | 16.621 | 40.7974 | 14.637 | 16.925 | 23.6167 | 19.0765 | 24.1971 | 20.1115 | 31.9256 | 31.6051 | 11.1687 | 24.4745 | 20.0412 | 25.1709 | 19.0312 | 20.9861 | 21.6377 | 23.3702 | 19.0235 | 13.9184 | 23.3402 | 18.4646 | 44.0769 | 19.6951 | 22.6501 | 34.016 | 17.4398 | 17.8167 | 28.125 | 13.5163 | 22.7141 | 18.6723 | 43.1536 | 29.2407 | 25.4305 | 7.9398 | 14.4758 | 16.2305 | 22.7572 | 22.2458 | 15.3154 | 18.1867 | 22.4128 | 24.5792 | 38.8707 | 16.9976 | 25.8606 | 29.7403 | 16.5465 | 18.3877 | 41.6193 | 32.4784 | 19.3589 | 15.3601 | 26.9938 | 18.2713 | 13.9049 | 10.6769 | 20.7593 | 20.4968 | 14.4274 | 31.4042 | 25.82 | 36.1241 | 16.3861 | 23.0968 | 13.7669 | 30.6014 | 27.4895 | 20.5897 | 35.011 | 20.5014 | 31.4967 | 20.1733 | 21.9263 | 39.2938 | 24.4823 | 27.6545 | 10.0003 | 17.353 | 20.4052 | 19.556 | 26.1496 | 32.4051 | 15.9437 | 21.3793 | 26.7092 | 13.9394 | 42.9331 | 17.4587 | 22.2917 | 12.8996 | 29.2319 | 34.0201 | 13.5309 | 21.2531 | 17.0809 | 37.4122 | 20.2786 | 22.7627 | 31.7265 | 17.1168 | 20.8553 | 23.055 | 15.7939 | 12.3189 | 20.4265 | 19.9393 | 33.6033 | 28.5072 | 26.4496 | 25.9015 | 28.9021 | 38.3622 | 26.3567 | 21.7735 | 16.6617 | 23.5189 | 34.3979 | 39.3703 | 21.758 | 26.038 | 24.8489 | 8.5547 | 16.4666 | 10.7449 | 27.5993 | 29.8953 | 21.6386 | 17.1496 | 31.9156 | 23.3101 | 32.383 | 34.7453 | 17.5935 | 19.2283 | 17.4867 | 32.5714 | 21.8721 | 22.6174 | 17.3099 | 22.3699 | 12.0237 | 33.6427 | 13.8912 | 14.1293 | 21.3568 | 27.3015 | 17.6551 | 34.5815 | 26.2526 | 26.6327 | 9.1292 | 20.9434 | 26.0537 | 27.2451 | 17.2453 | 17.9337 | 28.8112 | 15.3383 | 20.481 | 29.8065 | 30.1632 | 13.5722 | 24.3542 | 17.1533 | 17.2105 | 39.833 | 20.8513 | 24.2786 | 25.8944 | 17.1511 | 14.465 | 38.8291 | 23.782 | 24.8868 | 27.0936 | 21.1094 | 7.8278 | 17.6553 | 26.104 | 28.8915 | 20.7927 | 30.7507 | 23.1768 | 27.697 | 23.0215 | 24.0715 | 16.8762 | 24.4249 | 20.196 | 42.3466 | 11.0509 | 21.6421 | 23.3448 | 33.6719 | 23.2428 | 25.6733 | 21.9967 | 29.1579 | 22.6183 | 20.276 | 15.1736 | 34.4329 | 15.3661 | 17.1214 | 29.0135 | 30.4562 | 23.0851 | 10.5556 | 13.4747 | 19.8672 | 41.7304 | 14.6591 | 21.3225 | 33.8096 | 26.1002 | 16.5039 | 14.4587 | 28.8282 | 20.8205 | 35.6634 | 27.6518 | 28.3199 | 25.9061 | 18.7927 | 22.6626 | 14.425 | 13.0753 | 23.3886 | 35.5726 | 20.9874 | 22.1057 | 24.0549 | 16.0947 | 17.0428 | 25.0607 | 16.2802 | 22.347 | 26.927 | 18.8735 | 22.5664 | 20.262 | 27.0156 | 20.3256 | 20.2508 | 25.3461 | 31.3802 | 27.678 | 18.2674 | 18.3651 | 28.9743 | 33.2638 | 27.2329 | 30.8159 | 19.9684 | 30.9905 | 34.7969 | 34.2359 | 18.3298 | 30.203 | 41.7121 | 31.4218 | 18.4504 | 23.5826 | 30.1896 | 22.2073 | 19.9466 | 17.3623 | 13.5827 | 53.0564 | 22.2299 | 31.6634 | 27.2448 | 32.5854 | 18.6761 | 32.1289 | 21.9489 | 22.2994 | 25.3774 | 16.0282 | 22.0058 | 23.3598 | 26.3072 | 27.4458 | 29.1118 | 36.8983 | 16.7762 | 37.6189 | 10.6698 | 32.2975 | 21.6563 | 22.7056 | 27.8043 | 21.8161 | 26.83 | 15.8446 | 36.3405 | 26.6893 | 24.5636 | 34.7212 | 29.6182 | 12.7383 | 29.2583 | 21.0427 | 22.8556 | 26.4843 | 30.2297 | 19.7718 | 29.4007 | 20.7823 | 17.6881 | 18.2792 | 37.0473 | 16.4878 | 19.3954 | 21.534 | 14.9148 | 17.5622 | 15.0719 | 19.3557 | 22.7544 | 28.4943 | 25.5026 | 14.5388 | 24.3841 | 13.7992 | 30.2403 | 18.5262 | 20.7838 | 15.6697 | 10.6718 | 26.9384 | 22.7521 | 27.1818 | 29.3845 | 12.9707 | 19.1032 | 25.2478 | 25.4435 | 11.2145 | 21.6177 | 18.8001 | 15.6999 | 15.9235 | 17.1231 | 33.1629 | 18.8428 | 14.6426 | 34.8409 | 11.0733 | 16.643 | 21.969 | 48.6416 | 18.2022 | 24.421 | 19.5694 | 23.5377 | 21.4257 | 37.1152 | 11.6532 | 23.3456 | 26.9166 | 15.9932 | 20.994 | 12.8457 | 34.0806 | 19.3502 | 6.7665 | 30.2852 | 29.0223 | 26.2277 | 26.9339 | 11.0373 | 16.9457 | 11.7335 | 15.6632 | 11.6287 | 37.0106 | 19.0962 | 16.3561 | 20.0303 | 26.0884 | 29.5339 | 40.5078 | 23.5293 | 29.6014 | 26.6803 | 29.8415 | 23.3579 | 22.0835 | 23.6422 | 17.9987 | 24.5811 | 38.4207 | 20.4632 | 25.3063 | 7.1591 | 16.441 | 28.5773 | 28.0739 | 18.5908 | 25.2561 | 25.2756 | 25.7529 | 22.2451 | 24.4531 | 19.5321 | 23.7399 | 9.26 | 11.5684 | 20.3385 | 25.5032 | 33.4887 | 9.514 | 23.1286 | 13.8781 | 18.9155 | 15.3362 | 42.1033 | 25.662 | 31.2773 | 13.2303 | 18.0039 | 14.6216 | 16.7254 | 16.1352 | 20.6509 | 22.0411 | 28.2648 | 30.7889 | 19.8623 | 16.0159 | 17.7338 | 26.2832 | 28.5244 | 21.8845 | 24.0559 | 32.8289 | 17.0623 | 19.2834 | 24.3567 | 25.8078 | 20.3896 | 14.9055 | 45.1631 | 18.9235 | 24.8646 | 16.4352 | 15.9465 | 17.0584 | 15.505 | 17.3609 | 20.8903 | 26.472 | 30.9687 | 25.0885 | 21.4438 | 38.3669 | 14.3298 | 13.7791 | 24.6368 | 18.1987 | 20.9121 | 25.2409 | 14.4482 | 14.4983 | 34.9881 | 46.4997 | 10.6709 | 35.3133 | 19.3905 | 27.6692 | 20.5283 | 15.4269 | 49.3229 | 28.0066 | 25.3573 | 31.3532 | 24.8039 | 16.4894 | 29.4718 | 19.4615 | 11.9856 | 28.2843 | 27.6935 | 33.7315 | 27.6717 | 37.4599 | 39.2221 | 46.6474 | 25.8864 | 22.4335 | 23.7059 | 12.7252 | 19.0623 | 18.3149 | 26.8151 | 17.031 | 31.3144 | 17.5101 | 16.2059 | 24.2205 | 17.1409 | 35.5839 | 20.1306 | 17.8472 | 12.6736 | 28.6391 | 25.4663 | 18.5078 | 7.8841 | 25.2375 | 11.3021 | 18.5294 | 36.5541 | 23.9249 | 14.44 | 24.4421 | 31.1555 | 21.9685 | 20.7061 | 27.1223 | 17.8026 | 27.7482 | 22.6842 | 24.6787 | 39.6414 | 23.521 | 15.1847 | 47.2954 | 23.3888 | 25.0907 | 18.4925 | 29.4566 | 24.9569 | 10.3212 | 29.561 | 16.7008 | 27.0171 | 11.3534 | 12.1168 | 23.0331 | 18.6929 | 21.5537 | 15.6796 | 20.2982 | 30.7666 | 12.2912 | 29.9467 | 17.3512 | 26.6435 | 26.5943 | 15.9041 | 30.6754 | 22.3773 | 24.4406 | 37.9251 | 27.4088 | 28.7897 | 19.0591 | 50.8755 | 28.6737 | 17.7519 | 11.2185 | 12.3198 | 19.8818 | 28.812 | 25.1325 | 18.2401 | 25.3056 | 54.1174 | 25.9566 | 26.7961 | 30.3849 | 28.5759 | 35.0292 | 21.6915 | 9.266 | 37.5948 | 21.6271 | 15.9852 | 29.8631 | 31.308 | 17.2153 | 27.4608 | 18.2622 | 20.7563 | 27.0961 | 29.149 | 20.8443 | 25.9854 | 51.5284 | 28.1503 | 16.9921 | 21.4105 | 26.8712 | 44.9357 | 40.8636 | 22.4892 | 19.4693 | 21.0028 | 22.438 | 15.2245 | 17.1328 | 22.487 | 30.2531 | 17.8245 | 24.2114 | 20.0589 | 22.3717 | 22.4534 | 19.2259 | 15.5978 | 22.503 | 18.2102 | 17.7045 | 23.3111 | 23.9627 | 17.2115 | 39.0221 | 24.3535 | 22.8747 | 20.6469 | 34.0254 | 20.5163 | 45.2182 | 38.0586 | 26.8903 | 18.6987 | 18.2723 | 27.4435 | 18.9449 | 10.3918 | 30.2337 | 36.0031 | 21.4204 | 19.3165 | 23.0599 | 18.6886 | 32.4954 | 20.6588 | 16.9797 | 33.6396 | 16.0442 | 39.2258 | 32.264 | 25.7185 | 11.6783 | 23.3952 | 45.1789 | 19.879 | 18.1393 | 16.5325 | 32.2574 | 24.9699 | 18.9925 | 16.6347 | 28.5455 | 31.8417 | 17.5757 | 28.9332 | 27.6534 | 20.85 | 23.9255 | 15.1896 | 18.8757 | 26.4336 | 19.7201 | 21.6443 | 12.722 | 16.489 | 17.7013 | 21.3752 | 20.1257 | 47.0972 | 23.3464 | 31.1347 | 30.1154 | 40.5523 | 9.7375 | 18.1907 | 14.5043 | 12.8841 | 22.2353 | 22.2393 | 20.8321 | 14.4473 | 17.1281 | 30.303 | 26.1855 | 23.8585 | 31.1602 | 34.6279 | 16.5283 | 22.6565 | 14.4263 | 25.9733 | 34.0311 | 15.2797 | 30.6024 | 27.5223 | 22.0618 | 8.7092 | 27.1719 | 14.7381 | 19.5846 | 29.265 | 10.0346 | 20.936 | 26.7152 | 12.5034 | 15.9804 | 19.061 | 14.5149 | 26.0311 | 22.9451 | 24.0372 | 19.8432 | 30.0523 | 18.1688 | 20.4995 | 20.7074 | 25.2311 | 20.3632 | 32.1262 | 19.2121 | 31.3911 | 17.4343 | 20.1751 | 36.1155 | 13.214 | 17.3829 | 18.1389 | 20.6723 | 14.7935 | 21.6135 | 42.4985 | 10.1101 | 19.9431 | 23.1344 | 10.1696 | 13.0165 | 25.4306 | 17.3376 | 22.3351 | 26.6335 | 11.1096 | 10.6796 | 12.4438 | 28.6565 | 31.1851 | 27.0621 | 13.8839 | 16.6891 | 18.4408 | 19.0373 | 28.461 | 19.3773 | 16.5035 | 23.0871 | 28.343 | 24.2928 | 28.9036 | 15.0915 | 25.8471 | 30.4203 | 14.6064 | 23.4003 | 19.6018 | 23.6746 | 16.6386 | 18.6452 | 20.8626 | 27.2715 | 18.4506 | 12.5766 | 32.0759 | 27.626 | 28.7028 | 17.8824 | 13.1649 | 19.614 | 12.734 | 30.3135 | 38.6201 | 35.3045 | 31.1979 | 21.7898 | 32.3406 | 22.645 | 28.9561 | 28.4623 | 28.5855 | 20.5116 | 24.7587 | 22.4304 | 28.7083 | 24.6492 | 21.6322 | 12.6041 | 33.7531 | 10.4784 | 27.1269 | 24.0407 | 13.326 | 28.4006 | 37.0239 | 15.4784 | 22.2068 | 14.5767 | 18.5775 | 23.5468 | 23.9329 | 19.4376 | 25.0956 | 25.8274 | 43.6735 | 15.6397 | 13.0781 | 26.0125 | 31.1516 | 23.4696 | 23.8386 | 21.7349 | 14.9658 | 18.6515 | 27.0915 | 17.9401 | 33.5961 | 8.8789 | 20.4003 | 17.2957 | 25.1891 | 25.0378 | 19.2325 | 18.2616 | 28.3569 | 13.778 | 18.477 | 30.3291 | 18.0813 | 39.6997 | 30.7379 | 26.0771 | 20.1701 | 25.7677 | 14.9715 | 13.3156 | 17.6404 | 19.2639 | 8.3208 | 29.9462 | 21.9014 | 22.5265 | 16.2788 | 23.7721 | 21.7945 | 24.2765 | 28.1406 | 21.4998 | 13.1692 | 16.3284 | 39.9818 | 50.9693 | 15.0925 | 23.3883 | 15.0956 | 14.7767 | 22.5641 | 30.4468 | 19.2274 | 37.0444 | 11.0759 | 16.8042 | 20.5018 | 22.4405 | 28.7281 | 24.8068 | 21.5453 | 16.1855 | 17.5731 | 25.3724 | 29.9919 | 16.2571 | 13.4228 | 22.9518 | 20.5168 | 36.0406 | 20.5629 | 19.6032 | 28.3236 | 26.5655 | 28.7437 | 37.0241 | 29.704 | 27.8166 | 17.4904 | 21.649 | 38.1778 | 19.3614 | 17.1448 | 22.9971 | 13.4747 | 11.6181 | 17.4939 | 16.529 | 65.44 | 15.5485 | 15.6699 | 33.5979 | 23.1871 | 49.1421 | 23.9346 | 51.9154 | 43.4916 | 29.5547 | 22.3889 | 42.1673 | 13.5311 | 16.6874 | 56.2377 | 37.4539 | 33.1972 | 25.5876 | 20.7071 | 27.4649 | 15.6851 | 17.3284 | 29.2887 | 21.332 | 33.6661 | 21.4168 | 24.5484 | 25.0806 | 19.1582 | 18.7759 | 13.298 | 45.5275 | 27.1451 | 16.4364 | 30.7306 | 26.8944 | 26.5038 | 30.3206 | 18.4425 | 23.124 | 29.8112 | 16.2968 | 24.7054 | 28.7592 | 18.1463 | 24.524 | 43.0967 | 19.3412 | 23.7984 | 13.4666 | 20.4232 | 14.8183 | 20.3719 | 19.8221 | 24.1866 | 21.1155 | 15.3464 | 20.0955 | 20.0041 | 41.1031 | 20.5647 | 37.1489 | 15.8651 | 19.1196 | 36.5275 | 20.9534 | 36.6435 | 28.5606 | 19.7956 | 10.1858 | 16.9228 | 18.0787 | 15.4462 | 50.7657 | 29.7354 | 20.3581 | 28.901 | 37.8682 | 19.0418 | 34.2856 | 12.5659 | 9.7886 | 16.0289 | 14.3381 | 40.542 | 45.7153 | 32.7803 | 32.2542 | 18.7839 | 18.5912 | 30.3782 | 22.3553 | 24.5178 | 20.3899 | 31.2031 | 26.2439 | 25.9675 | 13.4286 | 30.5054 | 27.1561 | 17.1581 | 28.9311 | 24.576 | 22.6918 | 23.296 | 26.5214 | 27.8872 | 22.7835 | 31.2655 | 33.659 | 24.2625 | 9.8099 | 33.8602 | 17.3648 | 9.8633 | 22.5536 | 16.2444 | 10.7735 | 27.3673 | 14.9233 | 24.8093 | 41.5387 | 23.6168 | 19.349 | 15.2399 | 36.9774 | 21.6665 | 19.2438 | 23.222 | 21.6661 | 27.878 | 27.5018 | 26.9797 | 30.8641 | 19.6193 | 17.977 | 18.7316 | 37.3728 | 20.7889 | 19.7671 | 22.6429 | 18.2891 | 22.6708 | 32.4097 | 23.796 | 27.0046 | 34.7749 | 12.1518 | 18.0207 | 13.9489 | 8.9052 | 39.2803 | 17.1505 | 29.4078 | 29.716 | 26.863 | 12.3155 | 26.0026 | 19.0086 | 26.9438 | 38.7943 | 19.959 | 19.6403 | 8.7686 | 28.287 | 23.8146 | 21.7202 | 22.2784 | 17.4604 | 23.6327 | 47.3553 | 12.5495 | 14.9153 | 25.6529 | 21.5026 | 19.8155 | 21.3393 | 26.4771 | 17.0961 | 30.3365 | 23.6037 | 24.276 | 26.9032 | 22.0745 | 25.4194 | 29.4031 | 18.3498 | 19.3653 | 13.095 | 31.0846 | 15.446 | 13.2237 | 22.8257 | 21.6038 | 26.1266 | 16.648 | 25.6943 | 14.8091 | 16.8598 | 36.7961 | 27.9127 | 19.8754 | 19.9725 | 17.3399 | 27.3369 | 25.6748 | 15.8828 | 21.9547 | 33.358 | 14.358 | 16.707 | 13.4208 | 19.4872 | 29.0336 | 18.2287 | 34.3533 | 31.8214 | 33.9032 | 34.8487 | 27.7116 | 17.5091 | 16.984 | 26.2601 | 19.5672 | 22.2428 | 21.0064 | 25.1466 | 16.621 | 31.6723 | 29.5813 | 41.5902 | 24.0762 | 9.8434 | 26.6289 | 21.9564 | 25.1439 | 22.2601 | 35.6288 | 47.7458 | 22.2933 | 11.2406 | 19.5751 | 22.5637 | 21.0176 | 22.2146 | 23.4918 | 28.5432 | 9.9567 | 30.4398 | 23.1291 | 39.5575 | 31.1348 | 10.013 | 9.6726 | 8.4491 | 26.0187 | 25.2959 | 23.0001 | 10.5532 | 20.0369 | 33.1131 | 20.2766 | 25.15 | 25.4046 | 22.6877 | 15.7012 | 7.4937 | 46.4126 | 21.9644 | 19.5609 | 12.3219 | 23.1097 | 27.9872 | 21.0791 | 43.7166 | 21.1049 | 22.9155 | 25.4642 | 25.4258 | 9.3586 | 35.661 | 13.9173 | 24.2395 | 34.0645 | 22.3552 | 24.2685 | 27.591 | 25.2809 | 38.1689 | 17.6039 | 31.6809 | 20.6483 | 36.9173 | 42.2623 | 28.4167 | 35.8747 | 23.315 | 10.6663 | 21.7424 | 22.9758 | 20.6617 | 12.789 | 19.7811 | 23.6421 | 24.3444 | 11.6839 | 28.3864 | 27.1184 | 15.2121 | 10.4889 | 29.1639 | 33.4843 | 18.2161 | 30.7896 | 29.0391 | 15.8821 | 28.4449 | 43.2053 | 20.6444 | 27.1188 | 24.8033 | 16.922 | 17.08 | 18.057 | 36.6643 | 36.8007 | 12.4918 | 19.4347 | 23.8552 | 32.0351 | 16.5791 | 22.4423 | 20.3801 | 38.8353 | 17.3498 | 35.9737 | 43.4936 | 26.7913 | 26.6602 | 19.1127 | 24.8512 | 24.3182 | 21.3462 | 35.508 | 15.7998 | 26.312 | 21.5644 | 7.4429 | 19.1019 | 35.2481 | 27.7831 | 21.0403 | 30.1015 | 29.617 | 18.3335 | 26.644 | 19.2928 | 44.0204 | 31.1914 | 15.589 | 22.514 | 16.5371 | 23.5279 | 30.0658 | 25.5081 | 11.7727 | 10.6341 | 40.8586 | 21.5773 | 15.5112 | 22.8782 | 36.0143 | 17.5464 | 26.5467 | 15.757 | 20.8416 | 32.1982 | 18.7575 | 18.0972 | 26.8957 | 15.6025 | 32.0863 | 10.7184 | 25.9187 | 15.4808 | 10.8205 | 31.9568 | 29.8206 | 21.0435 | 31.9987 | 27.6758 | 16.3132 | 29.7045 | 29.3788 | 19.6174 | 11.8512 | 27.1025 | 18.2329 | 36.256 | 28.8535 | 30.7782 | 20.7296 | 15.8723 | 27.0995 | 16.6081 | 12.8658 | 35.4925 | 19.3322 | 16.9236 | 22.3048 | 33.4365 | 32.7723 | 20.4171 | 12.1556 | 42.2908 | 17.9867 | 17.169 | 24.4843 | 32.7456 | 22.4524 | 32.3617 | 23.2315 | 33.5664 | 10.9732 | 28.6918 | 29.5404 | 21.3538 | 54.8407 | 33.2051 | 26.4751 | 34.9651 | 23.2842 | 20.7323 | 24.0243 | 25.3968 | 32.0569 | 33.3053 | 14.2276 | 30.4979 | 14.994 | 17.5318 | 21.01 | 29.5909 | 26.6244 | 32.3492 | 48.7149 | 23.0149 | 36.8436 | 16.2868 | 20.0999 | 25.3199 | 17.9784 | 16.6013 | 14.1289 | 18.7215 | 36.6653 | 24.0224 | 26.2844 | 28.0376 | 29.2455 | 14.0844 | 26.4308 | 24.4753 | 17.3793 | 16.9221 | 29.6471 | 29.6677 | 25.5599 | 40.2793 | 22.3182 | 21.763 | 22.2531 | 26.3545 | 35.1623 | 19.9675 | 32.8203 | 8.9511 | 8.6032 | 18.3942 | 31.0225 | 26.7545 | 23.7332 | 22.2605 | 26.2042 | 44.9207 | 24.9784 | 32.218 | 26.3445 | 17.0274 | 17.0453 | 32.7752 | 40.4904 | 19.644 | 26.6011 | 41.3601 | 19.0506 | 30.1741 | 29.0557 | 30.5044 | 14.6204 | 25.3947 | 17.3617 | 13.4405 | 18.0029 | 15.9071 | 14.8778 | 26.744 | 21.8656 | 22.7067 | 23.6112 | 33.3743 | 24.2949 | 17.3971 | 14.5231 | 34.5867 | 29.9802 | 18.1135 | 25.262 | 29.0813 | 30.6077 | 28.634 | 27.9003 | 27.1056 | 33.7745 | 11.7854 | 13.2552 | 32.1781 | 14.6899 | 21.2291 | 27.2356 | 33.5377 | 35.1683 | 25.886 | 28.6052 | 24.4164 | 26.3466 | 40.7253 | 16.4338 | 33.1601 | 32.8696 | 19.0732 | 21.2716 | 26.6935 | 25.1506 | 32.3975 | 20.054 | 21.8559 | 28.2248 | 25.2186 | 23.816 | 18.5848 | 34.6791 | 20.632 | 17.0589 | 21.2035 | 30.8517 | 26.3823 | 14.9845 | 19.0155 | 39.9172 | 17.9016 | 25.2045 | 27.3059 | 18.1635 | 35.0983 | 16.296 | 14.6152 | 26.5542 | 12.3564 | 28.3782 | 27.9351 | 24.105 | 28.5231 | 15.1188 | 11.0292 | 14.065 | 24.242 | 15.0677 | 30.9848 | 34.9993 | 28.2092 | 24.0891 | 32.8892 | 22.8632 | 8.2467 | 17.167 | 9.1589 | 36.4165 | 31.6101 | 27.6388 | 25.1509 | 27.6241 | 20.1928 | 23.0808 | 26.0378 | 20.9745 | 21.2842 | 18.5657 | 18.9888 | 32.7968 | 27.9597 | 43.6936 | 8.326 | 29.6077 | 28.4034 | 23.0873 | 19.5497 | 23.6492 | 20.6459 | 28.1632 | 25.4257 | 27.7035 | 26.4957 | 25.1852 | 13.8521 | 15.6919 | 21.8651 | 14.639 | 22.5013 | 19.5891 | 13.2412 | 19.6459 | 29.5454 | 21.0603 | 39.6731 | 20.6607 | 18.2877 | 29.926 | 29.8568 | 33.421 | 27.7002 | 35.3474 | 29.8403 | 12.9543 | 22.5698 | 15.5988 | 22.8973 | 19.2886 | 31.1202 | 32.4084 | 18.6706 | 24.4641 | 10.3075 | 17.831 | 17.8036 | 16.3763 | 29.1164 | 25.7615 | 13.107 | 26.3976 | 24.3058 | 20.358 | 22.8319 | 64.0947 | 16.3677 | 28.1278 | 15.9925 | 13.3812 | 29.9357 | 24.0529 | 13.6602 | 13.5416 | 16.5904 | 26.337 | 15.9781 | 24.4511 | 23.1386 | 21.9219 | 17.853 | 17.3381 | 24.3793 | 28.7414 | 17.1524 | 22.8297 | 27.0412 | 19.7909 | 21.9912 | 25.9918 | 22.5868 | 25.749 | 45.6405 | 20.1804 | 45.9309 | 15.1062 | 29.5012 | 26.5362 | 17.1948 | 26.5981 | 28.6011 | 21.5032 | 26.8162 | 24.8533 | 27.8834 | 15.3815 | 30.5233 | 12.6021 | 35.1667 | 20.2538 | 30.6531 | 24.6177 | 34.8285 | 25.9762 | 20.0994 | 20.1842 | 29.0595 | 14.4748 | 22.1215 | 22.8301 | 31.2005 | 19.6585 | 23.5794 | 33.6595 | 21.2227 | 18.9706 | 30.1922 | 16.9756 | 19.5804 | 46.8065 | 20.472 | 17.4927 | 15.3948 | 25.2118 | 23.5773 | 24.037 | 18.1294 | 28.0336 | 19.3751 | 24.6656 | 18.2093 | 23.4516 | 24.0037 | 24.665 | 17.2702 | 40.7613 | 11.3217 | 30.0092 | 28.8646 | 15.7195 | 25.8454 | 26.1719 | 25.2936 | 26.7625 | 13.5502 | 28.6434 | 23.1342 | 19.4084 | 19.5053 | 36.4491 | 14.4082 | 34.188 | 18.856 | 19.6136 | 39.8899 | 21.807 | 33.0915 | 15.8613 | 29.9594 | 27.2442 | 13.3044 | 17.3057 | 16.9345 | 29.8726 | 28.1978 | 14.8838 | 15.228 | 17.9993 | 45.8005 | 22.1872 | 18.3265 | 20.467 | 32.0443 | 30.6815 | 51.79 | 13.166 | 16.1387 | 43.2241 | 11.853 | 23.5408 | 22.7795 | 20.6273 | 25.0095 | 31.2942 | 25.4685 | 37.3978 | 24.9212 | 13.5013 | 14.3547 | 25.484 | 13.1163 | 22.8038 | 16.1048 | 19.1587 | 33.7074 | 25.0817 | 22.3696 | 25.0613 | 36.6095 | 19.9687 | 16.7256 | 20.7307 | 39.7808 | 25.801 | 28.897 | 33.6021 | 27.8358 | 21.2829 | 16.7185 | 28.9914 | 19.9692 | 10.009 | 37.9257 | 41.5803 | 27.2408 | 17.1595 | 50.9584 | 18.7038 | 24.5665 | 19.3991 | 15.2937 | 15.7555 | 23.7782 | 23.5368 | 15.649 | 39.0478 | 44.8002 | 15.2383 | 20.3002 | 12.019 | 23.7052 | 11.952 | 25.9598 | 37.5849 | 25.8561 | 17.8559 | 27.7194 | 24.5398 | 28.2301 | 28.7759 | 32.5318 | 16.001 | 16.1389 | 23.6088 | 18.0035 | 34.5921 | 23.2721 | 31.9967 | 15.2718 | 19.1488 | 36.971 | 25.1862 | 31.5701 | 25.1129 | 13.8553 | 29.0272 | 26.0512 | 17.0354 | 25.4395 | 20.7775 | 37.2637 | 12.7523 | 24.1519 | 21.3014 | 19.8923 | 32.3909 | 16.2477 | 29.9455 | 18.1133 | 35.1263 | 17.1428 | 29.2816 | 25.0847 | 40.8825 | 9.6859 | 22.0417 | 19.0137 | 23.381 | 24.1994 | 26.7034 | 15.5804 | 21.721 | 20.4631 | 22.3047 | 16.8874 | 26.3772 | 28.5047 | 47.8298 | 17.3884 | 21.525 | 19.8834 | 22.3664 | 28.9774 | 15.8776 | 14.4803 | 31.6782 | 19.8722 | 15.184 | 24.3199 | 35.9522 | 29.7185 | 25.5717 | 11.6613 | 24.6429 | 28.1368 | 25.0639 | 20.2898 | 38.1643 | 32.2131 | 21.0675 | 30.5674 | 32.9781 | 20.3958 | 14.9853 | 21.759 | 28.0618 | 21.6518 | 19.4999 | 26.889 | 10.0826 | 21.3355 | 10.4849 | 23.3782 | 23.7209 | 17.8091 | 28.5969 | 25.8212 | 18.8428 | 15.028 | 22.5603 | 31.1627 | 35.696 | 23.9043 | 26.9518 | 26.5118 | 29.8837 | 20.4346 | 20.5573 | 25.8328 | 18.7672 | 23.3672 | 29.6758 | 26.8726 | 30.4749
Virus steady state number | n_ss | virus |  |  |  |  | n_ss | 17078.3814 | 22607.8791 | 23871.0713 | 9382.9698 | 13027.277 | 15718.1097 | 22152.8918 | 9702.3131 | 12177.4841 | 18350.441 | 19441.6769 | 24884.7743 | 18174.732 | 23176.6504 | 22767.2402 | 6222.9845 | 20662.5974 | 33360.8183 | 10059.9566 | 22669.2966 | 16249.8049 | 31830.9206 | 22678.768 | 13807.7785 | 24689.7746 | 16857.9168 | 19413.5097 | 21635.516 | 14291.429 | 13511.5993 | 34138.396 | 11923.5942 | 9897.3474 | 21782.401 | 20105.7389 | 23812.2478 | 20921.168 | 15708.1903 | 15671.808 | 13013.2664 | 8877.2024 | 24425.7757 | 11073.4224 | 25301.7818 | 21069.1261 | 20523.4172 | 18714.4938 | 11878.4779 | 14771.3922 | 13527.5145 | 44918.1307 | 14662.5892 | 6006.8225 | 7015.0346 | 23597.2205 | 10987.4156 | 23562.1851 | 22611.0018 | 27288.8853 | 7810.2127 | 18735.9749 | 15313.0353 | 19092.3566 | 23402.9904 | 21550.3293 | 28211.388 | 15673.2503 | 9287.9432 | 18673.0769 | 28717.6794 | 22104.27 | 17725.4738 | 13420.1237 | 14608.8134 | 10271.9043 | 32028.2165 | 20199.5365 | 26833.2582 | 20987.2562 | 21954.7415 | 23192.5749 | 22623.6093 | 23974.0278 | 15796.381 | 26028.7065 | 23394.0286 | 9460.9927 | 16519.0767 | 10987.0904 | 19230.8797 | 15562.9525 | 16703.9405 | 26110.5133 | 26231.5718 | 13744.0318 | 27931.6919 | 19796.9705 | 15641.1719 | 14879.9656 | 8777.3615 | 11158.0826 | 15823.8844 | 20253.7449 | 21494.7251 | 16131.8087 | 22437.1275 | 8704.2561 | 11757.728 | 11415.7145 | 11599.2787 | 17761.0906 | 17646.3207 | 27989.1342 | 22906.8733 | 11202.4189 | 7947.5994 | 12487.6527 | 15496.2939 | 21761.4593 | 28747.911 | 13675.6689 | 20345.908 | 13859.4816 | 16589.1554 | 35089.9454 | 15635.784 | 11414.9773 | 19694.262 | 12198.8833 | 16516.9699 | 24630.1374 | 34519.8777 | 17264.5444 | 11190.9005 | 15637.7049 | 30201.2988 | 15756.4838 | 16047.8391 | 11594.1996 | 19142.1304 | 26033.7299 | 31948.199 | 26797.3708 | 18826.8795 | 17628.5208 | 17005.7786 | 17316.9111 | 20003.7938 | 12048.6775 | 23076.1439 | 16519.6564 | 11854.0273 | 15938.5413 | 14426.9187 | 19108.2833 | 24018.6338 | 19743.2957 | 19624.2756 | 21301.3577 | 6937.2782 | 22960.7482 | 20640.9189 | 15097.7253 | 18044.6673 | 16327.4218 | 16585.0917 | 20475.5332 | 24806.8697 | 22974.0668 | 19559.6765 | 17952.5783 | 24977.0318 | 23446.7046 | 22684.5893 | 9281.9092 | 4788.5106 | 20402.5548 | 6267.3527 | 9506.587 | 21738.8105 | 17882.8648 | 24652.5453 | 5785.6608 | 21369.8643 | 15970.3913 | 25587.8468 | 21299.3889 | 10577.8992 | 26184.5203 | 23900.3535 | 18630.8867 | 17235.2589 | 8939.0026 | 15701.2082 | 8349.7744 | 23376.4265 | 25651.8822 | 15921.7768 | 9168.0543 | 25502.1072 | 20728.2725 | 22032.7185 | 7296.2611 | 17337.6677 | 11345.9139 | 7282.6981 | 8445.7754 | 23854.0166 | 11162.9168 | 12110.3601 | 10759.8332 | 6866.655 | 17100.4243 | 14325.1498 | 14330.8683 | 18095.6662 | 14848.5865 | 22500.0304 | 12811.0586 | 11812.8204 | 14644.7508 | 24031.2442 | 18310.6832 | 22719.7282 | 22132.4978 | 9437.2146 | 14181.2537 | 16547.6768 | 20192.2019 | 8913.2504 | 18792.1481 | 24763.2342 | 19247.5679 | 30922.6768 | 13344.0918 | 23408.2226 | 10891.2892 | 17469.8714 | 10695.1106 | 17130.8365 | 22697.8982 | 12195.5276 | 23561.942 | 13144.8705 | 26345.5006 | 16115.4161 | 18049.0171 | 27295.187 | 16743.7717 | 9884.4486 | 22350.2432 | 18274.1855 | 17605.908 | 27108.6887 | 21058.4237 | 18345.7538 | 6953.2391 | 12188 | 9369.3431 | 11880.2578 | 21301.3036 | 23736.1016 | 14602.7211 | 10246.3569 | 18624.1698 | 12061.2015 | 14358.8147 | 33775.3414 | 24830.9676 | 26125.0057 | 25547.5237 | 14627.2198 | 11277.6258 | 12911.8276 | 12665.8066 | 13638.5971 | 21093.9407 | 14408.8133 | 14357.488 | 19843.3562 | 26157.9458 | 20638.4005 | 12052.888 | 20867.3575 | 13893.2959 | 18670.2243 | 15715.938 | 18268.8178 | 17468.8156 | 19213.4036 | 26215.9792 | 10161.6047 | 10901.4726 | 9962.6538 | 26648.5314 | 12125.7122 | 10419.3486 | 18960.8142 | 13742.4265 | 1119.3067 | 12034.9005 | 13190.2552 | 15248.8234 | 10045.4016 | 29251.3087 | 15925.9238 | 14990.3975 | 10469.3658 | 18657.3198 | 6058.0355 | 25332.9522 | 13436.8417 | 40680.7811 | 37223.0689 | 4527.96 | 13047.6639 | 36010.2515 | 8880.2766 | 14157.341 | 18533.4856 | 19369.1532 | 13102.4331 | 18092.9218 | 20881.4328 | 22303.3462 | 19926.6476 | 19206.7824 | 10233.7596 | 28062.0026 | 19629.5921 | 15265.7398 | 18406.2063 | 22776.4688 | 13099.1929 | 19437.2739 | 8364.8244 | 37262.5882 | 19205.8828 | 18392.3965 | 23743.0108 | 27235.4451 | 18689.2193 | 19711.5233 | 15615.6411 | 28021.6258 | 10085.1571 | 17277.0148 | 19259.2448 | 24047.8866 | 29394.3892 | 9618.0111 | 10788.2061 | 628.9457 | 9995.6776 | 20204.9216 | 13972.2539 | 23129.067 | 21705.5499 | 12029.5505 | 37565.3136 | 14239.6366 | 11006.3913 | 15930.2434 | 13879.5028 | 11043.258 | 9083.5954 | 15937.2783 | 10337.2454 | 14328.9437 | 24536.3014 | 13461.3183 | 32772.3878 | 14621.2816 | 18589.6826 | 13707.6175 | 8382.5693 | 17155.6552 | 18652.4616 | 19507.6888 | 24461.8506 | 20927.7058 | 18725.8064 | 19521.4368 | 2952.2541 | 14119.8538 | 22047.9963 | 26381.648 | 9502.0558 | 26144.5992 | 22830.4974 | 25957.758 | 14839.6881 | 13999.845 | 18254.9086 | 13244.1368 | 24158.9969 | 26087.5857 | 22327.3056 | 31699.2765 | 28956.322 | 19582.7617 | 15579.4062 | 17346.0786 | 8917.9151 | 30275.9685 | 21332.5029 | 16076.7366 | 18069.2798 | 28539.2824 | 14749.0115 | 10213.4086 | 12220.6958 | 22045.715 | 13605.8357 | 12731.3659 | 15232.4078 | 25683.5459 | 16406.2161 | 23070.9019 | 21839.132 | 14371.4306 | 39650.8767 | 18018.5575 | 30017.911 | 17708.7774 | 21662.3769 | 22012.4758 | 28867.0798 | 29482.5486 | 11456.057 | 18518.5917 | 15191.3585 | 22238.0605 | 22311.8426 | 11749.043 | 13170.6304 | 26231.8777 | 18141.1072 | 18187.5863 | 15865.6527 | 26421.7381 | 11943.7663 | 28054.3498 | 21059.8474 | 16809.3507 | 33250.5607 | 12294.0003 | 16307.8926 | 15593.8396 | 21884.9094 | 20604.4664 | 13197.9594 | 9493.2596 | 16965.6607 | 38030.2468 | 17089.9539 | 18794.9448 | 26748.9081 | 26494.0153 | 29514.4439 | 22807.739 | 19943.6239 | 20464.4656 | 22910.8824 | 25857.5913 | 20505.3508 | 12385.5042 | 29769.9574 | 18118.9017 | 15469.9972 | 28546.053 | 8429.5989 | 21642.5466 | 35552.4535 | 19229.3503 | 23902.9887 | 12035.2651 | 17568.8291 | 20249.9528 | 17379.9155 | 21124.2048 | 26000.1887 | 20268.7915 | 23595.506 | 27749.7382 | 9862.7617 | 12171.7746 | 19711.7409 | 23619.0843 | 36693.6218 | 13615.6572 | 13165.0879 | 23051.7206 | 25936.5857 | 23036.7573 | 17124.6818 | 11423.3021 | 29148.7164 | 22923.0381 | 12745.4155 | 23343.8893 | 27743.1545 | 12352.2764 | 21153.6854 | 28867.4869 | 18334.345 | 19369.0836 | 13849.4057 | 21974.6781 | 25399.3387 | 10514.8582 | 21902.2757 | 24397.1819 | 16934.9712 | 20734.4257 | 15073.052 | 19357.147 | 10939.0974 | 23197.1548 | 8729.2345 | 23422.4882 | 22857.0812 | 18589.5371 | 14680.2076 | 11715.2614 | 21179.0131 | 28943.3558 | 16737.3801 | 24266.998 | 24293.6819 | 17687.8649 | 13511.0795 | 15992.4723 | 17859.9658 | 22250.2918 | 15586.2788 | 15732.8825 | 10849.6311 | 19182.5839 | 25306.1184 | 18425.6132 | 23265.6011 | 19307.9699 | 28061.9557 | 21735.6017 | 19231.8495 | 28694.0831 | 22603.5464 | 24159.6486 | 17580.1309 | 19079.4554 | 28108.5883 | 20799.3239 | 9469.5406 | 11709.0773 | 14848.3732 | 10894.3267 | 33098.3533 | 12289.9197 | 17000.5452 | 16455.776 | 9671.682 | 30344.793 | 24948.0927 | 25200.6172 | 19562.434 | 13141.7865 | 22767.2899 | 16331.7461 | 16817.4502 | 30180.9496 | 22803.9031 | 12554.2755 | 12994.982 | 16651.5266 | 20823.4781 | 8035.1938 | 24238.5158 | 9824.988 | 15182.6418 | 26571.8269 | 21185.3754 | 13784.3925 | 21273.0237 | 25269.7759 | 11629.5786 | 13803.2723 | 10151.2614 | 34151.5065 | 17420.0116 | 14670.1484 | 11776.5648 | 15599.5661 | 25096.2608 | 11407.5789 | 10476.9343 | 11712.2069 | 22535.5342 | 11650.5174 | 18154.7922 | 17380.9794 | 11669.4206 | 15208.4356 | 11257.2963 | 22472.283 | 19912.0572 | 36261.8701 | 12067.6945 | 13342.0094 | 22149.849 | 18185.5105 | 16182.1975 | 17747.0868 | 22264.548 | 20712.1123 | 16124.6599 | 35516.5761 | 17334.8508 | 14385.235 | 17820.1501 | 19068.6299 | 29449.365 | 20431.5591 | 16154.6101 | 44202.8716 | 18876.6069 | 23693.6129 | 10310.6669 | 14285.3681 | 14873.3291 | 16857.3396 | 12089.4671 | 26994.0631 | 22009.93 | 26033.2869 | 26110.3679 | 9716.8775 | 20746.5393 | 9698.861 | 14107.0766 | 18391.2758 | 17652.3311 | 19519.568 | 11498.1251 | 17858.6775 | 18778.0311 | 20625.3601 | 6740.2968 | 21074.6019 | 20820.0549 | 17115.914 | 39631.4349 | 17912.3247 | 14441.1095 | 20785.677 | 14518.7736 | 15555.1903 | 19509.7634 | 12294.5736 | 13573.9844 | 17091.7406 | 15330.4053 | 12872.1047 | 10375.6866 | 12734.2348 | 16141.2376 | 28478.685 | 16387.2183 | 8627.9278 | 21442.889 | 13171.7922 | 23283.0055 | 17856.75 | 9253.629 | 28797.5848 | 20252.5112 | 39024.171 | 19943.793 | 19637.919 | 19029.3178 | 13641.5105 | 16740.5521 | 11065.2785 | 19330.2153 | 22001.5403 | 20827.5545 | 8240.4208 | 20919.2784 | 18602.6705 | 12111.5137 | 33014.6574 | 22320.3995 | 22479.4687 | 15021.3904 | 19022.6064 | 22625.821 | 11579.5074 | 13379.3296 | 18659.2217 | 23685.2414 | 20603.8857 | 7076.9756 | 18482.8392 | 8404.2925 | 11280.6859 | 42928.3228 | 20096.9324 | 34913.0504 | 17205.527 | 16821.6553 | 18223.763 | 19640.0097 | 13605.8653 | 38423.9639 | 22051.3143 | 26024.8527 | 17058.7919 | 17828.3436 | 20392.8673 | 10839.2232 | 23883.6431 | 11503.744 | 13811.5396 | 15699.0098 | 9655.2273 | 15879.4643 | 45456.1168 | 14959.2012 | 19889.2327 | 19848.1309 | 13652.9566 | 16927.2658 | 15430.8753 | 17772.3919 | 29702.6338 | 26826.2153 | 25895.2535 | 24964.4274 | 29775.7628 | 18325.9608 | 13029.5856 | 20994.7995 | 17917.8184 | 19141.1023 | 9541.2292 | 20788.3686 | 15800.4379 | 9042.8547 | 18434.8055 | 23417.155 | 13220.6976 | 17094.9469 | 13088.0494 | 26677.1154 | 28240.1575 | 19625.7945 | 10898.7581 | 21886.4182 | 10676.3617 | 13386.6217 | 23703.5436 | 26673.0877 | 18006.1959 | 12972.7293 | 19418.0388 | 8791.4497 | 22474.69 | 20244.4507 | 14487.2005 | 18434.2515 | 27335.976 | 16488.5239 | 21791.3672 | 26207.0916 | 43337.21 | 18747.715 | 16428.5697 | 8835.8199 | 21460.3726 | 11600.1448 | 23802.3671 | 21314.7124 | 16078.9943 | 18559.7469 | 7948.3843 | 13416.6758 | 14022.2297 | 7814.47 | 26737.0176 | 39339.7535 | 10587.8853 | 23282.1354 | 35669.6818 | 11187.3669 | 18006.276 | 9591.0661 | 19985.4037 | 17439.7679 | 30240.166 | 15521.7485 | 19380.0716 | 20579.2383 | 14462.6197 | 14904.1071 | 10413.9108 | 21887.6299 | 21954.5728 | 14515.2255 | 15257.3678 | 18586.3859 | 13108.5807 | 17184.1597 | 17859.3898 | 22756.8996 | 16053.5038 | 17936.364 | 2696.9043 | 29004.0171 | 12086.8616 | 18555.2715 | 30644.2491 | 17043.3238 | 19432.6255 | 27414.5326 | 25017.3248 | 13837.8043 | 19882.8659 | 22554.5463 | 15820.9188 | 19374.9137 | 30919.8304 | 11511.1788 | 22516.767 | 26570.4416 | 20024.9105 | 17294.1751 | 17091.6256 | 19114.3921 | 19983.0125 | 26523.4865 | 15561.9586 | 18756.3686 | 25078.3931 | 20244.5027 | 25578.858 | 20945.6669 | 15280.2178 | 10159.3231 | 11677.9051 | 16085.2369 | 21230.6026 | 17550.9418 | 13778.2531 | 17447.9339 | 13091.4444 | 15981.0337 | 16184.9133 | 22968.8037 | 11417.7449 | 14467.3652 | 19811.3399 | 14934.931 | 27574.004 | 9769.8666 | 32335.2317 | 8778.7826 | 26404.4505 | 25079.4257 | 14503.1789 | 19285.9916 | 13460.6756 | 13279.5629 | 20447.7764 | 16141.2738 | 23264.1805 | 22455.8981 | 17323.9944 | 11513.432 | 13076.1545 | 18284.017 | 32469.1451 | 13679.9627 | 10030.1336 | 46771.7719 | 14630.59 | 20010.1862 | 10537.1939 | 21789.7195 | 14699.0864 | 16329.2364 | 21454.0733 | 18565.4079 | 23327.6089 | 21176.0495 | 8580.6985 | 17932.1889 | 16596.5828 | 15287.5213 | 12937.8832 | 24037.554 | 10867.0631 | 18058.8113 | 21793.3881 | 14910.0332 | 26862.3715 | 18704.3915 | 13194.5033 | 11507.5086 | 27018.4302 | 9411.2357 | 15356.492 | 11080.9572 | 12131.2056 | 7798.6119 | 14489.6055 | 20420.6346 | 26474.4551 | 26275.0503 | 16964.4639 | 17812.8341 | 23291.0084 | 21886.553 | 21389.148 | 17562.3178 | 24742.5342 | 22707.7345 | 26917.2737 | 18434.202 | 28832.0282 | 17131.3432 | 9597.0522 | 17364.4637 | 21762.5446 | 13856.9039 | 25609.6214 | 18968.9622 | 21791.7429 | 20014.3592 | 23228.0142 | 21663.0834 | 21149.4258 | 15879.0182 | 14869.1695 | 38170.1534 | 13607.1451 | 16327.6766 | 18364.9997 | 20499.8888 | 27573.1659 | 19781.2117 | 25323.7785 | 20426.2694 | 17926.4033 | 22500.5449 | 26500.2085 | 33409.0352 | 29831.8015 | 19558.5824 | 14706.6882 | 6406.1019 | 24317.6132 | 23835.7325 | 16162.3063 | 31639.6417 | 17253.752 | 24458.2368 | 20217.2294 | 20992.4621 | 11388.804 | 17431.8035 | 11839.1493 | 35622.0144 | 33499.6074 | 19144.8829 | 14816.5105 | 20085.2136 | 24568.7343 | 9941.7708 | 19552.6376 | 16001.7652 | 14009.2493 | 34389.6121 | 22354.1253 | 12368.2731 | 20139.4981 | 24975.839 | 23083.788 | 9802.9628 | 37966.2454 | 26564.9012 | 2624.6762 | 18996.8165 | 26925.2889 | 15950.0726 | 10517.3105 | 8800.0846 | 14213.9427 | 19979.8206 | 30237.1955 | 12709.3993 | 17067.17 | 22638.3743 | 10805.2743 | 28263.4923 | 21498.7987 | 17300.8213 | 25482.8831 | 22780.6695 | 13234.0022 | 10712.7336 | 27948.4491 | 18856.0421 | 14498.1396 | 23390.4857 | 5480.2683 | 48971.9803 | 15906.8183 | 17389.1665 | 3580.7028 | 22848.0453 | 13473.3098 | 30922.5413 | 12543.8623 | 22077.7187 | 32272.4253 | 13113.329 | 12885.9422 | 15600.0359 | 23424.4169 | 22682.4714 | 18087.1985 | 9103.9614 | 26726.4893 | 12528.7379 | 12317.5263 | 28730.0641 | 19171.4599 | 21034.8934 | 18582.4976 | 27529.7436 | 14984.2616 | 16013.3053 | 15496.7398 | 19553.4384 | 26187.3447 | 23298.4093 | 16134.0099 | 18967.2985 | 17529.2181 | 29264.7379 | 17268.7074 | 41316.3241 | 11587.3274 | 17946.1095 | 29091.5514 | 17883.1018 | 17029.7306 | 18505.0244 | 27376.9647 | 9894.9545 | 18784.492 | 6607.66 | 33150.1353 | 42808.4607 | 38625.086 | 14357.6085 | 18372.0495 | 40925.2988 | 23822.6116 | 14049.65 | 28694.4804 | 20023.9174 | 36340.601 | 18437.6951 | 21310.9531 | 28704.1182 | 16881.01 | 14642.9949 | 13333.2286 | 8616.9406 | 10402.9391 | 15843.5985 | 22312.4694 | 18922.9518 | 30328.8988 | 26797.1885 | 11599.7899 | 15956.8619 | 17963.7738 | 19483.5155 | 12633.2328 | 21003.1832 | 18222.4317 | 21060.5369 | 10796.3822 | 17960.8223 | 32823.6588 | 7718.1809 | 10499.7203 | 15088.7336 | 19139.6628 | 24176.8586 | 20082.7981 | 26637.4276 | 21757.3178 | 15850.4993 | 11511.7508 | 19195.96 | 807.9553 | 12014.7511 | 20955.8778 | 17002.2999 | 7521.7106 | 11401.3019 | 36276.9362 | 25574.5696 | 10780.5093 | 43412.6414 | 29874.9594 | 31804.766 | 24336.9345 | 13059.7192 | 19563.4329 | 30002.6536 | 17026.6959 | 12827.003 | 29890.0194 | 24932.0612 | 14871.8596 | 25494.921 | 34657.7842 | 16860.4036 | 18489.2659 | 14524.0256 | 21460.6247 | 16027.7769 | 30977.5905 | 23620.8903 | 23959.1402 | 14385.6782 | 15324.3421 | 13764.4563 | 15979.2581 | 22019.3471 | 14798.7746 | 17060.6971 | 21923.042 | 16842.3134 | 24407.5984 | 9702.1969 | 28479.4196 | 11326.8962 | 14874.2736 | 32932.4051 | 24084.0678 | 24417.0571 | 28417.7351 | 11514.5996 | 13914.7845 | 22496.4806 | 16697.1593 | 18571.5357 | 31362.4463 | 20565.4495 | 17135.8021 | 13026.4383 | 22338.7782 | 18499.5975 | 27643.0289 | 8083.6869 | 16967.1966 | 25659.2405 | 29796.1949 | 26841.4232 | 9859.9953 | 9902.6362 | 13021.1354 | 24291.0149 | 18295.0561 | 22552.6058 | 20335.4671 | 28392.22 | 11117.8893 | 11736.4738 | 14557.4335 | 10759.0156 | 13640.9182 | 23218.3231 | 12666.6482 | 31420.9404 | 21342.7643 | 33156.4267 | 28233.519 | 19367.5619 | 14015.7191 | 11198.0021 | 16041.6967 | 14191.552 | 20210.7055 | 16646.2643 | 17926.2521 | 15999.4027 | 12572.4503 | 10241.1837 | 15805.8146 | 12872.3695 | 10070.9361 | 13161.3754 | 28200.4203 | 11018.1225 | 19316.1006 | 18152.3454 | 12018.1106 | 14282.2674 | 13932.5773 | 15197.1788 | 18580.9658 | 15051.2544 | 22456.8935 | 8090.7736 | 19801.2099 | 28075.6083 | 26680.2434 | 28001.7601 | 24177.924 | 22291.6337 | 17352.7282 | 22668.9583 | 17636.6182 | 13808.94 | 14052.071 | 19259.793 | 27788.6813 | 10332.9785 | 5802.7635 | 18886.897 | 19311.6911 | 22820.9395 | 15526.9673 | 22211.8806 | 17818.839 | 40390.7123 | 26339.7839 | 26356.9864 | 30288.1324 | 18501.5162 | 13008.9093 | 426.4326 | 18949.6587 | 17329.9754 | 25944.6008 | 27000.7673 | 16426.3313 | 18188.984 | 24467.3834 | 11117.6069 | 20045.2371 | 12446.8401 | 23759.3404 | 15289.41 | 27468.3037 | 28613.1063 | 14850.9327 | 18453.0816 | 10927.0164 | 17723.2927 | 15818.6218 | 15256.2785 | 11402.9837 | 10113.9895 | 24743.0236 | 21816.2384 | 21824.9378 | 16365.927 | 23967.2605 | 15833.4767 | 20456.9951 | 19825.6259 | 8093.0576 | 24673.3735 | 27735.5318 | 8335.9238 | 21355.128 | 16724.0053 | 21654.2568 | 13390.7372 | 22698.0518 | 10879.8624 | 30296.8388 | 17090.5334 | 13596.646 | 13830.4964 | 16972.1163 | 27729.7158 | 13063.4528 | 15514.3995 | 14883.5308 | 16641.5107 | 15207.2696 | 20717.1266 | 21398.8675 | 8838.87 | 11560.6169 | 16838.1539 | 23382.4428 | 11792.6671 | 18742.6093 | 12282.4036 | 22293.2749 | 22199.2971 | 16293.6236 | 19267.7579 | 12954.4637 | 20334.948 | 11514.1677 | 27866.5847 | 19597.4547 | 10922.7617 | 15153.36 | 18356.9636 | 17703.3564 | 20015.9576 | 21154.5985 | 24068.7286 | 12128.4241 | 18211.5449 | 11293.9108 | 21296.7091 | 14157.215 | 12341.7423 | 32250.8265 | 16315.6193 | 17875.2576 | 15319.0277 | 16940.6289 | 20764.438 | 18738.5836 | 14143.0595 | 12097.9056 | 10468.6733 | 19135.5897 | 23570.921 | 10191.812 | 13020.9815 | 31579.8985 | 12814.9412 | 13438.6101 | 30913.5948 | 17536.1903 | 16320.0117 | 16781.6289 | 21983.0738 | 14920.4293 | 24983.1652 | 10985.2797 | 8034.5571 | 26622.1287 | 16447.3953 | 27226.6315 | 10662.5533 | 13320.3721 | 9679.3481 | 15276.6223 | 15561.414 | 20629.1037 | 8832.1585 | 25717.5922 | 26347.8339 | 31283.1235 | 10640.7592 | 20829.0372 | 15451.489 | 17522.3675 | 22660.2607 | 19637.3383 | 28736.698 | 15462.6818 | 20103.5477 | 15622.5553 | 6780.0681 | 17554.0523 | 15536.1407 | 24595.0853 | 13895.2707 | 32083.2022 | 33733.5167 | 16240.186 | 13814.054 | 23643.8847 | 25707.8376 | 26266.8781 | 18273.6602 | 12458.1143 | 25793.4367 | 16531.1481 | 12585.4003 | 15675.243 | 16041.7564 | 27684.5661 | 13592.9594 | 19869.0159 | 20300.8703 | 14332.8536 | 15238.8549 | 13179.7327 | 27064.6057 | 8986.1341 | 16559.5578 | 21023.9306 | 15963.3646 | 22539.1537 | 5856.5516 | 25071.1503 | 15515.8644 | 21726.1254 | 20626.4063 | 26808.1152 | 38761.3184 | 24122.7458 | 11292.2635 | 17301.8211 | 41029.2234 | 21049.7165 | 19744.3864 | 24134.0147 | 8966.9434 | 12984.7246 | 21690.4346 | 13377.9116 | 12662.2866 | 17861.5107 | 14160.9516 | 12906.4222 | 14249.9203 | 31579.65 | 26793.8537 | 11078.663 | 20174.8685 | 21234.9419 | 10078.6186 | 20201.1684 | 18432.3044 | 21069.9053 | 16369.7184 | 6335.4276 | 22837.5964 | 12566.8032 | 19952.4145 | 19243.146 | 24510.966 | 10597.4079 | 19558.2981 | 14054.2467 | 14766.214 | 27048.3448 | 16971.6847 | 2884.4657 | 9024.8246 | 19493.3571 | 23470.925 | 18406.0704 | 18590.3047 | 21025.0254 | 21134.3313 | 14318.9426 | 23849.5851 | 13240.0606 | 31479.6344 | 29551.1917 | 24993.8122 | 22057.5928 | 21643.5747 | 23747.1673 | 19675.5996 | 8677.35 | 27973.475 | 27807.5673 | 19892.5972 | 7820.6629 | 14862.0276 | 18004.4053 | 15356.048 | 15420.2944 | 30620.36 | 20267.9494 | 22041.7014 | 9762.4639 | 14362.166 | 22023.6762 | 40100.3202 | 30971.2737 | 10340.4779 | 24166.4223 | 14266.716 | 17711.9658 | 17034.7655 | 15149.9279 | 29220.5882 | 23582.849 | 14385.9301 | 24096.5131 | 15375.015 | 24063.2418 | 12570.7932 | 16658.3105 | 22247.6627 | 14019.0365 | 22055.7607 | 9020.3838 | 21229.3414 | 27337.5049 | 16886.9483 | 15629.6392 | 31218.4872 | 21846.3836 | 22332.7327 | 25321.8166 | 23265.9747 | 13638.3798 | 24216.3623 | 18919.6713 | 16238.5704 | 20254.7437 | 16342.8058 | 30664.5552 | 25079.5621 | 13689.9069 | 10929.2423 | 14728.8935 | 15293.2439 | 26030.9092 | 23168.1023 | 13543.8812 | 9244.0945 | 28376.8789 | 8439.2674 | 26938.9525 | 12419.3422 | 12411.2499 | 28273.3517 | 28942.0998 | 24686.5585 | 28583.7598 | 21799.8448 | 27618.4192 | 17998.0097 | 26054.9055 | 14450.4576 | 22842.5459 | 34773.1397 | 13090.0832 | 14790.5801 | 30698.0432 | 17633.2864 | 33967.4246 | 19614.4452 | 17906.3542 | 15330.3773 | 12138.1731 | 26726.5298 | 21512.6704 | 13992.7228 | 17530.4982 | 11326.4098 | 20027.4357 | 34463.5099 | 26154.9942 | 14099.4726 | 31126.0137 | 25430.6713 | 17230.997 | 14096.4289 | 16125.7362 | 23425.0933 | 16164.7085 | 31193.2073 | 13929.3104 | 18226.3138 | 22698.8197 | 20480.0743 | 20569.9966 | 12960.6128 | 11006.7944 | 18314.4732 | 18294.4755 | 14597.1368 | 15258.0905 | 16883.0013 | 23994.7645 | 24826.5254 | 21514.3747 | 27837.2237 | 13967.2396 | 21309.7366 | 18722.5416 | 16184.3228 | 22298.6085 | 22948.6716 | 14853.82 | 17470.9839 | 22641.3163 | 15550.6964 | 13321.7988 | 27133.5291 | 13352.1645 | 29524.658 | 26311.3895 | 8510.5064 | 32373.4046 | 16614.2868 | 15173.9507 | 21237.4197 | 16489.8901 | 13689.5408 | 17893.0383 | 8917.584 | 7045.6486 | 13400.9168 | 17894.1239 | 9244.9317 | 36514.1596 | 20121.5023 | 11819.2072 | 24147.5082 | 23606.1115 | 14307.1483 | 29019.542 | 14185.0056 | 19840.0222 | 22300.8397 | 14213.8423 | 9743.9205 | 12623.5154 | 12374.8101 | 21139.2645 | 12756.17 | 16254.717 | 31167.1804 | 10562.3853 | 20228.6294 | 18844.9625 | 24315.0807 | 24603.0887 | 18397.1715 | 28786.584 | 23359.5211 | 20047.3795 | 21701.5786 | 13499.7933 | 14908.5527 | 16645.227 | 25243.2395 | 18991.4592 | 7508.2718 | 17308.2798 | 23431.0876 | 43949.0279 | 17589.5933 | 17465.7847 | 16306.8614 | 31394.0226 | 26567.6457 | 15170.5219 | 13809.6275 | 18113.907 | 21278.3742 | 13475.9728 | 28004.9387 | 38295.8052 | 13640.335 | 11502.7301 | 13914.0055 | 17867.5964 | 16435.8684 | 20609.364 | 26394.0503 | 10765.3948 | 33323.5764 | 18138.0368 | 20818.0329 | 26435.6252 | 12121.7753 | 23882.0697 | 15760.3679 | 16789.4215 | 8926.5337 | 37617.396 | 31982.6137 | 23160.3976 | 14707.583 | 27563.0862 | 40061.6511 | 16146.2364 | 23275.3611 | 709.2689 | 12210.902 | 20321.9339 | 14722.6416 | 21516.7317 | 18306.9394 | 29661.3216 | 20406.2891 | 35813.7828 | 17573.5209 | 25333.0255 | 7697.0798 | 21671.8333 | 14697.6528 | 14499.2468 | 25555.259 | 29458.7082 | 14601.3884 | 12034.4646 | 19071.9534 | 11566.7831 | 18006.9175 | 14059.044 | 22400.1253 | 27815.3495 | 20496.2135 | 17783.7446 | 19009.9863 | 9353.2338 | 17662.6951 | 9138.5069 | 29204.4815 | 23287.455 | 19927.9294 | 23369.0148 | 27424.9749 | 13572.1375 | 19895.8439 | 24709.3789 | 26030.7795 | 29004.711 | 30079.9008 | 10980.1876 | 18398.0767 | 25657.0235 | 18902.6855 | 16514.8708 | 27490.1319 | 21932.1335 | 28274.5361 | 23191.1995 | 14957.251 | 20243.3409 | 15285.5473 | 14922.1103 | 22871.979 | 13438.6278 | 12012.0441 | 23324.3183 | 21898.3313 | 16630.3273 | 13575.1645 | 19023.5429 | 18515.4416 | 40352.0309 | 19957.2578 | 32137.6709 | 11884.2513 | 17168.921 | 20907.7137 | 18823.2296 | 30151.4758 | 29080.953 | 9327.1934 | 18807.7441 | 21870.0607 | 8573.498 | 17096.6343 | 17511.7256 | 27102.6378 | 10705.3442 | 15503.5289 | 17154.1374 | 18305.1469 | 25506.2158 | 16847.8526 | 19555.0749 | 24406.3261 | 17489.3856 | 19432.7218 | 11399.8748 | 8043.6044 | 28417.3503 | 25966.2876 | 27969.6454 | 20741.2973 | 19512.0618 | 15743.6602 | 29278.2101 | 19975.2496 | 20316.3829 | 14401.6296 | 15081.0069 | 11498.3919 | 8058.9014 | 19905.1222 | 15449.0604 | 14585.0607 | 31462.0925 | 11187.8704 | 16679.776 | 22848.384 | 17815.9366 | 6253.7683 | 19289.6676 | 21820.2946 | 23544.3111 | 33621.478 | 29272.3534 | 15179.7435 | 26398.0671 | 32835.3394 | 7509.5495 | 18171.5584 | 22814.4127 | 16952.5808 | 11403.6911 | 9033.0321 | 22384.0434 | 16387.8241 | 17028.1246 | 17526.1251 | 14391.4504 | 7988.6257 | 22167.2147 | 16620.1166 | 15927.6333 | 14883.2825 | 28046.0204 | 14760.5729 | 18500.7264 | 33503.5266 | 17334.8812 | 16819.5956 | 19566.7159 | 18369.0056 | 10325.9039 | 15377.8733 | 9724.853 | 15947.4153 | 20331.88 | 18519.8005 | 20182.0207 | 16053.3705 | 10881.8815 | 15694.229 | 18443.2027 | 12540.7604 | 31646.7215 | 23000.8623 | 23024.0852 | 10913.3604 | 14743.5597 | 8922.6841 | 13997.8699 | 19766.6247 | 17902.461 | 21604.9522 | 16845.2271 | 19925.8723 | 13267.9936 | 6374.4213 | 19626.4831 | 8873.2293 | 12487.9863 | 27125.7203 | 16303.9664 | 20017.659 | 13925.5297 | 15614.6889 | 23067.7813 | 15572.904 | 30794.2677 | 27922.5556 | 5519.095 | 29062.6999 | 11235.7446 | 19516.1516 | 19402.0469 | 18332.6195 | 24384.1199 | 13398.1156 | 18438.628 | 19086.4158 | 20684.0136 | 24660.5244 | 28197.7033 | 15461.6436 | 35704.6949 | 24018.6931 | 41073.5468 | 17061.7559 | 18503.7081 | 10926.0482 | 12661.3988 | 23234.5767 | 21721.5235 | 13455.9187 | 22178.8534 | 26181.7705 | 19184.7721 | 24401.5306 | 18086.6256 | 13872.711 | 22150.2227 | 17343.9705 | 27095.4428 | 7737.1488 | 20152.7761 | 13357.9349 | 20824.8678 | 19254.1836 | 16043.7431 | 19240.2133 | 14319.9606 | 9970.5065 | 15155.4574 | 14943.0922 | 19426.3899 | 23950.9401 | 19902.221 | 28098.9082 | 24391.6806 | 30448.2523 | 20787.1188 | 13540.1729 | 10975.9854 | 23707.9057 | 19809.1532 | 13938.6865 | 18666.9999 | 12074.8059 | 20509.337 | 48941.7285 | 18471.7759 | 22347.3805 | 16895.9865 | 19812.7327 | 16902.7198 | 16648.2576 | 35968.0341 | 22287.2057 | 28521.6956 | 21723.6739 | 15422.9618 | 21936.0077 | 20906.8532 | 21849.3145 | 16805.2867 | 22238.3152 | 12988.6403 | 15657.8738 | 23029.5233 | 28403.7693 | 14900.6381 | 24654.13 | 30703.106 | 13698.9637 | 11329.6944 | 31174.6611 | 21277.0371 | 8512.2368 | 18721.0674 | 17043.0961 | 12295.0346 | 14319.198 | 24421.5843 | 19024.3327 | 13704.6196 | 14158.2573 | 21764.0417 | 18728.719 | 17481.3678 | 13283.9281 | 25099.9422 | 31983.7416 | 13690.3407 | 21943.1971 | 28479.1889 | 14325.3715 | 15863.6496 | 17614.2692 | 27050.8579 | 19297.7662 | 15908.89 | 15744.6743 | 19355.7416 | 27529.1594 | 13938.5869 | 24591.8542 | 13861.7867 | 24391.824 | 24817.0114 | 17733.0516 | 14460.7349 | 22979.3481 | 30095.5024 | 23719.2606 | 15549.3191 | 26172.7644 | 22791.9659 | 36950.0074 | 15866.0788 | 18831.0698 | 19183.3188 | 16186.1873 | 17401.8829 | 23287.0818 | 24601.3697 | 12556.6721 | 25778.9849 | 25187.0242 | 18122.3029 | 10465.0974 | 21320.2882 | 9150.1886 | 18154.1359 | 23952.2636 | 16438.8347 | 16107.2283 | 18520.2187 | 18195.4214 | 25045.1579 | 10451.2892 | 15314.7148 | 26823.5595 | 22837.2069 | 27668.6213 | 21403.9649 | 18227.6488 | 11847.7031 | 11092.8408 | 12601.7863 | 12597.5293 | 6982.0059 | 11750.228 | 18977.275 | 21562.7357 | 9057.9766 | 17439.9553 | 19105.1169 | 19528.7141 | 26276.8506 | 17628.8819 | 15357.6993 | 33758.7542 | 28806.9212 | 27305.0214 | 15100.166 | 15667.0967 | 24046.3279 | 13795.28 | 9883.7783 | 13398.9578 | 22280.4996 | 22119.9331 | 16055.4232 | 16305.4675 | 26613.2844 | 17884.7696 | 10748.2512 | 45517.8446 | 23585.3082 | 17383.9024 | 10940.7943 | 24036.9195 | 10108.804 | 19405.5164 | 20049.7081 | 19861.7516 | 24157.8011 | 19238.0323 | 23100.873 | 22141.7133 | 22549.5271 | 18371.0339 | 24032.3189 | 17489.2217 | 10181.1525 | 18391.1564 | 14671.9794 | 14892.5011 | 23565.2767 | 15522.0122 | 22136.439 | 18464.9277 | 15768.4418 | 20037.3693 | 37121.8865 | 9444.5958 | 19654.6736 | 36614.4189 | 18088.9831 | 20686.4182 | 30338.1865 | 22398.583 | 19355.9553 | 23443.4479 | 13992.8022 | 33187.5032 | 8950.1905 | 20549.3846 | 10812.0051 | 29000.4315 | 53803.4408 | 21589.2793 | 16788.2811 | 28281.8915 | 32843.9866 | 11963.6035 | 13519.7531 | 19177.8277 | 9139.6353 | 23621.147 | 20367.7855 | 20599.3355 | 25291.4478 | 29346.2388 | 13162.4127 | 26388.9129 | 36184.6406 | 15703.4016 | 10775.7081 | 11357.5906 | 20317.8975 | 11380.1242 | 33862.7455 | 28047.5793 | 20930.1999 | 20040.4484 | 16258.6279 | 39306.9206 | 35244.6711 | 11110.5354 | 23319.4479 | 15040.7842 | 11895.3248 | 7944.121 | 11854.3694 | 11987.7209 | 21205.6331 | 17935.1571 | 19771.8471 | 16267.8946 | 16534.2108 | 31607.8739 | 16067.9424 | 30611.4618 | 20942.7231 | 15114.2895 | 24379.5604 | 13776.6499 | 22494.9331 | 13064.24 | 17004.5836 | 23034.8615 | 13446.7619 | 21216.8425 | 22586.9578 | 25636.2074 | 10849.2707 | 13622.8721 | 12638.596 | 26173.4039 | 21171.9015 | 18606.4168 | 8306.793 | 12584.2171 | 15776.0087 | 8979.4045 | 8814.0877 | 9882.8708 | 26721.6334 | 17746.8685 | 12181.4627 | 16682.8856 | 21211.1937 | 13239.8552 | 15289.5148 | 25870.5029 | 20859.2369 | 29443.582 | 19334.9951 | 24820.0465 | 13447.9578 | 25582.7994 | 35073.7966 | 28015.822 | 24997.4995 | 13048.6114 | 18971.4376 | 12259.0863 | 17157.7749 | 22503.0472 | 21077.7435 | 14201.0831 | 27547.1272 | 16711.2375 | 16772.0633 | 17676.7737 | 16508.5393 | 14184.8198 | 24014.4313 | 16227.7851 | 23207.7897 | 12576.8735 | 24503.28 | 31319.0388 | 39281.1267 | 21280.416 | 17568.7826 | 34711.1399 | 17698.3815 | 9354.5537 | 15615.8708 | 21669.2262 | 13751.7014 | 11018.1261 | 19832.3821 | 23718.2306 | 23798.8441 | 20292.5743 | 20668.5708 | 15783.5414 | 19676.0527 | 10168.7668 | 18943.4854 | 24483.9529 | 27233.5323 | 11302.5357 | 22684.9205 | 14853.8234 | 15225.5017 | 13391.7782 | 24968.0669 | 35604.5279 | 16612.6734 | 11275.9388 | 14526.3916 | 14060.7589 | 14900.7275 | 36811.971 | 14076.6248 | 10505.0097 | 23422.3105 | 23118.6639 | 24761.3783 | 24652.003 | 21492.1547 | 25793.7702 | 19005.2964 | 22409.9677 | 24631.107 | 12101.3859 | 6287.3079 | 15475.5396 | 22601.8413 | 22779.3863 | 19799.7765 | 16202.2312 | 14875.4316 | 20463.3766 | 19307.9585 | 14317.8048 | 12626.128 | 22345.1436 | 28505.2969 | 12537.5503 | 31367.5574 | 36966.3058 | 25169.8155 | 28438.7172 | 15804.9944 | 46.6445 | 15004.778 | 15482.4198 | 23085.9199 | 18196.884 | 18727.632 | 13585.8011 | 11941.39 | 23157.9244 | 33602.0336 | 16782.959 | 25423.6948 | 11482.8685 | 23777.6276 | 16259.2601 | 14814.2396 | 16538.0247 | 13291.4828 | 9266.7107 | 13405.4877 | 14547.5599 | 28291.5488 | 30879.3996 | 13707.7506 | 40227.3571 | 14826.4669 | 23652.0473 | 14155.9723 | 13083.6776 | 22799.2966 | 31359.102 | 16578.797 | 21783.6628 | 14892.2707 | 33283.9233 | 10620.4777 | 17372.9936 | 31033.8278 | 23457.5955 | 28668.4105 | 26813.7204 | 24375.9611 | 24808.4736 | 23342.0444 | 15482.6416 | 18368.2396 | 10953.4147 | 12964.9313 | 14259.7026 | 20508.12 | 24266.4475 | 19757.4684 | 18386.2161 | 18278.7511 | 22224.6207 | 16246.4691 | 8546.662 | 29746.7109 | 29576.3368 | 25748.1456 | 12310.8963 | 19029.9934 | 7022.5069 | 11205.3456 | 20039.4977 | 14390.4414 | 25599.2374 | 27791.1267 | 23622.4027 | 25658.7987 | 12064.1016 | 17625.1986 | 18855.122 | 25408.2752 | 8727.5114 | 19047.2752 | 9961.5667 | 22633.9259 | 21331.3009 | 11097.0693 | 11778.7257 | 23146.0948 | 21064.7324 | 11517.6122 | 16449.3729 | 23198.926 | 22720.5224 | 17033.8581 | 18639.2352 | 19557.9866 | 14967.4007 | 16641.1123 | 18234.4069 | 9055.6728 | 15637.2102 | 25201.5251 | 18500.1601 | 13296.6245 | 18066.755 | 19681.3569 | 19285.215 | 14254.8359 | 16811.6672 | 22285.5093 | 12454.4824 | 20916.0347 | 20654.9001 | 10187.8344 | 17337.6708 | 18150.564 | 15133.8014 | 19064.1264 | 12699.8342 | 7520.7949 | 26855.3233 | 22751.7008 | 21200.7856 | 16555.5008 | 15192.771 | 21471.464 | 13361.5541 | 17747.3833 | 20189.9819 | 13553.4426 | 23868.1905 | 16169.5251 | 26465.1828 | 38991.0418 | 12647.5746 | 18539.1566 | 9087.4064 | 7332.5916 | 15712.544 | 31372.4467 | 17212.1803 | 12690.4796 | 18467.6839 | 29855.6509 | 27381.5773 | 11815.503 | 34266.935 | 30257.3245 | 15939.857 | 20703.4796 | 15808.4549 | 14152.9416 | 21529.1267 | 21143.1281 | 14551.0483 | 11803.7581 | 19876.8175 | 61815.2031 | 21551.3516 | 14003.3295 | 11249.789 | 22805.5757 | 10803.4329 | 14365.9243 | 27779.1883 | 26489.5487 | 22928.8459 | 10849.1191 | 6098.302 | 19059.42 | 14379.4221 | 13286.8518 | 23355.3042 | 8949.197 | 15654.8322 | 18061.792 | 13826.1697 | 19358.0205 | 27161.7004 | 18816.585 | 10559.02 | 18735.3143 | 17604.3201 | 8254.7996 | 16658.4803 | 30096.3705 | 3964.8674 | 26037.7509 | 11127.1855 | 21422.4485 | 29103.8939 | 21756.1346 | 20630.035 | 27437.737 | 22137.9317 | 16398.3424 | 11106.9985 | 18032.7118 | 19709.2415 | 15282.1716 | 19573.9225 | 11007.3658 | 19806.0774 | 15360.0168 | 7100.268 | 16063.0224 | 25333.1082 | 9826.9892 | 16524.9523 | 11908.5979 | 28154.6489 | 19596.2769 | 19454.9511 | 19617.3027 | 24597.136 | 15742.8161 | 30103.5707 | 20117.0017 | 20349.5238 | 12235.0546 | 23136.132 | 23514.8594 | 21538.1092 | 22315.6127 | 17058.6639 | 15882.1241 | 8840.6772 | 23042.41 | 25889.3934 | 16720.2014 | 18636.6277 | 20273.5584 | 12871.0003 | 19431.7242 | 25672.2472 | 13880.4775 | 12554.9442 | 21314.754 | 13138.6456 | 15726.65 | 16711.4338 | 11731.8665 | 17655.9243 | 26818.2525 | 20447.41 | 21967.395 | 22340.852 | 32468.069 | 25809.9443 | 17971.398 | 26579.2988 | 8810.6362 | 19755.7739 | 17569.8086 | 24150.022 | 28381.0946 | 12960.8749 | 15422.179 | 14683.7027 | 14138.9937 | 23733.4846 | 9328.8832 | 10540.8538 | 7122.4678 | 15816.6559 | 20228.5297 | 14304.2684 | 18665.1466 | 14256.1895 | 38297.5994 | 18644.9589 | 18735.9897 | 11431.4324 | 26055.6147 | 13539.0421 | 17802.5733 | 14380.4243 | 20695.6908 | 7334.0224 | 12730.3552 | 22866.1725 | 17207.8717 | 34958.8935 | 29901.4601 | 16333.7785 | 32992.5302 | 22602.7441 | 16260.9324 | 11829.1397 | 19528.8863 | 12083.1979 | 19605.7013 | 21162.582 | 9540.4415 | 20364.2732 | 14468.6365 | 20774.3603 | 19766.9552 | 17716.0871 | 16643.1019 | 26632.6677 | 18233.8258 | 15612.3928 | 30251.3626 | 31558.243 | 27096.4346 | 21157.0469 | 20002.5994 | 18156.8881 | 18122.3994 | 27562.7088 | 16611.6187 | 15201.7636 | 18025.0953 | 24106.7841 | 27557.8631 | 21029.7733 | 15401.1343 | 16058.8579 | 10174.6982 | 16831.7406 | 12979.7488 | 28774.5981 | 19386.3889 | 20183.3394 | 24391.1023 | 11951.0493 | 28149.1659 | 10739.1357 | 34482.0369 | 15138.1112 | 23465.2702 | 13614.1167 | 20226.8486 | 8262.5942 | 27011.6889 | 43591.3773 | 26131.3148 | 43824.3855 | 21544.2001 | 15516.0061 | 33685.1599 | 22218.1375 | 21642.0607 | 31701.1344 | 22138.796 | 42819.4672 | 14095.6768 | 15399.1268 | 15600.5524 | 20801.5874 | 18943.5656 | 21964.4865 | 897.9645 | 13145.1406 | 20700.1897 | 17681.1004 | 22298.0884 | 19986.3591 | 19246.9423 | 18487.479 | 18820.6639 | 19369.4751 | 23779.9236 | 17695.3116 | 14959.5949 | 21273.5479 | 9507.9104 | 14498.0908 | 40227.6091 | 24985.3956 | 26993.4535 | 14002.2545 | 18954.8626 | 21076.3036 | 26345.6771 | 8575.4429 | 30823.8006 | 14964.5821 | 20784.3079 | 13636.2747 | 26967.0766 | 21615.0308 | 13149.5345 | 19550.9243 | 23333.1108 | 28078.3339 | 30306.1781 | 13306.33 | 30734.4831 | 25957.4753 | 19351.723 | 21149.0865 | 10767.4596 | 14334.6829 | 20391.2446 | 23908.7784 | 19479.8836 | 32292.6204 | 17775.9066 | 17564.2002 | 20773.5721 | 8541.8796 | 22988.0031 | 26446.9327 | 9252.1625 | 15777.9722 | 14061.8897 | 19373.8703 | 19733.669 | 23858.4806 | 23438.3473 | 28171.8467 | 23354.9082 | 16930.6625 | 26455.0214 | 29663.8625 | 38808.4861 | 13958.2398 | 22052.7343 | 19337.727 | 15059.9616 | 19939.5699 | 29434.2544 | 28152.5856 | 16970.8082 | 16934.3419 | 19300.7862 | 10837.8036 | 20288.4378 | 28932.2601 | 22637.3223 | 14050.9995 | 25285.0423 | 20097.4902 | 19255.0983 | 18456.0066 | 1763.2532 | 8836.4951 | 12180.6131 | 13590.7696 | 21078.1227 | 18327.4767 | 20462.0973 | 16605.3854 | 20666.3502 | 11338.3473 | 23111.1309 | 21277.1142 | 22324.6576 | 15392.0001 | 10238.0187 | 16340.6768 | 17329.9798 | 25454.3345 | 20146.372 | 12442.9309 | 23226.7856 | 17409.8228 | 9244.9798 | 17731.1661 | 27027.5565 | 21865.0344 | 12519.0776 | 24856.4261 | 15697.1958 | 16304.0232 | 22732.7381 | 29296.99 | 21784.7471 | 17560.2601 | 26764.672 | 18512.0593 | 16167.3478 | 8239.5496 | 4643.7789 | 12511.0243 | 24647.7978 | 17126.0213 | 22975.6564 | 2840.211 | 15969.6119 | 9067.9723 | 19533.9078 | 24259.7021 | 14312.809 | 12374.1504 | 24966.4581 | 18916.6663 | 17845.9971 | 12440.2398 | 18772.4337 | 16633.3102 | 21143.0748 | 20586.8097 | 23678.9365 | 18764.1289 | 16775.7487 | 11499.014 | 22826.4265 | 22136.0377 | 11607.5143 | 13818.6508 | 16004.3493 | 14297.9699 | 23449.7346 | 29711.5549 | 39525.0741 | 12771.9522 | 20764.2658 | 26021.6649 | 16806.7693 | 18468.9095 | 11786.9524 | 13307.4414 | 30828.949 | 12978.6008 | 17933.6815 | 13098.3874 | 23189.2771 | 20631.1451 | 12197.1236 | 25700.9209 | 5005.2698 | 15832.5402 | 18015.6143 | 20308.5597 | 11930.2915 | 14027.3226 | 15222.2505 | 20240.0799 | 14894.0218 | 12253.6295 | 21594.9004 | 9994.5463 | 16363.8615 | 30556.6074 | 15593.8279 | 20171.298 | 15447.8608 | 21125.3179 | 11207.2182 | 24869.0476 | 19271.2219 | 17913.7979 | 18542.1276 | 17853.2242 | 25611.599 | 21859.2591 | 17862.2005 | 30909.0365 | 35122.7416 | 22920.3742 | 22437.8373 | 10656.2565 | 21161.3468 | 45304.1608 | 13993.4752 | 14679.3582 | 12161.5813 | 23246.6113 | 13554.0205 | 14704.6635 | 28081.7241 | 14395.6726 | 20707.3839 | 19979.8897 | 16328.4257 | 25647.3531 | 16704.5962 | 14986.0395 | 22976.4189 | 13238.8565 | 20885.1709 | 15278.3948 | 10337.2998 | 25741.9258 | 14283.2157 | 13355.6421 | 15634.755 | 14419.8997 | 13730.8572 | 11156.3535 | 11920.7714 | 13949.1792 | 17957.6276 | 46001.7609 | 14935.5162 | 25465.6873 | 15314.0452 | 35914.5074 | 29530.262 | 12152.183 | 12287.4591 | 22233.3538 | 18233.0177 | 19626.5993 | 19668.3209 | 12355.375 | 17321.4248 | 12866.8893 | 17170.6268 | 19992.3518 | 11116.6226 | 22239.2708 | 14251.5283 | 14561.943 | 17624.4279 | 28792.8005 | 19995.7577 | 24977.054 | 9712.5374 | 23134.5263 | 19039.649 | 11983.4559 | 24138.634 | 26237.9776 | 20284.8766 | 24824.098 | 16252.6773 | 14748.6844 | 14925.4263 | 16479.3536 | 14623.9689 | 19936.3661 | 17143.613 | 17447.848 | 18447.4627 | 13329.9643 | 22793.8664 | 20687.6876 | 13002.1918 | 18969.3597 | 10838.1505 | 34360.5946 | 10786.6621 | 5917.344 | 23088.5222 | 24426.9849 | 20734.4886 | 14826.5322 | 17060.5087 | 24870.6426 | 20165.6859 | 20045.6819 | 29642.19 | 19316.9753 | 26293.6547 | 26755.6393 | 9228.8202 | 9443.479 | 26542.3859 | 19702.1725 | 12686.8632 | 6180.5222 | 29395.584 | 14304.313 | 16852.8976 | 14066.1916 | 22358.635 | 19056.1983 | 21255.3983 | 30988.6861 | 14727.2955 | 22321.5382 | 27556.6744 | 20650.4202 | 5187.1608 | 19740.5711 | 32766.16 | 15244.9428 | 23386.1693 | 26049.0905 | 17211.1836 | 22400.9082 | 17211.2519 | 27002.0218 | 26349.6313 | 15307.4107 | 15919.5925 | 19549.504 | 27371.7488 | 11425.0689 | 22438.0565 | 18010.1224 | 20050.5455 | 13868.3347 | 24096.5803 | 23418.3387 | 28690.5945 | 22641.9757 | 20483.8356 | 13826.9342 | 26557.2507 | 20729.8511 | 15701.5763 | 24855.8577 | 26695.586 | 21845.4899 | 9248.5778 | 23959.8607 | 16087.2272 | 13463.6349 | 14046.7746 | 9543.0708 | 16098.7622 | 11587.6672 | 10393.3308 | 26109.2479 | 13374.7289 | 19944.1437 | 7477.2451 | 18699.7604 | 22482.98 | 17407.4884 | 11721.1598 | 10850.936 | 10570.0198 | 16836.4904 | 18374.0396 | 23365.0138 | 19795.9805 | 14341.8438 | 27033.0802 | 28780.9877 | 18699.6252 | 16445.5834 | 8628.9165 | 19956.5301 | 19928.7096 | 34423.8389 | 13934.9618 | 9985.4245 | 16919.8062 | 15797.1203 | 18337.453 | 13207.1781 | 20593.2882 | 15912.3688 | 32527.5953 | 12581.3168 | 8726.7265 | 15280.6865 | 20853.5303 | 18329.6663 | 18254.178 | 15554.9369 | 28301.7208 | 12162.4811 | 9688.5867 | 18240.4679 | 11324.6266 | 15765.031 | 22370.5592 | 10961.8416 | 25889.7698 | 11191.831 | 14257.6653 | 16334.6223 | 24495.8751 | 26162.1694 | 22300.8689 | 16966.645 | 14049.3708 | 23825.3117 | 12669.7492 | 17821.8993 | 20001.4032 | 12297.7603 | 23453.1101 | 31430.7045 | 26563.3027 | 13886.0903 | 14591.2218 | 14629.7198 | 20538.2965 | 7513.8613 | 9246.0022 | 10752.9112 | 21258.2906 | 21859.3273 | 12769.4174 | 16174.3353 | 15400.5574 | 20298.5068 | 10863.0789 | 36045.8347 | 13168.7187 | 21913.111 | 30905.1449 | 12577.5774 | 12116.5757 | 8947.8758 | 23892.32 | 12270.6852 | 20993.2849 | 30754.4966 | 21556.3013 | 28793.1029 | 7079.2234 | 19697.9788 | 12088.3412 | 6694.5131 | 10998.6396 | 31367.058 | 19699.835 | 35009.7761 | 23906.7465 | 5497.0673 | 13460.8061 | 7181.4807 | 12903.8992 | 16532.256 | 16394.2139 | 20078.2258 | 25838.8319 | 22899.3979 | 19685.271 | 21429.3382 | 17520.3803 | 27653.7423 | 15021.1098 | 16640.9226 | 29520.174 | 12771.6657 | 28090.7857 | 13143.6883 | 19515.0896 | 18406.4505 | 14848.2592 | 30862.4269 | 18784.336 | 18296.9965 | 30030.0897 | 20043.2786 | 14818.4635 | 18135.61 | 8523.046 | 14759.743 | 20818.4023 | 16105.5589 | 2425.2233 | 22299.9259 | 12460.2482 | 18433.8573 | 32082.2898 | 20065.0222 | 25310.5875 | 20584.9201 | 23285.6256 | 14083.5236 | 17860.0135 | 25926.6425 | 20974.0552 | 9685.2128 | 10918.2427 | 22120.135 | 25773.9816 | 18554.1391 | 15333.0415 | 14254.8933 | 14034.6711 | 23109.2915 | 14744.5881 | 12383.0059 | 9197.9945 | 25464.6372 | 17736.1641 | 6285.8798 | 19051.479 | 18403.5587 | 7395.7984 | 21931.7753 | 17283.7834 | 18193.2771 | 14133.5862 | 20288.9584 | 16363.9391 | 24250.0643 | 27716.7599 | 12945.0965 | 21812.2245 | 20971.4243 | 13252.6246 | 33121.8478 | 13137.34 | 11999.9328 | 19718.8357 | 19344.9779 | 19611.6479 | 19567.5233 | 17859.2157 | 20415.8397 | 22294.6506 | 26212.3988 | 18647.884 | 20944.6145 | 24593.031 | 25405.6955 | 13993.1774 | 6787.7318 | 17170.057 | 29526.0937 | 12256.6134 | 28204.0846 | 12490.5408 | 15335.889 | 30292.5288 | 17189.1169 | 26408.0826 | 15121.9258 | 19082.3107 | 19546.1647 | 15945.7683 | 22134.5185 | 19640.7617 | 10825.0301 | 26753.7908 | 32157.7918 | 17829.0744 | 10453.3376 | 23138.5631 | 15549.9765 | 22076.2357 | 13401.7363 | 21221.4757 | 10977.1786 | 13654.623 | 21327.6066 | 16024.3363 | 18536.5321 | 16090.8859 | 20505.3132 | 22554.5323 | 20377.6298 | 22771.7706 | 17636.6939 | 34564.9706 | 9183.4168 | 16012.5424 | 15717.3448 | 20193.0133 | 23839.5592 | 26724.4002 | 13513.8321 | 19480.8423 | 10331.22 | 43345.8307 | 15900.0678 | 15319.1409 | 21387.2241 | 7306.848 | 20357.0075 | 19268.5801 | 15265.2494 | 36228.0269 | 15300.7523 | 19283.8962 | 12835.8554 | 14455.9335 | 22554.3113 | 15234.3709 | 26594.2091 | 17194.3613 | 17694.8586 | 33857.9428 | 22670.534 | 7782.2696 | 12861.2747 | 24625.0091 | 10419.5126 | 23335.1967 | 22281.4956 | 18776.4425 | 14111.2795 | 10027.2201 | 12957.221 | 12028.536 | 22043.0978 | 12794.9719 | 14770.1687 | 12463.6203 | 17022.564 | 36408.6044 | 34867.6908 | 27292.1787 | 22225.5889 | 16164.835 | 23644.3444 | 27283.4816 | 15894.4607 | 23137.3445 | 13773.1327 | 14679.3225 | 10056.1775 | 23165.6997 | 18500.7387 | 10990.2692 | 15034.184 | 19646.0122 | 10155.1774 | 21307.2151 | 13187.0801 | 13009.8265 | 22392.8121 | 22635.3857 | 20947.5115 | 27017.6938 | 15976.6024 | 19681.0296 | 12454.5317 | 24418.9407 | 7698.6257 | 13213.3369 | 19401.9453 | 29348.3279 | 19865.1699 | 26089.8316 | 16729.047 | 19333.1428 | 12978.7152 | 24198.4199 | 19078.5515 | 24803.2391 | 21472.1261 | 27291.0553 | 19726.9616 | 27702.4604 | 26421.0848 | 31342.4752 | 18044.3853 | 26506.8311 | 29339.8499 | 14169.8276 | 16751.4011 | 13108.4024 | 11008.4868 | 11816.7779 | 17718.2092 | 18788.246 | 8339.236 | 22928.5277 | 36099.2352 | 23081.3106 | 21740.1855 | 22316.7805 | 18735.8193 | 25606.9607 | 16288.5342 | 22992.5935 | 12395.3844 | 18707.4229 | 22830.4525 | 19494.1313 | 21645.0144 | 27444.0585 | 28450.8405 | 13966.1549 | 26663.8719 | 15446.5553 | 14528.7457 | 9055.7199 | 24640.0709 | 20855.5801 | 12542.8982 | 15406.7718 | 24432.0637 | 17776.7071 | 20211.9189 | 15269.7604 | 18401.1969 | 15226.0849 | 22675.8656 | 9995.028 | 23011.944 | 11574.9601 | 25470.8386 | 23096.1815 | 16252.3538 | 33390.7183 | 32193.6136 | 23083.527 | 32421.0802 | 31465.3048 | 19017.3622 | 26186.918 | 15086.2952 | 21635.6473 | 17760.7904 | 21220.516 | 23447.0824 | 19169.9291 | 11975.8992 | 15044.2416 | 11376.3334 | 14469.6734 | 14367.7625 | 24953.3573 | 9182.5966 | 11110.3062 | 14238.1528 | 31307.1431 | 20847.4331 | 32054.0722 | 24772.8308 | 22882.6519 | 26297.2415 | 12220.252 | 17249.5295 | 22653.8378 | 31812.6047 | 23791.4218 | 16026.4453 | 9056.0737 | 19994.8201 | 10701.7136 | 11411.7837 | 38750.5504 | 25383.3671 | 22956.0031 | 29489.095 | 20996.0457 | 30749.7188 | 13403.5744 | 17378.1206 | 8673.63 | 25571.1825 | 14969.5058 | 10459.3719 | 15013.9723 | 14649.4551 | 16206.4962 | 19025.6989 | 11811.8512 | 24546.4722 | 6244.4019 | 40178.5813 | 36975.8956 | 21680.9644 | 16746.5165 | 16160.7344 | 14960.0214 | 26187.222 | 19688.97 | 11233.014 | 12906.9002 | 16477.8588 | 12689.1755 | 9705.4712 | 10690.161 | 19002.4057 | 14732.0326 | 15103.2787 | 27684.093 | 14805.8893 | 16630.4723 | 15267.5611 | 22082.0003 | 26561.0264 | 17339.5209 | 25346.3554 | 22751.5353 | 21275.2569 | 9397.5176 | 12616.9025 | 13768.0905 | 13150.1175 | 19978.7002 | 22743.5035 | 10718.3947 | 19310.8314 | 16815.3665 | 11463.6777 | 10449.8904 | 11172.4175 | 15495.1724 | 23277.116 | 12938.7618 | 19709.1069 | 22906.638 | 23248.025 | 15100.2559 | 18611.1223 | 23185.3322 | 20426.971 | 24670.0287 | 14633.4394 | 10453.1843 | 17211.4716 | 6890.2498 | 24148.3846 | 20336.6985 | 36895.0876 | 31644.0441 | 16668.3858 | 10932.5573 | 21998.6702 | 22996.1227 | 11351.0319 | 17195.1257 | 24347.8484 | 12247.9353 | 7569.8461 | 13433.458 | 24798.1488 | 15416.5488 | 31378.1997 | 13258.4636 | 21649.2754 | 18891.853 | 10793.4913 | 22186.303 | 20761.7684 | 27437.8502 | 21476.238 | 14874.6575 | 15800.3569 | 41873.0646 | 28233.3417 | 21824.1936 | 22323.8668 | 16953.055 | 13031.4883 | 26195.8335 | 18037.3354 | 13854.9301 | 15728.3933 | 20233.046 | 19756.7059 | 20106.8623 | 23574.6431 | 18972.5046 | 22607.8083 | 20838.9414 | 12750.6255 | 28172.132 | 32136.8087 | 13807.6902 | 13028.5753 | 15323.1086 | 11910.447 | 12480.009 | 12640.6257 | 31034.1289 | 5952.8744 | 20447.8101 | 9027.2234 | 27275.5855 | 19145.1949 | 15320.6798 | 19412.1382 | 21010.5046 | 22310.7663 | 9615.2532 | 10743.2939 | 19494.1011 | 20141.0471 | 11054.6528 | 14029.6975 | 20373.4918 | 24733.5894 | 15095.9604 | 17163.2235 | 23994.5053 | 8149.259 | 26268.0654 | 12406.9911 | 8460.1105 | 26714.057 | 15911.3707 | 36685.3245 | 7239.6983 | 22373.5641 | 19154.4949 | 21779.2741 | 20494.8884 | 19146.665 | 16250.8768 | 37791.8116 | 30493.3696 | 22639.2608 | 21994.2069 | 12483.39 | 38882.7064 | 19148.4988 | 18232.1151 | 13429.0636 | 18292.42 | 24076.1609 | 14209.5586 | 12915.1014 | 19365.2215 | 14740.0235 | 17996.4854 | 14772.8974 | 12283.4628 | 18974.7313 | 22816.4749 | 24974.3667 | 12288.635 | 18316.2695 | 15179.8175 | 30548.0071 | 18343.135 | 6301.6485 | 14544.0021 | 27234.9137 | 28555.6086 | 13731.9196 | 16568.2429 | 15695.7358 | 18261.6716 | 21809.0411 | 19965.7105 | 8394.5414 | 16442.5403 | 26826.937 | 22264.0279 | 18137.4491 | 13734.7468 | 21368.4023 | 15265.3074 | 14509.9786 | 29736.5736 | 15490.0779 | 19001.3498 | 24837.1946 | 21346.9196 | 9141.6238 | 11816.092 | 10392.5812 | 17598.4998 | 38300.0265 | 26117.8907 | 7927.92 | 23962.2149 | 23262.9446 | 13389.091 | 20045.3649 | 11982.8617 | 20190.499 | 21898.0007 | 7076.0034 | 12127.5867 | 18120.6141 | 17909.3886 | 18146.8299 | 15213.2612 | 7915.763 | 15814.0121 | 19054.7733 | 46864.4778 | 18267.4053 | 18718.8291 | 13831.6753 | 16553.1201 | 18632.3611 | 15482.2907 | 21007.7033 | 15444.1166 | 26812.0404 | 23527.8379 | 20217.3069 | 24032.0015 | 12097.3256 | 28924.6807 | 35400.3953 | 41851.0569 | 29649.1071 | 20252.0319 | 10749.6215 | 17325.137 | 16106.7565 | 30908.8197 | 16315.4867 | 14452.5974 | 15777.3827 | 23572.1879 | 20945.9131 | 17166.7894 | 14381.5207 | 12287.1548 | 18962.9096 | 26829.6813 | 19095.8773 | 14563.951 | 27550.607 | 17022.3539 | 33424.5127 | 22109.769 | 20757.8309 | 10245.6734 | 22549.0676 | 36531.4385 | 11461.2095 | 18217.9219 | 12175.0218 | 36144.4738 | 18661.7093 | 28731.2061 | 17825.9127 | 19027.1717 | 12624.1444 | 22581.1187 | 10443.1993 | 17001.2302 | 28306.7918 | 14857.5238 | 14090.1458 | 11289.7184 | 26004.5736 | 18734.1076 | 18643.2909 | 17807.8185 | 17345.001 | 41026.218 | 32679.461 | 27187.462 | 13580.5036 | 30502.2887 | 24480.9973 | 11843.4514 | 14484.0591 | 18004.6046 | 25115.37 | 23636.9232 | 29448.449 | 16290.2036 | 30564.1051 | 18113.0565 | 10825.0042 | 13387.6252 | 28757.7183 | 13126.3796 | 14239.4862 | 20230.1424 | 29725.6948 | 24783.2507 | 14185.3604 | 30833.3736 | 30776.2561 | 9860.1917 | 22672.8632 | 13879.8414 | 14685.842 | 16922.5444 | 15985.9924 | 33472.6339 | 23355.3949 | 8416.4732 | 12774.8779 | 37017.7535 | 20303.6579 | 18320.5223 | 29951.3816 | 25734.1387 | 26041.3617 | 15161.2975 | 26598.136 | 15286.1575 | 21238.4755 | 31832.7811 | 19803.0051 | 12011.2181 | 10849.2132 | 26899.482 | 16657.034 | 29774.0107 | 18103.7806 | 15058.9373 | 12783.8882 | 15161.0316 | 12959.8726 | 26044.4234 | 7827.1084 | 23991.6791 | 24296.973 | 20974.0483 | 15687.0667 | 14319.3361 | 17181.811 | 37525.537 | 18567.8398 | 23660.5489 | 13954.5181 | 21759.454 | 16243.8737 | 14921.193 | 11064.0719 | 19867.2135 | 8838.2273 | 13438.5232 | 18733.9033 | 15138.2202 | 21218.7851 | 32027.7175 | 23245.9481 | 17547.3509 | 11953.327 | 34088.9535 | 13140.8434 | 16549.1948 | 28976.761 | 12525.135 | 26933.6027 | 15051.7222 | 25128.98 | 33632.0262 | 16412.3268 | 18801.3188 | 21273.4281 | 16083.9052 | 22490.026 | 11906.3288 | 25441.9544 | 22053.5361 | 22864.5479 | 17900.7138 | 35238.1903 | 36051.6231 | 14651.8499 | 13963.5312 | 9475.5672 | 14688.6792 | 11439.058 | 32650.9942 | 10140.5946 | 12515.3684 | 10511.1802 | 14434.0309 | 19343.841 | 23138.8315 | 15435.406 | 23804.2558 | 25944.0521 | 13671.4456 | 23342.5068 | 14409.1597 | 18150.7526 | 20345.6239 | 13780.1703 | 19436.9608 | 3767.7534 | 21562.3507 | 18744.8379 | 11990.0989 | 21448.5285 | 27138.4265 | 22911.7491 | 20068.7537 | 34355.563 | 9668.1309 | 17767.7525 | 18011.3402 | 26855.4247 | 16041.405 | 18658.7903 | 10113.1857 | 15481.6202 | 15738.849 | 17172.6215 | 16297.9905 | 12528.2348 | 16348.9995 | 15038.5572 | 20827.9626 | 14526.4588 | 27979.3065 | 15709.1647 | 22655.2579 | 15080.8334 | 18221.6158 | 14752.462 | 13126.863 | 17841.0525 | 14603.9224 | 18906.444 | 25645.4534 | 22395.7505 | 17293.7159 | 20526.1399 | 20788.4172 | 18968.2124 | 24502.0468 | 21877.5338 | 12622.4662 | 20506.9797 | 13557.278 | 32075.4256 | 26553.6876 | 20128.5933 | 20343.6479 | 22654.4408 | 22773.699 | 8761.31 | 18767.8579 | 22946.1693 | 15117.4857 | 18437.7296 | 19117.4199 | 14546.798 | 21926.1725 | 26942.9543 | 8493.8937 | 23238.8839 | 15844.8977 | 34287.0463 | 23083.5919 | 14430.5044 | 26318.814 | 16832.5839 | 15552.6931 | 18864.9289 | 15515.2034 | 5731.9486 | 19100.9051 | 13469.7099 | 15457.4089 | 21334.3033 | 30596.6453 | 11581.4013 | 19933.1762 | 15507.5924 | 13210.5495 | 13732.4505 | 31174.149 | 14023.864 | 25137.2023 | 32784.1392 | 11608.8073 | 14089.973 | 15542.2514 | 19917.5382 | 26409.1863 | 18380.8676 | 15303.1288 | 13083.9836 | 27443.6217 | 20828.6984 | 18859.9789 | 22544.9035 | 13255.9668 | 27173.1686 | 19479.5777 | 25208.8672 | 19199.8788 | 15457.6642 | 29554.2963 | 25705.69 | 24010.9874 | 17345.1974 | 25213.6506 | 26396.0549 | 11281.5169 | 12180.4021 | 27033.9312 | 20464.7032 | 23156.5616 | 25922.6007 | 22847.2819 | 19761.4936 | 20628.7005 | 11731.134 | 13047.4976 | 16502.3709 | 19130.5131 | 28837.3231 | 15630.7316 | 35367.8073 | 17834.6105 | 12150.5887 | 16272.7042 | 10882.4863 | 18207.2158 | 18920.3921 | 20959.1622 | 21737.751 | 16657.0362 | 28478.0699 | 15559.6516 | 10221.8259 | 10618.3231 | 17336.513 | 19811.2158 | 17940.9038 | 11274.52 | 25142.0167 | 21955.6641 | 24810.9682 | 21229.1106 | 20022.4961 | 17707.6306 | 20986.3187 | 24118.9407 | 16512.6926 | 22777.6536 | 23630.2868 | 31949.9376 | 29617.8988 | 18806.5631 | 20273.0747 | 9043.1377 | 20141.5417 | 13865.3207 | 30640.1088 | 23604.6345 | 19672.5315 | 23316.4525 | 15257.435 | 13568.2745 | 23230.2699 | 23573.1376 | 12621.736 | 9584.252 | 16145.2472 | 19214.5178 | 27007.9456 | 13494.0538 | 26636.5711 | 18544.8762 | 21338.2313 | 26947.5616 | 20867.9982 | 11921.8536 | 31660.4185 | 15969.3986 | 14495.3752 | 17456.5536 | 28793.6905 | 26129.5961 | 30042.6 | 15870.978 | 7527.7585 | 18521.1669 | 19618.1505 | 18418.7544 | 20604.8579 | 27662.8625 | 17206.2128 | 15053.5503 | 14861.2995 | 24121.0238 | 13979.3466 | 8699.9034 | 16501.0418 | 17454.04 | 9823.9247 | 17907.767 | 27142.347 | 13547.4126 | 22799.3701 | 26221.3007 | 22427.164 | 21479.4841 | 21450.0475 | 14826.8697 | 14535.1919 | 16380.7753 | 11260.0912 | 19932.3099 | 15502.8165 | 17782.7074 | 8966.8027 | 23817.8211 | 26709.0322 | 17774.0494 | 18365.082 | 14518.2602 | 29255.7402 | 15208.585 | 23596.0783 | 16088.3875 | 20796.4824 | 20864.0752 | 25751.8233 | 7110.7965 | 18956.0004 | 22296.7574 | 25009.633 | 28869.2313 | 6913.5342 | 13477.9932 | 16778.1907 | 16062.3944 | 24735.2506 | 34451.7465 | 15853.7987 | 21271.1298 | 17117.9533 | 17716.6265 | 17583.6061 | 25045.5052 | 13084.8614 | 19255.7861 | 24437.301 | 16951.0859 | 27098.6592 | 30562.4655 | 18589.3744 | 25841.9118 | 15905.8207 | 14379.6358 | 14076.1318 | 11620.9073 | 15671.6133 | 13851.5446 | 20490.7562 | 12770.1171 | 18480.7248 | 12454.3459 | 33061.2939 | 12024.2971 | 13578.4932 | 15837.8281 | 21661.7618 | 13923.7117 | 13691.8006 | 32865.5412 | 35758.4014 | 10767.449 | 42088.758 | 17266.7444 | 16766.6307 | 15946.4153 | 8052.6201 | 15154.7345 | 36831.9373 | 23374.2531 | 17409.1616 | 18422.0768 | 8580.6794 | 9216.8273 | 18219.1028 | 16725.8558 | 33872.3945 | 11398.4694 | 40038.6635 | 18809.4533 | 13445.504 | 29229.3342 | 31539.3294 | 10618.5729 | 24730.8735 | 14669.6772 | 22440.4738 | 16345.4324 | 22612.3287 | 7986.4087 | 19085.5656 | 20248.02 | 20431.5517 | 11033.2281 | 32925.701 | 24864.4329 | 24370.4837 | 10088.8186 | 24197.737 | 17893.514 | 8358.4815 | 17901.0517 | 14410.4554 | 13438.109 | 19814.6717 | 19494.6216 | 28778.5695 | 16158.0046 | 17774.9026 | 14179.4641 | 14084.955 | 12063.7031 | 25743.6886 | 20180.8662 | 10831.9818 | 24576.1988 | 34737.1474 | 24121.2922 | 30053.0712 | 22485.8419 | 25457.8854 | 22404.906 | 17411.441 | 15330.5405 | 14616.6032 | 17412.3482 | 17523.774 | 32245.202 | 13486.5231 | 17183.7474 | 11696.2315 | 25883.7998 | 25987.0908 | 30014.4978 | 28361.6628 | 11097.5307 | 17064.7777 | 26085.0018 | 13121.2519 | 30996.4567 | 38554.3893 | 9386.7762 | 19871.4447 | 22900.6915 | 16653.6882 | 18783.0027 | 23077.7729 | 21282.5729 | 18404.3374 | 18780.7588 | 19023.1182 | 12933.9851 | 18177.4892 | 20436.8434 | 29069.788 | 17975.4192 | 17390.9679 | 13885.1482 | 15991.9669 | 26423.5661 | 13133.0992 | 27222.1968 | 6056.1998 | 19866.3175 | 20141.7462 | 13726.856 | 15514.951 | 22577.4356 | 18344.9322 | 17840.0545 | 19116.5119 | 35106.1072 | 11366.4598 | 14789.3762 | 14072.1418 | 22267.3983 | 36230.4702 | 10840.7166 | 19379.5204 | 11165.6599 | 17465.8691 | 18138.231 | 30198.2708 | 12889.2871 | 16089.4116 | 14336.0143 | 20844.9401 | 12875.4508 | 11444.6095 | 20620.6226 | 19535.3502 | 19893.138 | 17556.3192 | 16561.7244 | 30949.0917 | 28486.3896 | 11820.8562 | 21662.7753 | 22190.7185 | 9830.4727 | 25257.9675 | 24650.4016 | 26685.5587 | 15800.5515 | 16407.1576 | 20624.3483 | 24732.6076 | 34100.6563 | 22353.6952 | 17086.925 | 17381.207 | 26067.2314 | 17367.1975 | 14682.0526 | 15033.4443 | 15390.827 | 25719.2836 | 24670.931 | 37446.299 | 30643.3942 | 23751.3106 | 19469.7416 | 16540.0566 | 16234.8619 | 31123.6358 | 27888.7725 | 21635.4425 | 15009.1549 | 17875.8944 | 11822.9176 | 19643.5352 | 13764.7798 | 9161.6171 | 20632.1209 | 23797.837 | 22679.6844 | 25322.6503 | 15737.5396 | 23071.9444 | 20550.1755 | 17480.3978 | 21293.49 | 28977.8184 | 18097.8079 | 12331.77 | 14295.7233 | 18326.8187 | 21308.4044 | 21616.8688 | 15966.6471 | 22080.7391 | 28498.3013 | 12908.1503 | 13731.5076 | 17702.8569 | 12649.643 | 16136.4616 | 32773.4357 | 27183.1798 | 8763.0745 | 22392.3614 | 20666.378 | 33695.456 | 14386.3024 | 11226.8656 | 19013.4461 | 19387.5479 | 24177.1889 | 9800.4026 | 33238.549 | 20954.1016 | 15997.5972 | 22055.3702 | 16423.8167 | 10682.3128 | 20958.7672 | 17339.1105 | 20931.01 | 7221.374 | 19652.8536 | 13641.0499 | 23659.3351 | 26798.1126 | 12949.5272 | 7017.2948 | 26141.0286 | 19407.1829 | 24709.137 | 34159.0174 | 18252.378 | 12988.0821 | 17389.7751 | 21343.7268 | 14219.9712 | 14788.1303 | 30338.7806 | 34604.9589 | 17934.0139 | 18285.0413 | 19512.9276 | 28510.7498 | 19443.605 | 12323.0537 | 23660.5489 | 20371.5032 | 27615.461 | 14374.0742 | 29428.9151 | 26511.4947 | 11469.9231 | 7732.8745 | 25859.2057 | 21129.2425 | 28954.4649 | 9211.3699 | 28642.7381 | 20852.7279 | 30229.6922 | 22779.2504 | 40955.6378 | 20361.365 | 14602.3592 | 21705.8906 | 27677.7337 | 14573.6496 | 11309.7804 | 5599.9263 | 34031.4762 | 18193.0663 | 19806.0674 | 15959.2117 | 12903.7242 | 17513.8782 | 19486.2018 | 20024.675 | 20063.242 | 26754.8658 | 9519.9038 | 23768.4494 | 23950.9054 | 33258.6676 | 11025.1578 | 30907.6498 | 24758.7298 | 24231.9944 | 27609.7439 | 18511.1144 | 34711.3669 | 14834.1089 | 16084.372 | 8902.1216 | 33435.8739 | 15433.6726 | 9873.2079 | 34576.8007 | 26493.9111 | 21155.5423 | 21759.6775 | 19235.0274 | 9956.8334 | 18882.0959 | 27829.1784 | 22111.0299 | 11863.6755 | 13036.3969 | 17436.911 | 11731.6811 | 17991.4262 | 17870.5189 | 21741.9877 | 25127.1881 | 9799.6618 | 15401.7356 | 13908.5894 | 29168.6461 | 40502.2135 | 10737.0241 | 16326.9127 | 15161.5918 | 13464.4952 | 17842.789 | 16883.1224 | 18675.7138 | 11737.4501 | 24832.9853 | 25212.0719 | 31880.5015 | 24431.2248 | 9073.5338 | 28606.5718 | 21674.2298 | 12737.3888 | 22911.6215 | 8200.9524 | 12980.7633 | 17061.4892 | 21597.386 | 16971.8977 | 13481.1879 | 18862.4754 | 22250.4879 | 25915.8533 | 18324.2279 | 18835.387 | 14382.0956 | 23882.503 | 16547.8565 | 15985.034 | 16973.2889 | 18136.0253 | 10161.8062 | 18265.5672 | 12331.6687 | 23293.3059 | 25112.3303 | 21772.9707 | 26138.1243 | 11446.6876 | 16997.0261 | 12062.0913 | 17937.7568 | 16877.8085 | 20034.4788 | 11896.693 | 16041.9528 | 16411.3008 | 20277.6412 | 20905.1627 | 28510.2541 | 30016.993 | 18014.3643 | 17721.4905 | 23655.7945 | 16317.6798 | 15938.3745 | 26318.3954 | 15217.1277 | 10477.2951 | 15657.2358 | 19700.1516 | 20695.2097 | 18840.6088 | 14264.8201 | 19120.1273 | 13077.1776 | 20895.2291 | 19825.1365 | 23731.5601 | 17659.63 | 18730.4338 | 17723.4001 | 24392.074 | 14532.5441 | 19051.1219 | 21766.9474 | 55195.8728 | 22108.8233 | 20252.6165 | 34374.2336 | 30259.2148 | 11199.1956 | 13709.7983 | 30247.3012 | 33862.0739 | 11890.8661 | 27286.7541 | 20429.6892 | 15154.9585 | 21352.1658 | 26286.7338 | 13661.1781 | 11803.4886 | 19972.1398 | 19046.4474 | 23346.5954 | 16594.4323 | 15328.7711 | 13244.0258 | 21127.2536 | 24772.0299 | 13755.0673 | 14090.189 | 10658.6686 | 16842.4854 | 18747.6448 | 12001.5205 | 20644.7993 | 10473.0384 | 20837.9511 | 4033.4804 | 13749.4188 | 17750.7964 | 14372.9228 | 12286.3574 | 15810.921 | 28113.3607 | 11788.7206 | 27591.1349 | 28001.7706 | 16764.2547 | 9887.1468 | 18897.2024 | 22857.0985 | 27892.6854 | 29431.2119 | 13768.9522 | 16552.2719 | 8187.6085 | 23435.6814 | 10916.831 | 12643.7216 | 33114.848 | 27462.4608 | 10499.0311 | 30294.2802 | 12267.0473 | 14409.4749 | 12821.1199 | 22951.2332 | 26880.2309 | 10045.6442 | 15861.6192 | 30692.7441 | 10237.4212 | 17537.0094 | 15868.0772 | 24410.9492 | 28364.3769 | 12603.2306 | 14750.651 | 15291.8752 | 16741.9182 | 14608.796 | 26590.7231 | 14017.66 | 16552.6334 | 15210.7029 | 22665.3517 | 25931.5857 | 16876.5777 | 30838.1407 | 29008.6168 | 12503.4996 | 5172.7543 | 17720.4606 | 25204.2669 | 18999.4693 | 10220.6059 | 16697.4352 | 22186.1846 | 22182.5685 | 12039.0915 | 19845.192 | 22049.3361 | 15618.057 | 11009.0117 | 14969.8357 | 10421.6223 | 34606.6353 | 30948.0999 | 21917.5892 | 22611.6891 | 12149.4675 | 19341.161 | 14595.2858 | 24606.2339 | 22552.5553 | 12085.8362 | 22308.1804 | 20243.6873 | 10859.1954 | 23118.3619 | 12291.3907 | 19939.8474 | 7294.221 | 21109.0302 | 15301.5682 | 13150.2522 | 14704.6202 | 20896.7029 | 22987.9908 | 23101.6458 | 15801.3928 | 15241.8935 | 8829.7472 | 30478.427 | 9705.8751 | 9834.862 | 13905.7038 | 17986.1929 | 23440.0346 | 10112.8363 | 25966.2578 | 19639.7911 | 12111.6841 | 18323.3906 | 8340.501 | 23667.4196 | 26266.8624 | 17244.664 | 11811.8318 | 15325.9618 | 15996.2933 | 14298.5667 | 14651.9693 | 13197.7436 | 15647.3555 | 19670.7886 | 22931.0265 | 9024.1207 | 31005.8559 | 11398.567 | 13020.5869 | 21569.7339 | 25235.7206 | 16694.5787 | 21106.3472 | 18389.0854 | 23263.723 | 15262.7304 | 19086.5382 | 15136.8453 | 22053.2128 | 11981.09 | 16039.1105 | 11283.5035 | 15063.4852 | 17037.8406 | 22167.1424 | 24589.2448 | 16329.9301 | 27695.3952 | 14246.6245 | 22853.7474 | 12749.9802 | 9914.1452 | 15073.5221 | 12937.8761 | 16972.3369 | 15764.7854 | 30074.6989 | 22110.8242 | 21925.4123 | 16197.7732 | 14484.7754 | 24225.395 | 14034.98 | 18205.6143 | 27833.7742 | 8879.2951 | 19286.5469 | 25769.3666 | 16627.333 | 12806.5553 | 12059.2188 | 16405.1094 | 15461.6181 | 13761.5736 | 12388.4485 | 14791.7188 | 32486.7574 | 17321.9361 | 25924.7456 | 19797.7742 | 21255.3972 | 15230.1333 | 17079.5639 | 12420.9145 | 11736.5092 | 10008.2746 | 14040.1836 | 13303.9494 | 39138.0048 | 15202.605 | 10341.4321 | 23113.7545 | 13451.9116 | 10433.6962 | 84.3796 | 19398.0099 | 15709.2431 | 18388.6655 | 21775.0776 | 20091.4817 | 16421.3592 | 15078.5121 | 19598.5641 | 15669.0813 | 28041.8786 | 26069.671 | 11921.9152 | 14546.9405 | 11024.3495 | 19764.833 | 22541.5232 | 19320.16 | 30588.0044 | 17412.2338 | 7510.2663 | 16803.0205 | 13547.4911 | 10826.0854 | 41280.3501 | 39295.9047 | 21450.6701 | 18748.4714 | 12773.6841 | 14705.299 | 19986.8424 | 14720.2027 | 9707.7774 | 19099.4571 | 30747.4376 | 12209.3179 | 22413.9294 | 12599.0967 | 13491.6203 | 35853.9339 | 17700.1313 | 44428.7516 | 15682.8919 | 14797.5038 | 25262.9128 | 17757.9855 | 17969.3702 | 16119.4313 | 11295.8608 | 8549.818 | 14121.4864 | 17425.5131 | 19378.6998 | 15358.8756 | 11181.0981 | 17801.5915 | 14886.1592 | 40037.8495 | 14814.2808 | 19975.786 | 15450.8016 | 21152.9043 | 13619.0441 | 11197.8466 | 17838.1472 | 13998.0724 | 17838.0621 | 19780.1456 | 18531.0236 | 28332.4746 | 7969.6709 | 14046.4718 | 26695.0625 | 17889.6578 | 21935.4852 | 11261.5984 | 18733.2948 | 23781.1926 | 12605.1968 | 15789.306 | 14420.0422 | 11981.7155 | 17689.3131 | 18259.7193 | 19952.2994 | 20912.1234 | 18074.9321 | 20690.9988 | 25703.9225 | 18137.756 | 25822.74 | 17525.5329 | 27319.6456 | 26799.3142 | 14704.1036 | 24661.6258 | 13955.9295 | 26480.8327 | 16751.3283 | 15994.324 | 30058.5313 | 16068.9812 | 20614.0863 | 11471.8599 | 11304.7099 | 16047.1221 | 17303.9733 | 12154.4878 | 14317.9643 | 24966.1422 | 13693.6428 | 21583.9353 | 18859.601 | 10735.3142 | 12188.301 | 12477.0314 | 16017.7668 | 15109.2514 | 29177.6713 | 19395.8624 | 10154.8336 | 20962.2122 | 16577.3578 | 30672.1018 | 21612.3914 | 18020.7716 | 23923.7659 | 22438.0913 | 15571.7508 | 16140.1198 | 21684.6158 | 14634.4044 | 17013.693 | 7822.4875 | 22005.077 | 15817.0399 | 28594.8961 | 21820.5722 | 42384.9456 | 15452.2091 | 13127.1007 | 12924.9259 | 8993.5895 | 23697.5573 | 17644.6426 | 25861.0528 | 12716.7284 | 46414.7354 | 17525.7419 | 16421.972 | 26452.8378 | 7141.9625 | 28736.572 | 24526.5452 | 13334.7899 | 25741.197 | 19273.9906 | 21518.0254 | 14676.9643 | 24840.7964 | 23373.9387 | 16651.1618 | 24272.7866 | 16931.9563 | 16806.3757 | 20082.9702 | 13443.3787 | 19417.4392 | 22982.6551 | 17101.1663 | 6729.6011 | 17046.0724 | 16372.0108 | 15625.1817 | 10653.9342 | 20174.0431 | 9755.9422 | 20430.6556 | 15695.988 | 16870.8644 | 13401.1128 | 31159.6825 | 26322.0698 | 29193.3644 | 22596.5969 | 13774.8008 | 6461.4415 | 12306.6117 | 11502.3067 | 20087.2573 | 21776.7345 | 24500.8882 | 18798.2108 | 12830.0999 | 18552.8337 | 31680.0539 | 19474.6364 | 6386.8658 | 22744.6135 | 15541.6685 | 30431.3621 | 33107.3058 | 23895.1338 | 15973.0677 | 24368.4536 | 16828.8376 | 12839.1943 | 23896.8586 | 14061.2269 | 25028.1245 | 6123.508 | 11259.6491 | 16939.1702 | 18504.1792 | 9836.8702 | 36377.0066 | 23520.6954 | 22480.8645 | 21045.959 | 17173.6549 | 18922.0651 | 9679.6434 | 21403.0762 | 21309.3813 | 19567.1431 | 22538.9771 | 10239.8034 | 10818.4836 | 2084.3585 | 25242.5056 | 17023.7262 | 29888.9863 | 26009.47 | 28317.6015 | 30502.7274 | 18925.6179 | 13083.7066 | 25891.5462 | 25544.7548 | 16927.6621 | 17210.6827 | 21950.5711 | 25846.5564 | 27442.0995 | 31862.0967 | 13368.9601 | 27414.121 | 29020.6469 | 12349.7749 | 15691.178 | 17247.8726 | 15652.9848 | 7351.8684 | 23255.0661 | 9511.9008 | 20469.354 | 22151.4848 | 10564.1888 | 20557.2964 | 20282.5145 | 15038.1835 | 19353.0395 | 24110.0253 | 22021.4547 | 22494.1201 | 30753.4494 | 15237.8285 | 12423.0189 | 17912.3618 | 21710.5028 | 22449.6688 | 25445.2927 | 29532.4268 | 15331.9656 | 17220.4081 | 8007.8358 | 20266.5285 | 19047.9322 | 15180.1249 | 24952.1453 | 8702.9651 | 20752.6095 | 19531.5152 | 12487.4184 | 17397.0292 | 18439.641 | 23880.9283 | 19348.8289 | 18116.2033 | 22375.2205 | 24619.9938 | 17430.7004 | 13785.6561 | 36051.3003 | 29143.03 | 19786.0057 | 22264.9334 | 13369.4451 | 20287.949 | 15430.3045 | 23444.1355 | 16559.2194 | 38902.496 | 16345.655 | 16124.2241 | 25823.7833 | 20650.4712 | 23703.8237 | 11829.1204 | 33759.1873 | 17118.2037 | 16588.6812 | 9906.0161 | 15224.533 | 48275.2715 | 15219.0767 | 16638.424 | 13948.9127 | 19990.7496 | 19091.0189 | 18971.8924 | 28137.5951 | 15461.9792 | 21374.0667 | 28979.8156 | 19573.4548 | 12305.2707 | 20606.8863 | 23029.0051 | 21290.9968 | 23589.5385 | 23927.4806 | 35055.6202 | 17936.2242 | 16301.6778 | 20775.3207 | 15621.2694 | 18833.5164 | 17799.1145 | 15075.7685 | 33970.786 | 9945.5937 | 18116.4503 | 16544.4707 | 11888.5891 | 16835.4065 | 17660.9763 | 45103.7767 | 18340.3295 | 19685.5703 | 20603.9353 | 17327.3488 | 18797.2575 | 22101.3834 | 10701.1863 | 26376.9361 | 18932.8252 | 30711.267 | 17629.7872 | 26220.8637 | 16641.956 | 15633.9386 | 11718.1933 | 21653.6172 | 18585.6048 | 11890.686 | 16546.5873 | 14949.1571 | 16997.5763 | 9740.8325 | 8360.4306 | 17497.8413 | 26155.3993 | 18016.7091 | 14609.8499 | 19661.1243 | 13637.0331 | 8621.412 | 18714.3496 | 18282.9294 | 14905.4094 | 19948.9786 | 34795.8334 | 16467.5679 | 33701.67 | 17129.8728 | 20612.1205 | 21195.357 | 27616.9205 | 7071.6943 | 24461.5286 | 16183.4572 | 22247.6737 | 15377.8531 | 17224.8987 | 9524.0824 | 27921.0747 | 23400.4207 | 10340.5266 | 24988.9075 | 15014.2579 | 13276.3579 | 26368.0645 | 8488.0753 | 29746.2191 | 18846.4398 | 14496.2988 | 17604.2833 | 17788.4884 | 10571.3471 | 17433.6313 | 23259.1435 | 13386.61 | 15397.4965 | 12492.9006 | 14531.5771 | 15690.3077 | 13298.0516 | 16578.8281 | 12443.4526 | 15380.8186 | 11610.582 | 21962.996 | 22899.9887 | 26659.7362 | 17923.4175 | 26246.9186 | 31555.1547 | 9141.5861 | 10292.6958 | 22684.6728 | 22711.438 | 14586.1765 | 27484.2455 | 17037.8109 | 15136.3108 | 20405.7524 | 23929.2575 | 29138.6385 | 30281.8751 | 25360.6162 | 10463.6112 | 8940.4913 | 11660.2342 | 24920.1466 | 22115.7396 | 11341.6295 | 24955.2504 | 16108.6966 | 23739.4641 | 20548.8006 | 24828.5218 | 28297.8384 | 24544.1038 | 38315.7922 | 20443.3193 | 19220.8439 | 26516.3891 | 20778.8282 | 24590.6166 | 19045.0949 | 32022.3884 | 17109.4605 | 12638.6283 | 20726.5922 | 18409.6171 | 23230.2231 | 23380.5283 | 21079.7063 | 25821.2107 | 22341.269 | 15460.4971 | 9063.5663 | 17721.9213 | 17644.2176 | 10878.0268 | 21485.0703 | 33569.1689 | 17568.2639 | 14387.5502 | 21066.2266 | 13646.2463 | 14023.2631 | 18328.1994 | 11631.9876 | 10457.0833 | 15273.6655 | 24821.9055 | 34484.8823 | 22158.0722 | 20460.6171 | 16684.7271 | 18090.1382 | 17044.0722 | 12187.2282 | 29994.6356 | 33476.559 | 13253.1546 | 15856.6948 | 21751.0596 | 15092.937 | 21138.2174 | 17714.2113 | 17028.604 | 16425.893 | 14271.8963 | 17113.5304 | 17813.5476 | 14665.6872 | 25826.1935 | 19244.5887 | 26328.6089 | 23260.75 | 33484.2803 | 11832.9663 | 6830.0586 | 14839.3415 | 16676.4167 | 18202.239 | 22523.2419 | 20884.9802 | 14263.0179 | 24631.9818 | 15595.215 | 22882.9191 | 29900.3884 | 20372.6525 | 26765.3097 | 15345.757 | 44243.8545 | 15512.0726 | 20251.6927 | 9981.8632 | 23579.0202 | 26376.5228 | 25747.5807 | 9441.5721 | 15631.2831 | 16335.342 | 17661.7921 | 30322.8766 | 14001.6588 | 22792.4211 | 21301.6198 | 16752.9231 | 20467.4258 | 21536.7629 | 18359.4761 | 31323.1349 | 16909.9278 | 14962.9184 | 15911.1697 | 16856.2881 | 20206.7868 | 16788.5694 | 16703.7764 | 9590.3732 | 21515.3978 | 14515.5978 | 16951.7212 | 21537.3617 | 6971.1415 | 13745.6454 | 9735.6794 | 29539.8396 | 19366.4747 | 12207.4767 | 9139.3074 | 23462.7645 | 20543.8687 | 18206.4752 | 23435.5793 | 16230.458 | 35078.7781 | 12866.0118 | 20903.7459 | 15126.0044 | 15665.3037 | 16089.6119 | 18699.1495 | 25109.5878 | 10873.9357 | 27994.5219 | 13543.4376 | 18644.9877 | 15159.9754 | 29908.2483 | 20076.0263 | 31823.3488 | 14082.7221 | 14239.4153 | 25799.9421 | 24218.2771 | 20373.361 | 21488.6947 | 26999.9255 | 20690.8504 | 17202.0725 | 27704.9664 | 17029.2462 | 20612.0941 | 25545.2755 | 22461.1288 | 24570.578 | 20345.6624 | 17912.5967 | 19213.9161 | 10687.363 | 23696.0477 | 23398.8988 | 28505.1619 | 26630.9537 | 8850.4416 | 30314.5474 | 14331.7537 | 11505.9391 | 17872.9151 | 14974.0347 | 13066.9301 | 15884.6567 | 36549.4626 | 18571.8718 | 20438.1119 | 24107.447 | 20329.4572 | 20100.2873 | 13254.1395 | 12968.75 | 22571.0056 | 12072.9067 | 27647.1272 | 22920.1798 | 25287.8138 | 26451.9917 | 14814.9209 | 35830.2431 | 19115.0996 | 11450.8648 | 21364.3913 | 22482.7856 | 25829.6715 | 11963.9495 | 25088.8747 | 22779.5166 | 24299.3109 | 33738.7321 | 12105.7604 | 18931.9435 | 18655.8413 | 27705.4172 | 25977.3858 | 26040.0908 | 13646.3905 | 30477.9729 | 32583.2136 | 13936.852 | 28926.4284 | 34934.9791 | 25682.2464 | 18307.2846 | 15448.5347 | 23583.743 | 11684.75 | 28626.4025 | 20661.693 | 18045.3165 | 23965.7074 | 15869.0215 | 20292.6189 | 22251.363 | 16429.0743 | 14969.9044 | 14185.2266 | 19092.7457 | 9690.6657 | 24503.9107 | 17498.0042 | 18606.7009 | 17567.059 | 13757.1862 | 35753.145 | 20071.0392 | 16969.7367 | 20442.4945 | 24924.3201 | 28530.3465 | 19236.3642 | 29223.6135 | 22045.33 | 13541.7475 | 21674.0834 | 14597.2508 | 14567.6334 | 18732.0105 | 16703.7591 | 23459.1804 | 21136.3712 | 17205.268 | 13797.3421 | 29650.5881 | 6219.8873 | 25192.9314 | 17332.3643 | 12560.1804 | 21987.1115 | 10053.0791 | 17120.2453 | 16088.2289 | 20632.4661 | 16994.6717 | 18685.3057 | 26021.4826 | 17010.6868 | 20529.3725 | 21894.8741 | 21791.1994 | 32736.8366 | 11486.3267 | 21920.2627 | 14766.7526 | 23431.7741 | 14497.4302 | 14625.9774 | 18471.7402 | 16556.979 | 11718.4983 | 19813.3476 | 13886.7919 | 20293.2215 | 16560.9538 | 21535.0945 | 17293.0733 | 17526.3424 | 21171.817 | 17164.0488 | 25950.9765 | 24891.4892 | 19544.6342 | 16872.5162 | 18042.0555 | 17122.0709 | 19510.9417 | 14554.5859 | 19044.824 | 21983.8791 | 14720.6339 | 25427.2682 | 27171.2266 | 18368.6884 | 20099.7851 | 28901.4006 | 13404.5978 | 15134.6859 | 20924.7504 | 11398.7272 | 22488.7097 | 10696.9167 | 22014.87 | 11994.5109 | 15182.158 | 33145.8149 | 9415.3562 | 23086.9246 | 11282.3442 | 28022.1594 | 9429.9648 | 7657.6705 | 20024.3383 | 15954.5332 | 14020.3537 | 12095.8358 | 12708.2525 | 31866.1998 | 20599.2857 | 4487.7752 | 18242.9166 | 13569.9404 | 17963.8811 | 7765.7839 | 12046.7264 | 21364.8872 | 21230.6386 | 23258.7878 | 28638.001 | 19067.5199 | 16616.4988 | 25537.9851 | 21852.6257 | 9881.5398 | 12156.1603 | 22702.4358 | 18798.0185 | 16984.7977 | 23119.5309 | 35677.2239 | 42569.579 | 18993.2133 | 23415.0261 | 23793.8542 | 16085.7792 | 31189.8729 | 16575.696 | 18072.8216 | 15029.5001 | 15368.0993 | 27151.0482 | 16557.6853 | 46067.5244 | 25486.1237 | 27818.4261 | 12150.6525 | 19368.267 | 19082.885 | 7765.8366 | 16217.957 | 8151.1168 | 17232.9884 | 12089.9045 | 16470.9859 | 16064.3898 | 20395.6632 | 22763.2787 | 8033.7427 | 21022.7577 | 14813.2694 | 22517.689 | 24372.6999 | 19394.9132 | 14104.9968 | 20549.8942 | 15246.9076 | 17049.4892 | 23517.2176 | 12721.6739 | 11203.2978 | 11552.7275 | 17103.8633 | 26397.6643 | 10557.5228 | 14586.695 | 21460.774 | 21826.5268 | 7077.2081 | 18074.2539 | 16566.1239 | 16143.7714 | 26080.9435 | 21520.097 | 25186.7037 | 33294.593 | 15924.7654 | 17668.1817 | 8890.5422 | 21154.0248 | 21356.2671 | 18985.2432 | 15187.069 | 18580.0505 | 26886.7831 | 8158.4213 | 16105.829 | 21261.8884 | 16107.4343 | 7038.4833 | 16507.7218 | 12851.6435 | 11843.0472 | 17654.0563 | 21926.4827 | 20751.2461 | 28133.0468 | 13661.4452 | 10950.03 | 14966.5867 | 13921.4282 | 20985.0726 | 16615.7017 | 13393.8039 | 16131.0873 | 23861.9061 | 15086.5728 | 20945.353 | 15370.5726 | 26818.1424 | 18794.4507 | 17869.0318 | 14153.1412 | 29721.002 | 18557.1576 | 20318.8125 | 28839.8194 | 17417.4452 | 11054.9563 | 38063.3715 | 26133.9919 | 28174.387 | 14810.2939 | 15978.4927 | 21617.8029 | 12801.4978 | 13086.8272 | 18305.418 | 28310.8661 | 12386.6771 | 20505.067 | 10480.4659 | 31788.4934 | 9535.8727 | 14532.3536 | 34980.3007 | 16565.5186 | 15017.1266 | 15196.0686 | 19094.4961 | 17692.2241 | 18689.1148 | 16257.8847 | 11065.3884 | 6947.0079 | 12253.7526 | 26028.5575 | 21605.8542 | 26694.584 | 34028.1129 | 22128.1547 | 18200.523 | 21133.0712 | 19295.2818 | 7611.6262 | 21206.4946 | 14038.1453 | 11665.7908 | 19690.7233 | 14618.2175 | 25882.2584 | 21966.9902 | 26911.4937 | 24158.4784 | 8067.3916 | 27704.4323 | 13431.7977 | 22749.2184 | 23819.6063 | 14907.3738 | 15269.3368 | 19729.2699 | 19764.4838 | 24603.9044 | 17201.362 | 13684.1893 | 16038.4002 | 10552.0086 | 32564.0653 | 11022.7818 | 20308.4568 | 21020.2674 | 24224.7636 | 12775.5344 | 15233.455 | 16017.5964 | 17763.9082 | 19148.2934 | 17300.4352 | 24645.9807 | 21749.8053 | 13292.2823 | 19538.9733 | 15096.0666 | 23076.9056 | 26998.4967 | 19002.6776 | 7240.3262 | 26081.8791 | 25183.0942 | 18366.7537 | 22076.9431 | 15289.2138 | 17432.9228 | 16482.1566 | 11306.9263 | 18457.0283 | 16216.0909 | 16249.9086 | 21818.6125 | 25050.6618 | 17269.4551 | 16001.4534 | 17501.1953 | 12405.0192 | 18649.7462 | 19349.7963 | 15291.4059 | 22104.8553 | 10954.8239 | 20601.3172 | 17761.5105 | 19391.6111 | 33649.0315 | 18822.2851 | 15637.0261 | 9078.9582 | 14871.5785 | 38317.0997 | 21175.7003 | 18454.6459 | 14674.5272 | 17705.1288 | 21193.2256 | 17493.0747 | 15337.2195 | 11856.8682 | 19859.9055 | 20850.1367 | 15048.6888 | 16372.329 | 28395.0776 | 15949.0042 | 29058.7948 | 26720.7612 | 21169.2262 | 19023.9166 | 13876.1475 | 17602.1725 | 29491.9337 | 18517.4752 | 35007.7027 | 17298.8292 | 16854.5446 | 18841.5903 | 12437.2422 | 14963.3062 | 24459.2387 | 35085.1288 | 11290.8387 | 9319.6655 | 12636.1784 | 24864.1063 | 19753.2341 | 48339.0058 | 15145.5568 | 15975.7002 | 13100.8066 | 14396.7319 | 26770.6929 | 12772.3941 | 19483.5912 | 21879.4188 | 10400.3094 | 27788.8202 | 22617.3693 | 24326.417 | 8327.6125 | 12556.4037 | 34442.7614 | 16507.1305 | 10508.6575 | 27709.3032 | 18157.6091 | 33647.8438 | 13427.3874 | 12781.4915 | 9863.0592 | 22021.5934 | 19515.4531 | 11976.4056 | 12090.9023 | 22929.9006 | 19734.1768 | 22806.6533 | 16491.342 | 12753.6812 | 29675.5418 | 20005.8184 | 10841.4031 | 13039.2749 | 17044.7661 | 14935.8705 | 13367.7036 | 35608.3629 | 22779.4863 | 16511.1546 | 15120.9799 | 26993.0021 | 16021.3895 | 12029.224 | 17078.331 | 20170.5699 | 13066.4111 | 14155.7852 | 18998.4227 | 23576.9128 | 16333.3936 | 20828.5127 | 18854.7928 | 26552.6171 | 31104.4999 | 12036.3715 | 16615.1081 | 26720.4801 | 12153.9082 | 17981.1809 | 21251.7628 | 13702.7138 | 21839.0074 | 17259.0819 | 11555.4396 | 10538.703 | 6305.9012 | 15385.366 | 29328.8567 | 21437.7529 | 21384.2512 | 21083.222 | 10502.9301 | 19145.6145 | 22074.687 | 18499.8632 | 10126.2331 | 706.6618 | 18112.3961 | 17340.8966 | 12965.7404 | 15625.6248 | 20237.6535 | 22921.8489 | 30939.3667 | 39711.8599 | 14343.4432 | 6308.0634 | 35558.8452 | 19668.5758 | 39873.6382 | 14395.1195 | 18115.7472 | 20918.9959 | 17197.0704 | 22648.0317 | 17879.0848 | 14930.1582 | 15077.9817 | 24252.4281 | 9073.6999 | 16882.4491 | 8424.0064 | 22406.4836 | 18345.2058 | 17347.6823 | 28551.6173 | 6935.1426 | 19591.4959 | 31455.5655 | 12507.6591 | 10065.0863 | 18470.2436 | 32039.8142 | 11282.4959 | 14412.7506 | 17988.466 | 28675.6837 | 10806.6887 | 16026.654 | 8847.4106 | 14112.3815 | 25271.7415 | 17961.5522 | 10911.2261 | 17389.1173 | 13566.4471 | 18406.3054 | 17696.413 | 13404.0771 | 17879.2485 | 18278.2883 | 15580.4716 | 17836.5541 | 22466.7284 | 13737.5522 | 19375.6916 | 13045.9077 | 25735.8274 | 17094.6966 | 30797.4602 | 21863.9433 | 14781.7555 | 14696.2001 | 27156.2367 | 29256.952 | 14947.2362 | 17077.9933 | 16728.8156 | 14090.8779 | 19086.3878 | 15791.9097 | 13246.9383 | 18041.7518 | 24148.3945 | 28617.5476 | 8065.4946 | 23222.0938 | 15840.8134 | 11331.7241 | 17946.4004 | 17246.2738 | 12737.6396 | 28289.7331 | 13654.5331 | 13656.0128 | 13976.7371 | 9834.5648 | 26404.3979 | 10554.164 | 22545.5724 | 34609.6541 | 24146.103 | 21192.0044 | 14985.8026 | 21684.6289 | 21087.2808 | 25343.2735 | 12386.5312 | 16464.8519 | 13729.7017 | 16987.1784 | 20644.8647 | 19723.037 | 20427.4765 | 18330.833 | 22806.5833 | 19534.0522 | 15444.652 | 16259.6472 | 10376.286 | 11453.8267 | 18328.3477 | 21080.0032 | 18267.2952 | 12718.7126 | 12619.9527 | 10903.0621 | 15572.9214 | 14270.1133 | 25636.6705 | 15607.3372 | 15120.98 | 20534.9471 | 58762.9423 | 17016.3375 | 17952.3392 | 16161.2993 | 17226.0553 | 12603.187 | 21601.5593 | 37128.1413 | 24776.8745 | 25244.8752 | 25365.0314 | 16117.3371 | 18733.2029 | 14371.153 | 20525.4 | 14224.7301 | 22358.1214 | 14876.9359 | 17082.3581 | 16969.656 | 19773.8242 | 13272.2044 | 28822.4895 | 15757.5151 | 17117.3658 | 17961.3164 | 13578.0689 | 13857.7529 | 22184.3202 | 12043.5254 | 19391.0638 | 15897.7676 | 16687.4921 | 11478.0813 | 17820.1243 | 17250.2388 | 26673.3214 | 21873.8371 | 21789.3459 | 27890.8287 | 16693.8131 | 17479.0583 | 19995.0416 | 17702.4219 | 20239.8776 | 19647.9832 | 24296.4605 | 10789.9686 | 13797.4598 | 25843.3788 | 33825.1764 | 12729.6472 | 14604.1612 | 19980.4575 | 35824.0195 | 15131.5322 | 21970.987 | 15549.9333 | 16900.8632 | 25318.9868 | 23572.2423 | 15028.0507 | 14533.2941 | 28268.5865 | 13377.1193 | 20867.344 | 13949.4632 | 14917.73 | 18169.2787 | 14848.7732 | 21764.0745 | 22362.2625 | 15838.3029 | 26703.8436 | 19656.1515 | 16683.8611 | 36468.2589 | 12568.0171 | 16348.4568 | 15375.7143 | 13353.0888 | 23350.7278 | 14339.0208 | 10597.203 | 20228.9013 | 21513.2519 | 17269.8611 | 18350.5164 | 16103.4133 | 8992.8082 | 11295.7023 | 20670.4039 | 14542.6373 | 22939.7632 | 21445.1516 | 14392.0799 | 11858.3315 | 20615.3258 | 29502.6629 | 11112.027 | 14514.6702 | 27268.8378 | 9385.0497 | 19555.8666 | 18082.0464 | 19761.986 | 13857.2718 | 25459.8853 | 17923.9891 | 18011.9286 | 19006.2522 | 13372.0017 | 39823.9415 | 24202.6432 | 33572.1766 | 25638.1099 | 33500.1361 | 18659.4824 | 24328.3294 | 12913.5486 | 13122.4748 | 15984.9043 | 13848.4475 | 13299.8613 | 16133.1631 | 14773.2296 | 14418.6711 | 16244.4983 | 18264.664 | 19611.3965 | 12702.8282 | 22081.0107 | 14786.9161 | 14962.7237 | 10781.9527 | 12736.2686 | 11339.6434 | 11519.6392 | 16535.6688 | 16475.6453 | 37820.8356 | 22341.8283 | 17332.2485 | 23798.6196 | 24481.1814 | 13498.8338 | 6449.2034 | 17873.4543 | 13447.3184 | 26264.8857 | 17344.1595 | 21623.489 | 17119.6356 | 19449.4921 | 18029.4124 | 22537.1454 | 18204.2351 | 13703.7189 | 19289.1863 | 16185.6988 | 19285.2275 | 22400.2728 | 34878.3441 | 17827.014 | 19347.4715 | 18150.391 | 13994.7071 | 14732.6168 | 13046.8882 | 24345.586 | 16577.9521 | 27532.6274 | 28013.3425 | 17730.6259 | 22793.172 | 16502.2124 | 12076.2752 | 17642.4361 | 25532.609 | 18717.8987 | 18253.9114 | 29196.637 | 26313.7426 | 26121.4441 | 26818.0978 | 14606.6642 | 24455.0732 | 22675.9953 | 22472.4546 | 29442.5216 | 20483.8759 | 18189.5139 | 20011.8569 | 41325.5501 | 12510.9699 | 12313.4981 | 15328.664 | 20255.8256 | 22838.568 | 20053.1454 | 28214.1421 | 32513.3517 | 14276.2212 | 24464.4843 | 13067.9387 | 25183.29 | 10746.0149 | 12842.228 | 21701.5331 | 21868.35 | 20741.6666 | 28948.8184 | 23639.0596 | 16600.6127 | 24567.5475 | 21445.476 | 15017.0108 | 15058.1822 | 13078.9389 | 12237.2957 | 18229.863 | 15544.4622 | 22587.9415 | 14548.8109 | 18356.3872 | 19832.5973 | 21183.0592 | 21635.5366 | 8112.1596 | 10491.0005 | 12375.9267 | 19646.5529 | 12952.9672 | 26594.1646 | 30817.5917 | 30468.1412 | 15695.3504 | 26166.1571 | 18701.4933 | 17022.1403 | 13286.8535 | 21179.3083 | 11766.0677 | 24207.8754 | 21531.2371 | 22218.429 | 47036.5215 | 34162.5402 | 27318.1315 | 11291.7346 | 18468.6234 | 13144.3604 | 13680.0241 | 17458.3852 | 10418.2726 | 16311.9078 | 21815.307 | 12652.531 | 24871.3433 | 15782.0352 | 20256.5222 | 35554.7558 | 24487.7315 | 16648.6143 | 6885.8489 | 11613.46 | 24971.895 | 14343.6978 | 21569.3374 | 14383.5419 | 25952.4817 | 22381.4727 | 32791.8016 | 27782.4751 | 34783.0798 | 12514.8581 | 13294.203 | 24712.5293 | 16396.083 | 14119.8671 | 12643.4901 | 20467.5605 | 12272.0736 | 10107.8509 | 19449.3126 | 23558.7253 | 13033.2911 | 14497.7014 | 32897.6436 | 23585.8147 | 8284.0886 | 18746.3748 | 20795.3891 | 25508.2702 | 12168.3464 | 23237.9675 | 18515.8452 | 10345.7129 | 17120.0325 | 18957.254 | 19750.0085 | 14004.4507 | 12732.3467 | 14451.6351 | 26186.1863 | 20829.7437 | 29844.5426 | 19525.264 | 24134.2755 | 16406.0796 | 14977.7236 | 19928.8886 | 15820.2406 | 19774.7554 | 14487.7596 | 11037.1606 | 13987.1941 | 26607.8188 | 19859.1424 | 12011.673 | 18332.7844 | 16542.2101 | 14480.5971 | 27090.0501 | 12651.9871 | 30288.4586 | 11624.5951 | 14537.4204 | 11444.0446 | 9875.3062 | 15383.9841 | 15546.5691 | 32679.1478 | 14948.9218 | 8587.9702 | 20416.7078 | 22701.4816 | 19291.7205 | 23295.2941 | 13560.8825 | 30852.046 | 11127.1364 | 41229.6046 | 28718.0118 | 12634.7733 | 13248.5314 | 24659.5868 | 8347.6219 | 24705.2469 | 14098.3341 | 16324.1766 | 12278.9361 | 23790.6277 | 11993.2663 | 11131.2579 | 17298.2568 | 31818.0776 | 23501.9749 | 9434.1488 | 23469.6648 | 15201.366 | 21612.823 | 28963.8289 | 20725.1182 | 25061.8478 | 29361.7042 | 17912.9894 | 11726.8746 | 21996.2666 | 19734.1561 | 16799.1407 | 10725.667 | 14202.3828 | 21355.7083 | 16134.8894 | 16840.0315 | 11277.6618 | 14722.9399 | 24496.1172 | 27836.813 | 20107.308 | 24003.582 | 28357.9977 | 17486.6205 | 18005.7308 | 14250.0183 | 19665.6041 | 18630.5986 | 13058.2394 | 12898.5464 | 9309.7908 | 31677.7183 | 26959.6227 | 27562.9622 | 13409.219 | 10024.8346 | 24617.5282 | 15013.7263 | 18657.3553 | 11725.1542 | 17565.2635 | 8847.0065 | 13204.2224 | 16294.5089 | 17921.4475 | 15325.8031 | 7880.1572 | 23676.5517 | 13937.3887 | 18629.0676 | 18064.373 | 15536.9225 | 27619.2443 | 15924.1894 | 10173.901 | 17228.9613 | 22502.4311 | 19484.9185 | 20383.2354 | 21604.9634 | 21028.5685 | 17500.9132 | 12753.992 | 20608.5681 | 31435.0064 | 25507.4729 | 22991.9483 | 24026.7141 | 12113.5422 | 17479.1726 | 9879.5584 | 25153.0518 | 22730.3311 | 15946.1159 | 20092.3713 | 16160.1044 | 25027.0696 | 21094.113 | 16055.1248 | 13840.9544 | 21363.6158 | 34462.8136 | 15134.5032 | 17842.3601 | 11510.58 | 15949.9639 | 18516.4903 | 21165.454 | 11082.0939 | 19511.5926 | 9788.4007 | 18849.9809 | 22100.9309 | 21577.4996 | 34758.6427 | 24007.9221 | 18053.5308 | 12384.8626 | 24437.5129 | 31329.4553 | 10110.3097 | 19584.2124 | 11257.8202 | 16904.4923 | 20125.7133 | 17871.9713 | 17210.6289 | 14208.1032 | 39632.2798 | 23843.6101 | 20746.7571 | 24061.5165 | 13938.1842 | 18290.3559 | 20512.9412 | 23970.8272 | 14536.3516 | 18816.4874 | 11187.9143 | 16410.1526 | 24998.239 | 21034.773 | 15286.963 | 10440.5644 | 31229.9883 | 15796.9947 | 13766.5042 | 19849.8029 | 15417.0342 | 31092.6156 | 16939.1435 | 21952.5722 | 45266.9564 | 22273.6448 | 15388.1798 | 23998.4269 | 14662.1051 | 23554.0524 | 7326.8426 | 17542.2326 | 24532.689 | 14851.0081 | 22397.9985 | 30481.6309 | 17262.9985 | 10032.5856 | 24554.7219 | 18923.2676 | 16268.117 | 16601.8688 | 10303.176 | 14153.0833 | 15862.2061 | 22152.1537 | 16627.3758 | 27706.1543 | 16210.8509 | 24777.4697 | 15186.8115 | 22300.2338 | 16017.8859 | 25552.108 | 22139.608 | 15868.0508 | 14405.5095 | 16299.9466 | 24078.1078 | 14160.4651 | 26100.5894 | 27215.4018 | 28446.7254 | 12632.3862 | 20350.496 | 13636.8569 | 16900.1667 | 19217.0366 | 19828.4917 | 14986.4216 | 22100.4721 | 14403.7692 | 12035.7383 | 19045.395 | 16601.6604 | 21677.7035 | 13447.8296 | 28878.584 | 20712.932 | 23888.6899 | 36975.7615 | 19140.1279 | 17389.8401 | 10969.1535 | 15492.6968 | 21151.602 | 13820.2102 | 10946.3304 | 25364.3499 | 20234.6231 | 10351.8128 | 17666.034 | 13387.8049 | 16759.4743 | 14809.4061 | 24003.2477 | 10377.619 | 15741.3701 | 25644.8139 | 14744.8524 | 32788.4432 | 23950.4171 | 40756.0843 | 27584.2219 | 9274.9011 | 7905.1052 | 21291.4294 | 29488.3862 | 8804.443 | 9936.8683 | 31300.2748 | 11272.7475 | 29006.3233 | 27363.2763 | 21361.0289 | 17169.4048 | 45500.8669 | 12063.5454 | 28875.0866 | 21801.4845 | 27493.4781 | 10217.2139 | 15951.2387 | 12223.5636 | 22095.3845 | 31842.0226 | 27156.9328 | 24188.092 | 15753.822 | 18933.5867 | 15537.9443 | 18201.6572 | 16901.0437 | 35236.4945 | 25219.4692 | 13426.9958 | 11677.4377 | 24301.0377 | 11254.9279 | 16801.1802 | 14751.0963 | 14533.1508 | 13632.9345 | 18532.1231 | 13637.2876 | 28694.3719 | 16389.7161 | 21671.5686 | 24502.3321 | 10215.9174 | 13430.9595 | 18767.8695 | 22572.4493 | 27140.2224 | 21879.8287 | 11529.4932 | 31147.1581 | 11215.5234 | 15683.4952 | 24666.7416 | 15840.3089 | 19897.2094 | 16255.751 | 15251.562 | 17901.3796 | 22461.4526 | 18699.8813 | 22666.8076 | 30201.2236 | 22357.3498 | 21477.2431 | 11503.4227 | 29406.9899 | 11787.6563 | 18096.4539 | 28548.4193 | 14624.5206 | 26069.1295 | 12673.7153 | 15775.8567 | 11353.6755 | 13044.7783 | 19945.3809 | 8486.5354 | 11337.7604 | 11588.053 | 1786.2636 | 21416.652 | 13266.5708 | 19919.1459 | 23565.331 | 11554.6944 | 14034.9318 | 16263.8048 | 36736.3926 | 26161.7598 | 20357.3904 | 13969.9369 | 12902.247 | 15402.2209 | 14417.7027 | 25589.8807 | 35467.5438 | 15920.5702 | 24942.8017 | 16649.8928 | 10646.0802 | 16409.0373 | 21923.7073 | 14845.978 | 16263.3267 | 15362.6101 | 18910.5616 | 19743.2489 | 20827.084 | 10264.9151 | 21756.2194 | 12862.7452 | 18688.3049 | 16214.1245 | 8701.3527 | 26823.3123 | 23257.983 | 21169.3163 | 14411.0713 | 17604.5643 | 17720.0767 | 17966.364 | 17671.4782 | 13433.6546 | 11885.0825 | 26068.3466 | 10157.3578 | 11718.3083 | 21284.5163 | 13516.0472 | 17030.9919 | 12759.4089 | 20812.9853 | 15531.4098 | 20228.125 | 21620.783 | 21174.7016 | 21083.016 | 23425.3349 | 17082.7692 | 15796.9465 | 9733.0158 | 17527.7044 | 17801.3985 | 16126.17 | 17100.2068 | 7168.1482 | 21623.215 | 19637.5756 | 12154.9647 | 13693.9138 | 6815.7963 | 14451.3365 | 19499.5827 | 15261.1569 | 25315.5887 | 22446.699 | 12340.4421 | 16682.505 | 23074.4043 | 25953.9668 | 19447.093 | 25354.3851 | 16462.3123 | 20341.2243 | 15769.8096 | 15804.4985 | 13258.1885 | 44406.5124 | 29613.9636 | 19008.3346 | 31347.0702 | 15165.8518 | 31449.1716 | 36298.2332 | 21975.1198 | 22144.7904 | 20050.1244 | 25044.3433 | 21174.0262 | 26445.7234 | 16182.3855 | 14327.6968 | 11757.5766 | 16739.7101 | 15887.8944 | 18393.7594 | 20852.0287 | 23960.3045 | 19762.9235 | 15150.6844 | 18348.1712 | 18374.4999 | 10924.4409 | 13741.7167 | 20210.9547 | 17782.0626 | 21541.8784 | 12994.6169 | 9416.0653 | 18788.1422 | 44401.6451 | 19192.0858 | 16784.2206 | 9132.2271 | 24293.0621 | 6153.0897 | 26159.4711 | 14625.9536 | 17386.8927 | 24225.1243 | 46895.4324 | 24347.5067 | 11026.0756 | 22591.7427 | 3195.6526 | 21632.3041 | 25104.4956 | 10010.3896 | 13388.2 | 18674.0693 | 15982.0326 | 20678.9125 | 17640.5411 | 19859.9615 | 25662.6755 | 16628.3095 | 22134.1555 | 18555.888 | 16202.9483 | 16032.1784 | 17076.6255 | 11933.1468 | 29746.8397 | 12896.999 | 18317.2199 | 11659.3046 | 19002.0267 | 17284.5126 | 18587.462 | 23026.0335 | 23473.0141 | 10436.6827 | 8794.1323 | 22771.5511 | 21243.7675 | 17844.0039 | 11226.5848 | 22876.7715 | 19923.0763 | 20137.2108 | 11482.91 | 17358.251 | 21502.7654 | 15777.2831 | 19097.7795 | 13836.3733 | 12716.5429 | 33793.9716 | 16117.7905 | 10485.2293 | 22122.7154 | 41945.814 | 15133.4446 | 27320.4676 | 18922.1543 | 14688.1573 | 18617.2977 | 26159.9873 | 19447.5536 | 17752.2088 | 29401.1623 | 27644.1875 | 10337.277 | 20211.2873 | 27515.2265 | 9241.1977 | 29721.9509 | 11799.2863 | 17974.9474 | 28029.6505 | 22599.9415 | 16438.7696 | 11560.2793 | 24576.3782 | 17705.5508 | 20231.8906 | 24614.0707 | 10946.6835 | 11897.024 | 20344.1435 | 11680.0996 | 28848.2799 | 12791.069 | 18251.5505 | 12042.2979 | 20523.5086 | 16861.1232 | 13232.5457 | 11238.9277 | 15814.8062 | 14357.5005 | 22054.2467 | 25577.7042 | 22204.3143 | 18112.7438 | 7417.9527 | 18123.5393 | 18378.9105 | 21775.7469 | 18997.4379 | 15121.4726 | 23332.2452 | 9226.5857 | 12107.9445 | 22099.3162 | 11656.6781 | 20047.6959 | 17370.0097 | 16906.8741 | 18645.9465 | 17308.3703 | 23663.8711 | 26867.2447 | 42176.3875 | 14439.1175 | 16517.9064 | 16223.6378 | 20385.6215 | 11549.8222 | 9709.299 | 18943.9667 | 23649.601 | 12127.4414 | 16819.0299 | 20219.175 | 19828.8164 | 10321.2919 | 17478.834 | 20448.4267 | 36722.7118 | 26413.3072 | 23653.8269 | 17764.9878 | 31267.4972 | 40508.8764 | 25903.2995 | 13097.6733 | 13013.0578 | 12276.3304 | 14478.1175 | 17471.4278 | 16572.4457 | 13751.4314 | 23106.1025 | 14984.3444 | 19548.9266 | 24001.6344 | 22789.3832 | 1004.3443 | 20733.5648 | 16098.8541 | 26659.154 | 16526.6015 | 17211.7422 | 14281.9306 | 32444.4486 | 20111.0231 | 13821.7515 | 14994.3871 | 13868.9549 | 20671.8096 | 13479.3239 | 25676.0569 | 15421.7161 | 9629.3825 | 13146.8724 | 18918.0308 | 16047.5231 | 17802.0697 | 23653.7637 | 19539.059 | 22843.1135 | 7699.4574 | 16017.1962 | 10603.5908 | 25981.6167 | 14657.1743 | 31906.7478 | 15684.643 | 12004.4925 | 19625.8537 | 15936.6626 | 12989.1199 | 21716.7703 | 17636.2854 | 8628.6032 | 15460.5393 | 19612.6719 | 11723.6814 | 16999.7484 | 18158.4171 | 27032.7959 | 19064.6359 | 7413.224 | 14852.6851 | 20646.2884 | 25291.8332 | 20793.6812 | 17270.482 | 20865.7344 | 24692.6533 | 20636.3246 | 19268.4602 | 24973.1102 | 14043.6416 | 12505.2417 | 13774.9065 | 33405.3681 | 23840.9583 | 20467.4049 | 22434.67 | 22816.0572 | 18126.0242 | 33526.5448 | 15182.5528 | 11619.0615 | 21661.2651 | 28854.9681 | 15654.4594 | 25938.3068 | 13255.0204 | 18152.4806 | 15360.0593 | 11765.7146 | 23570.4309 | 13356.2127 | 18222.0389 | 19029.4376 | 15782.9996 | 31339.7699 | 10183.3164 | 15670.1677 | 20814.5014 | 7177.192 | 25491.9265 | 21073.792 | 18218.112 | 27583.4215 | 23876.1447 | 21580.7556 | 20719.3847 | 12190.2584 | 18553.2073 | 16007.729 | 10245.7066 | 20562.9221 | 29339.5123 | 11915.3027 | 19142.6821 | 18081.1391 | 10874.5815 | 20428.6333 | 16227.0678 | 16687.7017 | 8599.3517 | 26013.8672 | 12718.0976 | 17324.7494 | 21914.905 | 20871.3413 | 19468.7986 | 20350.22 | 21603.5374 | 26400.8006 | 22640.289 | 25807.8741 | 7505.5102 | 37831.1852 | 6678.9296 | 11467.7204 | 17556.1953 | 12306.2267 | 20419.4072 | 15310.3667 | 23555.6336 | 25589.0137 | 13712.1632 | 17368.8985 | 20899.6168 | 12149.7451 | 11709.7556 | 14718.7243 | 18527.5507 | 18456.0562 | 21554.0558 | 15587.9013 | 17981.6943 | 12776.9958 | 9659.4761 | 18892.8105 | 20161.0548 | 15176.3729 | 22224.7164 | 28046.2261 | 15752.2231 | 19066.901 | 17115.4356 | 30891.3344 | 24126.4901 | 20479.6221 | 20835.2651 | 13302.5418 | 22444.7781 | 23680.1391 | 13129.0795 | 18209.7131 | 10312.3847 | 15580.1643 | 10815.1089 | 19422.2382 | 21499.559 | 20001.347 | 25852.3466 | 21762.221 | 14548.1604 | 16206.6897 | 17566.7718 | 18121.3768 | 11427.2194 | 24851.8649 | 17567.3329 | 21612.4734 | 18663.1475 | 15665.17 | 11578.8686 | 18975.774 | 20699.6457 | 18267.6745 | 15426.1613 | 25000.791 | 16806.4845 | 18204.2952 | 28151.0547 | 10970.3549 | 17765.5979 | 22597.0561 | 23233.2259 | 12131.9877 | 11786.3404 | 25113.4772 | 16440.4673 | 29758.5207 | 22433.7023 | 34365.2029 | 16065.7565 | 12271.9419 | 14681.2603 | 21944.8256 | 20334.8116 | 15281.3839 | 28507.0356 | 21498.4161 | 18957.0694 | 32042.2497 | 19809.1285 | 13403.3969 | 23016.0223 | 30026.7541 | 16868.6179 | 12822.4365 | 17545.4316 | 9948.8791 | 14397.4147 | 16372.8412 | 25812.1183 | 17680.4409 | 16257.1084 | 14821.2286 | 17004.0255 | 7074.3153 | 14562.1046 | 16003.9866 | 11788.2417 | 18968.537 | 35533.6688 | 28691.011 | 11979.9811 | 21168.0149 | 17949.2607 | 16427.436 | 14701.973 | 25020.6571 | 18662.7491 | 13887.279 | 15063.4892 | 37642.9771 | 22684.2231 | 10383.0568 | 24996.4092 | 17779.6678 | 24979.3717 | 15474.7179 | 17989.2386 | 30797.0464 | 8957.8168 | 30025.2041 | 21604.9049 | 15603.8596 | 27192.833 | 24303.8944 | 26151.576 | 10035.6738 | 19529.8217 | 14452.5923 | 21588.8144 | 16832.4489 | 23409.9483 | 17499.4536 | 31834.2824 | 15346.9949 | 30176.7696 | 18113.1697 | 15206.1852 | 27319.8162 | 24915.4495 | 19272.6796 | 15466.4077 | 11232.8425 | 15906.8433 | 16091.2032 | 18583.3692 | 18311.3853 | 21197.8217 | 14498.2644 | 24799.5983 | 15017.9518 | 16269.3637 | 10425.8377 | 13021.7459 | 16041.833 | 16333.5538 | 22098.8244 | 20668.0275 | 11695.3213 | 18073.8777 | 14875.4277 | 15834.9309 | 22426.7575 | 27815.3364 | 20002.4156 | 27239.7327 | 22870.6438 | 16475.2639 | 34116.7392 | 13157.227 | 13721.7891 | 17271.4722 | 15609.8003 | 18163.9387 | 15690.9345 | 15074.1542 | 25165.9803 | 12562.5626 | 11332.1602 | 23901.8625 | 13407.391 | 15467.7495 | 19451.327 | 26217.4763 | 20386.1175 | 29372.4422 | 21126.3287 | 6882.091 | 15012.1263 | 19520.2734 | 14817.7398 | 31235.6527 | 19684.8058 | 14694.586 | 17259.8059 | 10909.5408 | 13389.5997 | 22089.8213 | 17925.1549 | 17933.9866 | 12224.9142 | 22429.8613 | 14404.9294 | 28127.1077 | 14224.7549 | 21771.4553 | 21706.9421 | 39001.0764 | 22935.525 | 26316.5579 | 30836.8272 | 28583.1603 | 15697.7578 | 16760.1533 | 24045.3916 | 25135.0643 | 16853.8357 | 13733.6416 | 18983.2883 | 17747.647 | 21491.4211 | 15602.649 | 14598.3519 | 18747.0701 | 28362.2559 | 35713.2028 | 28775.7277 | 12204.2293 | 23366.0444 | 16250.0692 | 10646.5735 | 14211.6516 | 25909.7036 | 22302.1458 | 46335.8535 | 12222.7569 | 17274.4466 | 16138.5674 | 14708.5966 | 24962.5604 | 25386.3177 | 29276.0389 | 29782.6496 | 29796.4268 | 15423.2804 | 16226.8512 | 24197.443 | 12902.4316 | 15498.7241 | 19648.064 | 11055.3158 | 12326.4419 | 13748.4937 | 17210.4122 | 14907.5969 | 20202.9921 | 18386.5396 | 16643.3095 | 18379.6016 | 21437.1236 | 8599.791 | 18542.743 | 17701.9281 | 10453.3078 | 12763.824 | 18488.0949 | 31077.2315 | 11434.3335 | 14438.3989 | 14156.7805 | 17336.8834 | 5192.8782 | 29957.1669 | 15613.4505 | 21351.6499 | 25870.4333 | 18750.138 | 15815.4872 | 16359.9629 | 13214.2692 | 13241.2853 | 5733.1811 | 14107.9274 | 13224.316 | 27000.3874 | 15258.4849 | 22627.015 | 6604.2725 | 31264.0799 | 24478.9771 | 14627.6203 | 33858.9995 | 41158.0887 | 23062.1675 | 16893.9926 | 16380.3592 | 22758.9889 | 15796.3998 | 20365.2084 | 17061.7907 | 21259.0961 | 14066.2901 | 13033.9895 | 21292.895 | 26474.3557 | 26391.7727 | 21426.4189 | 14948.3664 | 16132.1872 | 13581.4592 | 38436.6876 | 18210.9245 | 23509.8926 | 10913.678 | 8713.4215 | 13364.768 | 18099.0741 | 24159.274 | 16543.3464 | 20274.4207 | 29317.6996 | 20016.7184 | 23533.8571 | 14000.8823 | 8453.9972 | 15627.5083 | 8548.3788 | 12796.7983 | 17875.4216 | 26768.1718 | 18710.3968 | 12671.8478 | 25849.5849 | 21250.8478 | 11671.4166 | 17364.9899 | 37500.8844 | 14364.7204 | 10030.5549 | 29193.7753 | 16191.9568 | 26260.857 | 12106.1858 | 13576.6931 | 11926.1359 | 17857.8068 | 17810.5797 | 13757.2554 | 1609.9177 | 22236.5751 | 17346.6817 | 25543.7331 | 13770.9257 | 27200.1984 | 10480.4909 | 16275.5859 | 17283.2151 | 13833.5383 | 27449.2388 | 16558.2963 | 11647.7556 | 18846.7186 | 20179.4729 | 14606.3475 | 19158.7394 | 21457.0003 | 23220.6851 | 18164.6995 | 21281.2037 | 17717.0941 | 14310.0896 | 19351.2948 | 9738.4005 | 15028.9819 | 11613.6982 | 28482.1028 | 16452.1248 | 27389.6162 | 26874.5613 | 13226.2883 | 19410.838 | 26823.458 | 19188.7223 | 22214.9944 | 12800.4949 | 23394.589 | 19827.628 | 12821.0717 | 48379.9604 | 23681.31 | 7752.596 | 18813.4288 | 25988.2827 | 9229.9962 | 16534.8042 | 18196.0746 | 22344.4452 | 22075.5263 | 23115.2214 | 17528.4379 | 11858.9836 | 16375.0955 | 23631.9 | 17600.9511 | 16238.4528 | 17067.2038 | 14780.7585 | 10215.1536 | 25255.4694 | 18157.2034 | 17141.4154 | 10050.6797 | 25768.0893 | 17922.8087 | 11662.6406 | 25716.1869 | 10189.6163 | 14826.5136 | 31811.6534 | 16338.1566 | 15117.6145 | 15433.1934 | 30978.4805 | 15108.9873 | 24633.8189 | 15244.3702 | 15550.4224 | 12450.8725 | 22421.7891 | 31408.8284 | 18885.1289 | 20304.283 | 21509.2731 | 21774.2707 | 9437.0447 | 15248.0509 | 23219.4882 | 11020.5678 | 16670.4238 | 16676.4648 | 20736.6188 | 8235.645 | 13879.9525 | 21128.0247 | 32064.5982 | 13675.1963 | 12723.7468 | 16788.8708 | 14309.9902 | 34858.0625 | 13822.6081 | 18717.7389 | 14395.9144 | 9212.4748 | 10511.4232 | 5826.4803 | 23835.3787 | 26901.1243 | 14785.2299 | 26372.0483 | 18038.4351 | 26622.7301 | 13978.6492 | 20101.733 | 14918.4255 | 23929.4789 | 28304.9915 | 25804.9614 | 16006.191 | 20950.4698 | 26659.8758 | 21114.2484 | 14473.0687 | 22968.3815 | 37253.2016 | 23106.0368 | 15599.4908 | 16766.8398 | 19734.4244 | 18880.8762 | 18008.8959 | 21827.059 | 25636.6745 | 16912.3676 | 13347.4252 | 24104.7572 | 25068.847 | 25834.2455 | 26526.36 | 23058.9316 | 22904.2988 | 19868.847 | 26169.1655 | 18382.6659 | 7661.7415 | 14619.2511 | 12578.7199 | 10879.1947 | 24368.3935 | 23329.2786 | 21888.3267 | 24486.5449 | 15080.1828 | 32049.1002 | 22263.3638 | 33732.8925 | 10129.1533 | 24655.8529 | 18789.9002 | 22462.9975 | 22626.476 | 24104.0744 | 17477.1033 | 21353.9972 | 3668.1763 | 26900.5588 | 21086.379 | 18643.5211 | 17428.3991 | 19327.4899 | 9157.0841 | 21135.9635 | 26849.9367 | 33900.0352 | 35471.3203 | 23504.1978 | 16968.5177 | 19205.1998 | 17225.2317 | 5187.4793 | 18754.3689 | 19358.6887 | 17810.1534 | 28595.1987 | 22338.3142 | 13588.3523 | 27060.684 | 29331.1906 | 14039.1009 | 17169.156 | 12153.2451 | 17042.2831 | 17272.0834 | 18213.242 | 22011.9583 | 20826.3489 | 18656.7643 | 16139.5831 | 11944.8782 | 13041.6708 | 14698.8906 | 22560.2899 | 12068.2476 | 21584.9724 | 13360.1098 | 14392.5391 | 12710.2513 | 27329.1853 | 20716.0772 | 28026.1499 | 22267.811 | 17925.2575 | 24808.5362 | 18062.5798 | 10798.1227 | 13326.8332 | 18865.057 | 13876.4934 | 9186.9857 | 17399.4583 | 22312.73 | 1216.6679 | 14816.0441 | 13911.3417 | 11363.987 | 10658.3857 | 14055.9879 | 20389.0027 | 11401.6913 | 21357.3991 | 19915.601 | 13534.8488 | 23156.4625 | 10539.9953 | 17070.1718 | 15645.9107 | 25665.5218 | 21705.4714 | 13081.8042 | 14444.6606 | 24612.4494 | 13823.0397 | 7264.2016 | 22896.1936 | 23096.2662 | 9420.0986 | 18717.3504 | 9222.9627 | 19160.901 | 16781.1441 | 18806.759 | 22444.5297 | 24041.873 | 14234.4765 | 27892.9349 | 18335.3122 | 16543.8854 | 27929.3691 | 14565.3555 | 11623.9593 | 15745.6884 | 24382.4577 | 12342.9002 | 17653.9192 | 23889.4277 | 7979.5223 | 14815.0844 | 27123.8585 | 19381.2602 | 13650.4251 | 17794.3082 | 28659.2074 | 8617.736 | 13359.8885 | 10752.9722 | 25461.518 | 8007.1305 | 17495.6114 | 25456.4162 | 12412.8055 | 25245.0772 | 24752.9909 | 15309.751 | 11752.8593 | 12848.5954 | 22551.5374 | 19360.3127 | 12775.4087 | 18547.629 | 24190.6307 | 24076.1914 | 31840.3913 | 14996.2029 | 16773.024 | 10987.3879 | 14177.5575 | 22452.1786 | 24696.9091 | 18175.5434 | 19251.6517 | 27906.7947 | 13171.25 | 20308.0521 | 17578.9929 | 29806.8381 | 31304.3147 | 8835.9652 | 25598.2136 | 16879.1684 | 23646.8637 | 11300.6931 | 16436.1477 | 26200.6829 | 17207.9122 | 18994.2 | 33551.1894 | 23371.3571 | 11551.8358 | 25423.4704 | 23555.0361 | 28858.4255 | 10675.5225 | 13996.4354 | 21810.0211 | 23748.1559 | 17434.5096 | 18450.6139 | 13018.5609 | 29377.0647 | 16886.5588 | 27559.1176 | 11384.3419 | 14770.6005 | 20566.7857 | 34648.9448 | 25631.538 | 25784.8794 | 12077.7219 | 13502.5147 | 15454.7387 | 27470.4472 | 22021.7479 | 14826.8288 | 9942.6667 | 13239.8483 | 16931.0644 | 22801.4825 | 7181.688 | 21225.3522 | 10297.5391 | 7705.4626 | 16977.0084 | 20570.4337 | 21271.6271 | 24932.7318 | 10741.8531 | 21113.1266 | 16421.7171 | 12559.8241 | 28810.0931 | 28764.4511 | 19015.8722 | 16526.1965 | 17214.9982 | 12667.6498 | 21783.7018 | 8884.5454 | 25850.0451 | 14417.5902 | 10830.5462 | 10009.8424 | 12686.5212 | 22219.0614 | 24431.492 | 14966.1982 | 16015.6488 | 19687.1263 | 11666.3459 | 31223.6925 | 15799.4306 | 29938.326 | 16031.485 | 18998.2453 | 18936.076 | 25238.6559 | 20983.672 | 23519.0274 | 17913.454 | 19033.7807 | 23883.3482 | 21445.7627 | 19964.3335 | 36092.3453 | 14386.8327 | 27106.1338 | 13906.4142 | 13505.4535 | 24058.7515 | 23224.3735 | 23395.9655 | 15741.2339 | 13465.0407 | 17189.8394 | 14038.1974 | 14640.4059 | 11081.4968 | 16618.4922 | 28833.1719 | 16407.9368 | 20716.5741 | 29383.7271 | 22966.35 | 27217.0102 | 17046.6085 | 17812.9465 | 31380.4231 | 9533.8653 | 12169.9518 | 14035.948 | 15780.9735 | 15544.729 | 33048.7533 | 13261.6282 | 16840.1421 | 13701.5592 | 11901.8837 | 20014.3727 | 11205.1461 | 19888.3529 | 28396.4641 | 26809.5928 | 16454.0002 | 9920.0608 | 19705.5403 | 23081.515 | 23827.9748 | 8491.723 | 16622.932 | 27272.6026 | 18044.7109 | 15058.4226 | 18711.8766 | 16564.8908 | 22926.9689 | 15117.8652 | 31791.6049 | 23618.2457 | 7155.0402 | 36686.8871 | 22301.2914 | 25924.1223 | 19381.0498 | 11691.5186 | 16801.9414 | 19757.7898 | 19814.1321 | 23648.589 | 11558.4608 | 14231.0301 | 17341.4729 | 29189.6574 | 9972.8733 | 18063.2024 | 19105.6846 | 21905.716 | 9793.6748 | 10368.3674 | 12179.1941 | 23344.3223 | 15910.5517 | 15317.2305 | 26575.7892 | 11825.1899 | 43780.5798 | 18629.5084 | 14659.9926 | 11640.3789 | 10699.8371 | 16539.4935 | 21526.5379 | 12271.1295 | 16531.427 | 12876.6074 | 9709.4651 | 14155.2864 | 17707.2482 | 22036.2715 | 24206.7846 | 17756.9627 | 17485.0955 | 20884.4691 | 27271.2934 | 19165.9199 | 12946.1421 | 22676.3006 | 21649.3355 | 31667.9949 | 16895.6532 | 14990.8459 | 10533.0902 | 17862.5666 | 12196.9534 | 17135.8514 | 34796.8031 | 22957.0374 | 12448.1313 | 11220.1714 | 18999.9758 | 20112.0354 | 24737.3224 | 13061.2778 | 16819.2942 | 27373.0996 | 20318.254 | 17203.7909 | 13021.9029 | 14861.2256 | 12359.1913 | 21097.5166 | 42671.8541 | 18807.3858 | 21514.1163 | 29821.7763 | 7557.4913 | 18523.4438 | 24952.4419 | 16061.8317 | 16432.5003 | 14035.0824 | 8673.7871 | 8122.9987 | 9963.2328 | 24525.4786 | 39791.5467 | 15873.799 | 17938.0702 | 27473.777 | 20854.8501 | 18413.609 | 33402.7705 | 24476.3515 | 26091.2349 | 15226.26 | 16561.5463 | 9347.866 | 16569.1511 | 14452.1859 | 12138.4728 | 41142.9091 | 14354.2149 | 16742.4678 | 17082.6841 | 17731.0202 | 23295.6619 | 25268.8228 | 22847.1885 | 26976.7652 | 13967.4558 | 15301.9527 | 25419.0214 | 22164.633 | 13432.187 | 25968.3193 | 12816.1911 | 14113.3232 | 10637.5274 | 12808.7405 | 20734.6001 | 21705.9757 | 17225.0125 | 22251.4549 | 11122.1271 | 16925.5393 | 24055.8441 | 14856.574 | 23394.281 | 22447.0479 | 17590.9843 | 14067.6373 | 16732.138 | 20194.9148 | 14107.2016 | 24218.1642 | 13122.2504 | 14179.41 | 27573.2964 | 13682.7754 | 16793.7925 | 17391.3649 | 17188.3483 | 13569.4453 | 26767.9653 | 16809.2654 | 19633.511 | 11033.4983 | 13812.401 | 13191.8179 | 30588.2699 | 15717.1422 | 20109.3211 | 26493.595 | 15631.2734 | 24652.374 | 24144.4795 | 19608.204 | 15078.0068 | 18131.7689 | 19082.8084 | 11000.4632 | 30724.0822 | 26427.9303 | 11196.9701 | 9839.5313 | 23019.0321 | 29285.4368 | 16606.1703 | 12682.5596 | 29939.5149 | 17274.445 | 36587.2586 | 21009.7302 | 21983.2259 | 12667.1919 | 12437.588 | 18269.7852 | 21068.81 | 14628.4711 | 21709.391 | 19681.3962 | 13212.4074 | 28718.3115 | 14747.9237 | 9820.8961 | 15838.4959 | 18322.8445 | 13040.6867 | 13477.7936 | 23440.2509 | 7815.7871 | 13727.7066 | 15491.0172 | 19499.7727 | 18701.1489 | 14281.2945 | 13052.2422 | 14068.1428 | 12879.9822 | 9980.825 | 33438.8406 | 17557.2154 | 24249.8365 | 13369.467 | 19212.9149 | 17126.0254 | 17103.9634 | 17315.7279 | 17803.3454 | 19378.1107 | 9958.4705 | 27432.6431 | 15158.4958 | 25860.9044 | 13306.5286 | 16912.6937 | 10929.5125 | 13672.9146 | 13267.4071 | 20141.2912 | 29837.2869 | 21917.0124 | 18907.1609 | 24029.8247 | 11888.1986 | 34331.3617 | 20126.1113 | 13876.3316 | 18940.7562 | 23122.4958 | 17388.7356 | 12709.0611 | 34219.6892 | 27029.037 | 14180.195 | 14525.4863 | 19673.4606 | 21279.1465 | 17757.934 | 14134.0233 | 10375.9756 | 14441.8079 | 8614.1558 | 14946.098 | 19097.5534 | 11808.9796 | 13694.9054 | 12649.2455 | 32432.1318 | 13881.9954 | 10480.593 | 37633.3245 | 29082.1372 | 30770.1408 | 29274.6782 | 16991.8059 | 21043.7558 | 11597.8918 | 23606.3249 | 9463.9532 | 12972.4049 | 22630.8418 | 21478.7445 | 14401.1534 | 16979.5215 | 36463.1664 | 16173.9637 | 22668.9302 | 14272.828 | 21131.8026 | 23464.6247 | 23333.3225 | 20718.8367 | 19675.2455 | 24179.1633 | 28553.3576 | 15519.2778 | 20728.3025 | 15221.066 | 21774.3801 | 25826.9651 | 19009.0381 | 27169.5774 | 19625.3957 | 12315.9995 | 21567.1557 | 16428.311 | 10852.4164 | 17558.1188 | 18932.7759 | 15657.2652 | 20674.5028 | 27034.8448 | 7669.5646 | 14759.7445 | 25015.4574 | 19639.4508 | 15877.8474 | 22225.1748 | 13489.3203 | 17430.028 | 22389.7432 | 14450.5427 | 21792.9331 | 13879.221 | 12071.0133 | 20081.392 | 25652.5193 | 16891.0802 | 7486.5638 | 23413.9453 | 12511.8557 | 7687.0395 | 18658.0484 | 12205.4429 | 13081.6416 | 31059.8467 | 15771.2276 | 10762.8852 | 10013.0113 | 17133.1294 | 21676.1931 | 35630.6268 | 15681.4079 | 27882.7545 | 10005.3033 | 22929.1445 | 14128.6849 | 28647.8225 | 18800.2114 | 41443.7706 | 12647.4939 | 12691.006 | 19332.9518 | 19425.2159 | 15176.8322 | 17335.597 | 23050.251 | 17833.2861 | 6027.8571 | 15762.1851 | 13688.0534 | 33238.4926 | 11971.6977 | 13882.5635 | 19282.4235 | 15564.5465 | 19676.2611 | 16393.3481 | 23797.1341 | 24492.4475 | 9044.5968 | 20093.7619 | 16355.4199 | 20479.4593 | 15419.8374 | 1452.3749 | 17741.6973 | 19057.4611 | 15495.0823 | 11369.837 | 19201.6928 | 14575.635 | 4492.9215 | 15936.6376 | 18340.1447 | 26340.8479 | 14362.931 | 14600.4667 | 23118.8211 | 10977.5227 | 18454.3154 | 15187.4444 | 35078.0834 | 23951.6439 | 20835.5272 | 6509.2724 | 11781.5506 | 13329.8688 | 18431.6343 | 18247.0447 | 12520.3523 | 14972.5759 | 18308.2004 | 19861.5828 | 30884.6725 | 13813.3807 | 21037.6572 | 24170.7735 | 13473.7205 | 15068.7056 | 34040.5585 | 26145.7812 | 15819.2347 | 12522.4754 | 22105.8354 | 14896.0953 | 11389.7453 | 8637.0645 | 17000.8811 | 16726.8799 | 11729.6179 | 25576.5179 | 21166.9935 | 29387.6632 | 13391.7014 | 18803.2324 | 11286.2736 | 25184.0302 | 22587.1272 | 16765.9841 | 28667.8732 | 16655.1303 | 25584.7348 | 16419.7939 | 17802.8164 | 32013.9217 | 19936.7859 | 22208.234 | 8155.8436 | 14254.8053 | 16596.3166 | 15848.4646 | 21384.066 | 26390.9674 | 13053.6529 | 17467.0038 | 21918.9679 | 11443.1915 | 9699.2999 | 14258.5555 | 18354.6153 | 10576.3822 | 24042.435 | 27792.338 | 10952.6738 | 17514.3077 | 13955.1203 | 30370.8459 | 16477.6301 | 18498.8622 | 25868.6383 | 14090.9573 | 16907.9609 | 18776.662 | 12949.4476 | 10107.13 | 16700.3316 | 16326.9331 | 27306.4187 | 9126.856 | 21498.0946 | 21231.3178 | 23636.3966 | 31396.2526 | 21339.7366 | 17684.8732 | 13637.8315 | 19300.3099 | 27920.9285 | 32388.6691 | 17639.4578 | 21253.7116 | 20464.8602 | 7021.097 | 13501.536 | 8771.8577 | 22419.5167 | 24161.1874 | 17648.9288 | 13874.2102 | 26183.9606 | 18887.184 | 26385.9873 | 28329.0158 | 14337.2257 | 15716.0845 | 14223.2402 | 26706.2185 | 17702.6252 | 18474.2444 | 14095.2675 | 18349.8147 | 9789.1067 | 27463.0918 | 11444.585 | 11631.1594 | 17544.8617 | 22219.8099 | 14328.2279 | 28158.3705 | 21580.3179 | 21607.4805 | 7407.2047 | 17169.1524 | 21234.0277 | 22071.4355 | 14082.9908 | 14628.7366 | 23467.2379 | 12537.7442 | 16637.5038 | 24008.6047 | 24602.0004 | 10982.2521 | 19789.9738 | 13919.7126 | 14057.0982 | 32621.437 | 17059.7955 | 19903.3611 | 20987.203 | 13957.3054 | 11836.5863 | 31712.2414 | 19370.387 | 20337.4153 | 22086.2846 | 17252.2024 | 6237.6648 | 14448.2143 | 21241.6737 | 11750.2214 | 16969.3312 | 25203.8612 | 19019.9423 | 22679.5533 | 18751.6258 | 19756.3169 | 12915.2835 | 19793.8125 | 16391.5629 | 34547.854 | 8301.5145 | 17687.8869 | 19014.4332 | 27272.0981 | 18829.2645 | 20806.3251 | 18003.5673 | 23758.3344 | 18448.1607 | 5780.0771 | 12411.1803 | 27933.7081 | 12467.2302 | 13978.4086 | 23710.74 | 24976.5002 | 18766.0708 | 8638.7726 | 10565.4294 | 16317.2781 | 33980.3787 | 11914.7461 | 17338.956 | 27694.2797 | 21337.1684 | 13507.9954 | 11772.0338 | 23497.9113 | 16991.2611 | 28882.652 | 22433.8753 | 23268.3079 | 21274.1076 | 15202.8822 | 18393.4834 | 11788.4889 | 10729.9918 | 18837.1366 | 29070.3634 | 17043.5307 | 16932.276 | 19704.3985 | 13064.3061 | 13945.5065 | 20306.1036 | 13259.0186 | 18220.8148 | 21880.3202 | 15480.3311 | 18473.861 | 16589.7697 | 15555.6735 | 11848.7363 | 16505.0589 | 19845.7857 | 25580.6784 | 22610.6896 | 14807.4088 | 14914.0257 | 23026.1084 | 25265.6879 | 22237.1547 | 25217.536 | 16317.3489 | 25542.8071 | 28631.7899 | 27852.8938 | 14935.7554 | 24688.4655 | 33947.2202 | 25779.001 | 14987.586 | 19231.6875 | 24560.7087 | 18147.6107 | 16375.832 | 14120.0997 | 11081.9199 | 43206.1018 | 18179.2135 | 25974.9362 | 22225.9071 | 26549.9838 | 15362.0288 | 26054.7657 | 17921.6485 | 18197.8004 | 20854.8675 | 13062.6519 | 17960.6048 | 19022.711 | 21286.7501 | 22288.4429 | 23639.8025 | 30108.6812 | 9176.1818 | 30870.2319 | 8679.1395 | 26429.8597 | 17771.7724 | 18536.2291 | 22617.9183 | 17819.3834 | 21968.929 | 12929.5848 | 29732.6278 | 21675.0963 | 19970.7456 | 28374.7037 | 24190.436 | 10462.2377 | 23923.9808 | 17298.5258 | 18703.3363 | 21599.8933 | 24676.7737 | 16017.8133 | 23998.4207 | 16938.0397 | 14339.6678 | 14810.8663 | 30257.196 | 13497.2151 | 15765.2625 | 17634.8199 | 12198.9611 | 14445.0486 | 12278.4751 | 15931.53 | 18587.8409 | 23110.2314 | 20716.4082 | 11849.4641 | 19874.097 | 11266.7955 | 24601.2486 | 15123.2687 | 16969.9258 | 12796.7965 | 8768.2675 | 19803.5683 | 18676.5824 | 22168.4996 | 23872.7586 | 10601.3332 | 15768.584 | 20753.7983 | 20564.9523 | 9158.2774 | 17671.2839 | 15331.4191 | 12309.2823 | 12585.5173 | 13979.6226 | 26893.7996 | 15380.617 | 12067.9576 | 28336.316 | 8800.4824 | 13647.0727 | 17758.38 | 40015.1738 | 14972.5442 | 20099.7287 | 16027.6862 | 19151.9179 | 17083.7777 | 30333.4834 | 9467.4209 | 19018.8844 | 22086.1469 | 13042.3753 | 17107.6781 | 10515.4912 | 24050.8071 | 15751.3854 | 5557.3145 | 24437.1176 | 23932.3693 | 2761.8293 | 21998.9439 | 9025.8145 | 13784.5553 | 3435.6491 | 12752.7597 | 9436.123 | 30098.3946 | 15542.6398 | 13272.6552 | 16454.9555 | 21130.2065 | 24018.0496 | 33127.3672 | 19222.4764 | 24028.9933 | 21613.5035 | 24280.3679 | 19082.7699 | 18102.7986 | 19275.7248 | 14758.3026 | 20172.0237 | 31257.2449 | 16606.3829 | 20692.7696 | 5799.6772 | 13387.2818 | 23410.6373 | 23092.0463 | 15162.2678 | 20688.5277 | 20616.8386 | 20974.5493 | 18249.6742 | 19980.973 | 14712.434 | 19511.1081 | 7530.8871 | 9409.9545 | 16689.3616 | 5525.7822 | 27420.1399 | 7764.3584 | 18991.0525 | 11349.2408 | 15524.4688 | 12443.5904 | 34266.5378 | 21119.281 | 25642.1871 | 10875.5643 | 14698.1567 | 11980.9642 | 13694.7039 | 13175.7291 | 16930.8835 | 17923.2744 | 23202.0132 | 24550.0565 | 16190.3578 | 13029.0493 | 14341.7461 | 21291.0283 | 23289.0946 | 17882.1317 | 19471.4964 | 26988.7538 | 13923.7442 | 15725.4001 | 19856.8418 | 21099.0269 | 16553.4063 | 12096.8784 | 36633.5946 | 15459.2818 | 18844.4785 | 13400.3232 | 12455.3398 | 13217.7104 | 12638.1558 | 14081.9984 | 17049.8532 | 21695.2497 | 25382.2896 | 20268.6061 | 17424.0847 | 30419.3177 | 11653.9778 | 11241.0706 | 19948.4587 | 14900.0093 | 16996.1642 | 20603.8023 | 11835.2952 | 11884.9344 | 28331.5909 | 37640.9606 | 8751.7853 | 28842.9941 | 15669.2722 | 22503.7253 | 16684.6738 | 12651.3296 | 40331.8451 | 22672.2274 | 14272.7366 | 25490.9324 | 20273.249 | 13408.2545 | 24158.6826 | 15931.0219 | 9825.1884 | 22987.8903 | 22470.1469 | 27564.7692 | 22527.1008 | 30667.5211 | 32111.3543 | 38329.6505 | 21244.8603 | 16987.7315 | 19404.0318 | 10389.2863 | 15634.4099 | 14916.6844 | 21813.0319 | 13854.2503 | 25440.6621 | 13165.7626 | 13323.7424 | 19958.0185 | 13723.401 | 29073.4234 | 16399.9864 | 14595.5526 | 10189.6439 | 23442.4122 | 20730.1704 | 15189.9762 | 6417.2098 | 20590.4286 | 9282.733 | 15032.6851 | 29979.6929 | 18876.4153 | 11728.2542 | 19894.2595 | 25547.9883 | 17869.9349 | 16860.0807 | 21804.6341 | 14382.2865 | 22752.0156 | 18558.715 | 20276.0818 | 32235.5898 | 19139.0893 | 11742.1158 | 38602.6298 | 19054.0627 | 20653.0279 | 15130.4024 | 24106.2681 | 17632.9968 | 8427.6959 | 24219.7438 | 13731.0205 | 21969.06 | 9242.6661 | 9815.6932 | 18866.215 | 15284.6257 | 17654.7063 | 12772.4842 | 16643.047 | 24945.2009 | 10070.9219 | 24581.8842 | 14077.453 | 21802.9489 | 20998.2083 | 12924.5582 | 24742.6008 | 18134.8321 | 19982.8657 | 31017.4228 | 22282.5693 | 23649.5714 | 15701.4217 | 41599.2717 | 23287.82 | 14458.7432 | 9164.0894 | 10115.89 | 16281.775 | 23164.4511 | 20574.2045 | 14844.1235 | 20506.7521 | 44384.7294 | 21249.3145 | 21998.5566 | 24807.6683 | 23190.5505 | 28669.2313 | 17636.5568 | 7531.4253 | 30228.1832 | 17529.2798 | 13050.8773 | 24319.1562 | 25639.1863 | 14038.2954 | 22518.1056 | 14844.3549 | 17006.0697 | 22146.2027 | 23958.6548 | 16948.8162 | 21210.738 | 42240.2935 | 23085.2291 | 13845.0512 | 17577.1416 | 22015.3726 | 36537.637 | 33177.2073 | 18458.2641 | 15815.7003 | 17116.5052 | 18333.7394 | 12443.151 | 13963.0646 | 18369.7333 | 24719.4028 | 14524.3866 | 19845.1918 | 16490.1798 | 18341.489 | 18275.5695 | 15772.9088 | 11436.992 | 18528.2543 | 14934.5619 | 14500.5486 | 19034.7566 | 19628.078 | 14136.5609 | 31998.2428 | 19712.3873 | 18828.1991 | 16770.5779 | 27549.1411 | 16794.2759 | 36839.0121 | 31179.5497 | 21927.529 | 15148.6071 | 14915.3865 | 22526.7375 | 15409.6346 | 8464.419 | 24713.4498 | 29192.0225 | 17446.6924 | 15628.7659 | 18964.9016 | 15121.8669 | 26695.6417 | 16784.6739 | 13887.1702 | 27250.5942 | 11972.8389 | 32155.4266 | 26394.4013 | 21109.005 | 9498.3099 | 19204.5525 | 36853.8346 | 16320.7957 | 14929.3597 | 13563.9369 | 26257.814 | 20312.1701 | 15099.3893 | 12603.0072 | 23514.4411 | 25990.7654 | 14355.2431 | 23168.1495 | 22463.3889 | 17140.6782 | 19347.1029 | 12408.5055 | 15531.4948 | 21573.0193 | 15966.4194 | 17628.0583 | 9762.9738 | 13589.2915 | 14360.6523 | 17456.9217 | 16447.5442 | 38675.8096 | 19033.5042 | 25133.4931 | 24483.2429 | 32763.5994 | 7985.7339 | 14875.4385 | 11819.9065 | 10439.4012 | 18259.385 | 17438.7938 | 17073.8961 | 11838.3358 | 13918.4066 | 24632.3671 | 21528.8538 | 19548.5315 | 25517.5073 | 28134.6113 | 13420.0905 | 18620.8991 | 11846.0618 | 21186.6841 | 27509.026 | 12538.8087 | 24809.1877 | 22338.9972 | 16737.0197 | 7073.9066 | 22006.1128 | 12020.8996 | 15732.0998 | 23862.4276 | 8201.4255 | 12158.0442 | 21927.4088 | 10241.2954 | 13046.7142 | 15496.095 | 11913.2561 | 21234.6026 | 18763.6303 | 19568.8985 | 16134.7986 | 24454.6237 | 14611.3301 | 16715.407 | 16889.3369 | 20474.8606 | 16711.9219 | 26102.6399 | 15580.4981 | 25505.1056 | 14168.6309 | 16539.2407 | 29465.7166 | 10110.3418 | 14073.7211 | 14901.6881 | 16753.2439 | 12063.8492 | 17643.0383 | 34335.0375 | 8217.4228 | 16366.0267 | 18734.4209 | 8337.7286 | 10675.7856 | 20858.5928 | 14088.5763 | 18295.7662 | 21512.639 | 8999.3208 | 8786.1045 | 10070.9178 | 23531.4645 | 25283.2768 | 21941.5267 | 11363.1861 | 5428.6099 | 15035.6754 | 15357.7377 | 23367.8688 | 15566.0621 | 13382.901 | 19034.9821 | 22857.6467 | 19806.8119 | 23661.1473 | 12264.2472 | 21091.7419 | 24961.0445 | 11936.0186 | 19205.4133 | 16096.0764 | 19376.0968 | 13726.452 | 15267.3379 | 17095.4788 | 22163.5578 | 15038.2933 | 10320.5422 | 26015.0944 | 22710.766 | 23412.605 | 14557.2297 | 10819.4153 | 16000.3472 | 10404.8897 | 24777.6376 | 31088.799 | 28741.7215 | 25589.458 | 17920.9167 | 26152.5701 | 18443.0888 | 23500.5143 | 23189.6977 | 23308.8199 | 16193.3404 | 20139.5607 | 6263.0863 | 23447.6486 | 20157.861 | 17402.8858 | 10263.3708 | 27533.1675 | 8250.7696 | 22042.4759 | 19748.8161 | 10938.3671 | 23319.5648 | 30306.584 | 12654.7978 | 18084.7011 | 11982.3697 | 15229.7684 | 19082.8048 | 19633.5969 | 15788.8618 | 20343.172 | 21140.1443 | 35309.5818 | 12846.2702 | 10665.2996 | 21090.3842 | 25556.5412 | 19172.3589 | 19345.0669 | 17860.2751 | 12145.583 | 15214.459 | 20770.8338 | 14206.5163 | 24191.1414 | 7288.1549 | 16747.7759 | 14101.746 | 20464.6078 | 20493.771 | 15665.9595 | 14976.4219 | 23143.2199 | 11214.3315 | 15154.9484 | 24798.7379 | 14857.4231 | 32144.0385 | 24919.2669 | 21325.5031 | 16478.078 | 21094.0952 | 12284.5808 | 10843.2275 | 14380.5665 | 15842.5669 | 6858.589 | 24404.8185 | 17775.8689 | 18498.8511 | 13268.4955 | 19509.603 | 17777.5908 | 19653.8147 | 22977.1631 | 11997.6142 | 10342.5679 | 13307.857 | 32466.4487 | 41892.8278 | 12392.7801 | 18978.0736 | 12370.1367 | 12010.0576 | 18471.681 | 24997.1411 | 15834.7038 | 30158.13 | 9053.2387 | 12114.9134 | 16602.7623 | 17063.359 | 23560.4827 | 20254.8757 | 17325.7744 | 13169.6426 | 14295.1636 | 20723.1466 | 24631.2635 | 13247.5547 | 10978.9548 | 18787.0356 | 16517.7919 | 29246.1194 | 16741.0444 | 16063.177 | 23127.091 | 21723.4639 | 23613.0767 | 30138.7359 | 24084.7099 | 22552.3115 | 14303.378 | 17599.1652 | 30878.7782 | 15786.6422 | 14063.9843 | 18731.3846 | 10792.7342 | 9453.8308 | 11648.9398 | 13305.067 | 53874.7511 | 12539.7651 | 12659.9718 | 27521.489 | 18886.466 | 40241.7397 | 19432.5094 | 42582.9425 | 35819.1695 | 20327.0976 | 18212.2387 | 34331.5729 | 10960.4287 | 13430.5242 | 46322.0463 | 30522.7154 | 27198.9266 | 20778.4878 | 16804.7876 | 20150.5841 | 12776.534 | 14099.0179 | 23944.4895 | 17456.6624 | 27538.1428 | 17467.8821 | 19964.0958 | 20573.9621 | 15593.5907 | 15253.5656 | 10741.883 | 37203.5757 | 22117.2533 | 13398.4235 | 25238.0428 | 21901.6806 | 20452.6019 | 24720.7106 | 15194.6381 | 18944.2283 | 24199.56 | 13260.9488 | 20317.9538 | 23604.0149 | 14839.0505 | 20076.0051 | 34962.2994 | 15780.3051 | 18876.8627 | 10921.1182 | 16763.2105 | 12032.152 | 16615.651 | 15990.8859 | 19579.0558 | 17306.1858 | 7404.8308 | 16355.9646 | 16260.4762 | 33685.9099 | 15779.2753 | 27449.2571 | 13009.1785 | 15606.2921 | 29940.7094 | 17150.9082 | 29842.4019 | 23247.139 | 16018.802 | 8129.854 | 13749.9424 | 14637.3473 | 12612.0283 | 41258.2344 | 23905.5883 | 16499.5539 | 23350.2141 | 26857.2939 | 15545.3261 | 27998.2111 | 10226.0261 | 7959.8122 | 12422.7829 | 11766.5554 | 33273.771 | 37405.6944 | 26620.7357 | 26083.9265 | 15418.3943 | 15304.6832 | 24745.7391 | 18202.6848 | 19901.5408 | 16592.2055 | 25170.3473 | 21427.0255 | 21120.946 | 10959.57 | 19000.4147 | 21993.4928 | 13955.7098 | 22633.6317 | 20114.2641 | 18487.1917 | 19052.2858 | 21886.9759 | 22737.2673 | 18480.0316 | 25617.9439 | 27288.1042 | 19761.7777 | 8026.96 | 27578.8085 | 14220.89 | 8110.3438 | 18522.4195 | 13111.2168 | 8746.341 | 22408.0117 | 12164.871 | 20263.3613 | 33854.0634 | 19412.4429 | 15736.0398 | 12514.0265 | 30326.7983 | 17797.1881 | 15025.0487 | 18774.4218 | 17590.8741 | 22746.7473 | 22414.9967 | 21794.6354 | 25170.7341 | 16006.9626 | 14661.5365 | 15288.8612 | 30602.3261 | 16865.7321 | 16032.232 | 18505.2247 | 14898.5299 | 18390.4235 | 26325.0384 | 19399.7618 | 22011.3634 | 28519.5579 | 9935.9665 | 14752.6204 | 11362.4446 | 7243.9933 | 32047.9122 | 14074.2985 | 23903.2147 | 24188.8184 | 19337.0523 | 10044.5339 | 21223.3493 | 15441.4181 | 21956.0575 | 31644.8228 | 16234.5853 | 16183.2974 | 7132.7811 | 23264.7832 | 19536.2657 | 17736.1499 | 18102.0492 | 14348.6001 | 19227.9238 | 38644.6228 | 6474.3047 | 12095.8713 | 21079.556 | 17586.214 | 16035.8171 | 17561.4669 | 21562.2318 | 13801.123 | 24957.0898 | 19305.7786 | 19885.8921 | 21947.7543 | 18178.1445 | 16583.1328 | 24001.2356 | 14930.0151 | 15810.55 | 10750.2364 | 25422.94 | 12726.2401 | 10788.4162 | 17635.7689 | 17656.1498 | 21378.9817 | 13505.4338 | 3302.4893 | 12126.7504 | 13694.0469 | 29904.0383 | 22763.8364 | 16165.0587 | 16342.4537 | 14095.9056 | 22265.2082 | 20822.4023 | 12943.6205 | 17976.3336 | 22053.8863 | 11699.3637 | 13636.3605 | 11027.588 | 15869.8323 | 23835.4024 | 14842.9465 | 27939.1883 | 25942.9809 | 27878.0536 | 28555.0778 | 22546.2663 | 14297.2163 | 13859.2331 | 21634.0194 | 15995.6999 | 18208.7216 | 17126.5344 | 20550.4059 | 13616.5553 | 25936.2558 | 24263.3205 | 33887.8756 | 19702.0349 | 8021.6328 | 21640.7307 | 18053.3056 | 20470.4107 | 17954.3745 | 24991.0813 | 38872.2128 | 16831.5291 | 9257.7266 | 15927.926 | 18383.0124 | 17230.4656 | 18202.4303 | 19189.4191 | 23459.5269 | 8129.8754 | 24984.4365 | 18720.9255 | 32318.7386 | 25502.858 | 8220.3826 | 7963.55 | 6883.5015 | 21211.807 | 20606.5485 | 18771.0634 | 8594.8656 | 16351.1724 | 27094.6258 | 16574.9997 | 18645.0046 | 20307.6765 | 18435.9494 | 12812.8569 | 6101.1481 | 37682.8803 | 17931.3979 | 16049.5536 | 10083.714 | 18954.9599 | 22850.8738 | 17176.3796 | 35442.3996 | 17131.2082 | 18535.3974 | 20731.2076 | 20689.8467 | 7685.9558 | 28911.8435 | 11364.5599 | 19673.2704 | 27664.0902 | 18122.0112 | 19786.5275 | 22616.7254 | 20686.0725 | 31270.0311 | 14328.787 | 25743.8196 | 16727.8997 | 30074.253 | 34559.889 | 23249.8129 | 29238.6044 | 2183.766 | 8715.1305 | 17737.9341 | 18870.0676 | 16917.5689 | 10388.6336 | 16245.4996 | 19228.4731 | 19816.7156 | 9503.3353 | 23091.8572 | 22085.3799 | 12365.3618 | 8594.0676 | 22986.4677 | 27304.0996 | 14924.0735 | 25109.3272 | 23629.4254 | 12921.1938 | 23183.5138 | 35398.734 | 16821.1494 | 21938.4862 | 20317.5991 | 13730.8142 | 13954.7095 | 14765.8715 | 29765.8223 | 29956.0571 | 10177.2703 | 15887.5715 | 19451.0049 | 26191.8623 | 13517.6832 | 18294.3871 | 16731.0497 | 31592.9549 | 14136.7729 | 29395.3571 | 35461.5722 | 21865.1351 | 21823.0918 | 15714.198 | 20209.0107 | 19742.54 | 17507.714 | 28748.9012 | 12763.0842 | 21639.428 | 17447.2173 | 6078.9231 | 15502.8233 | 28155.4244 | 22645.8544 | 13597.6986 | 24085.8474 | 24241.3427 | 15045.3997 | 21604.7351 | 15734.224 | 35788.9322 | 24448.4489 | 12696.7273 | 18410.999 | 13523.6219 | 18977.393 | 24492.8516 | 20721.1658 | 9532.8848 | 8626.0515 | 33269.6544 | 17605.8048 | 12703.1978 | 18840.9202 | 29137.0976 | 14262.3331 | 21466.2248 | 12941.6056 | 17087.0907 | 26366.8749 | 15219.7751 | 14655.983 | 21943.2608 | 12730.9493 | 26391.8877 | 8495.2478 | 21336.1661 | 12591.9261 | 8846.9898 | 25925.2468 | 24237.4117 | 17214.4128 | 25713.0958 | 22551.9203 | 13353.9779 | 24305.0261 | 23265.301 | 16020.0941 | 9656.0653 | 22225.8381 | 15003.1414 | 29526.114 | 23696.0882 | 25169.9387 | 16838.6138 | 12388.4176 | 21952.3944 | 13410.0386 | 10471.1623 | 28817.3793 | 15909.8 | 13829.0796 | 18086.9937 | 27055.8064 | 26698.5562 | 16451.1163 | 9889.2611 | 34478.426 | 14736.5779 | 5499.1745 | 19911.1674 | 26899.7984 | 18241.6653 | 26243.9024 | 18701.4441 | 27453.6261 | 8972.7507 | 23466.1022 | 23988.2377 | 17517.6414 | 45146.1952 | 26947.6377 | 21684.4874 | 28743.5912 | 19077.4889 | 16765.3577 | 19709.7052 | 20609.3793 | 26390.1915 | 27315.0882 | 11682.603 | 24861.7949 | 12178.9468 | 14303.606 | 17109.8928 | 24153.7841 | 21600.5461 | 26278.8867 | 39738.6989 | 18830.1942 | 30123.1756 | 13351.7632 | 16100.8044 | 20620.1568 | 14662.6258 | 13651.5819 | 11514.5478 | 14605.2297 | 29854.5385 | 19650.8911 | 21569.9671 | 22962.2941 | 23803.5905 | 11441.1201 | 21484.9956 | 19965.0585 | 14212.412 | 13951.2859 | 24399.6287 | 24069.7371 | 20771.044 | 32894.0102 | 18129.1066 | 17830.3432 | 18273.3685 | 21528.7185 | 28871.8706 | 15987.4937 | 26748.1682 | 7271.5136 | 3654.4735 | 15096.1473 | 25199.8319 | 21835.2154 | 19358.1423 | 18177.5748 | 21083.1356 | 36625.0107 | 20438.8305 | 26056.7221 | 21104.1177 | 14006.4043 | 13971.267 | 26640.0536 | 32951.6213 | 16139.9931 | 21606.2673 | 33679.7554 | 15320.1413 | 24494.9624 | 23831.6105 | 24826.0351 | 11857.2002 | 20770.8012 | 14218.0332 | 10933.4854 | 14654.3262 | 12875.189 | 12087.4695 | 21490.0423 | 17810.3574 | 18567.79 | 19236.9949 | 27426.15 | 19740.9903 | 14199.6222 | 11827.5108 | 28371.7996 | 24321.0207 | 14722.1596 | 20554.7212 | 23748.2819 | 24958.2798 | 23353.9879 | 22820.6825 | 22071.7306 | 27372.4022 | 9696.9621 | 10921.5908 | 26154.9452 | 12047.0604 | 17223.1067 | 22116.9843 | 27235.3579 | 28858.3329 | 20981.5114 | 23128.356 | 20056.7239 | 21620.5123 | 33271.2893 | 13374.4093 | 26504.4869 | 26923.5719 | 15521.5428 | 17459.3293 | 18331.9265 | 20659.6983 | 26583.7715 | 16283.7399 | 17822.0941 | 23106.3562 | 20472.1027 | 19377.1637 | 15181.921 | 28304.5193 | 16953.7875 | 13933.3708 | 17318.3417 | 25204.6824 | 21494.0886 | 12129.9284 | 15537.4795 | 32723.244 | 14684.9865 | 20453.1583 | 22064.3996 | 14766.0347 | 28714.9668 | 13381.3019 | 11858.1725 | 21869.0006 | 10132.8204 | 23021.1214 | 22834.6133 | 19648.3337 | 22670.5334 | 11992.4023 | 8723.1704 | 11428.1545 | 19921.6076 | 12241.7653 | 25356.0257 | 21883.6111 | 23028.7874 | 19716.62 | 26903.9688 | 18521.0516 | 6749.5484 | 13943.8928 | 7526.9288 | 29900.038 | 25865.1705 | 22611.2428 | 20619.9517 | 22452.3652 | 16585.4005 | 18848.3783 | 21126.686 | 17185.2073 | 17377.435 | 14989.8772 | 15441.067 | 9291.922 | 22769.0342 | 35705.961 | 6756.9126 | 24221.2749 | 23229.4756 | 18802.5895 | 15905.4411 | 19390.3963 | 9665.3681 | 22958.1922 | 20856.5576 | 22774.318 | 21612.4848 | 20521.8723 | 11319.7963 | 11603.4817 | 17876.037 | 11908.0196 | 18271.1458 | 15904.3533 | 10750.3045 | 16045.3653 | 24226.8669 | 17237.7606 | 32190.1678 | 16980.9412 | 14915.4771 | 24433.3199 | 24418.3399 | 27303.2311 | 22732.1209 | 28705.4995 | 24376.4976 | 10587.4637 | 18507.0281 | 12500.6679 | 18848.5614 | 15823.2662 | 25330.6656 | 26562.0985 | 15252.9493 | 19958.2522 | 8232.7575 | 14517.7242 | 14467.2484 | 13370.2751 | 23581.5868 | 21183.5125 | 10751.5964 | 21517.79 | 19863.6886 | 16580.2811 | 18782.1952 | 52779.3741 | 13406.6731 | 22954.2052 | 12934.8092 | 10863.613 | 24352.0931 | 19769.1739 | 11232.5697 | 10983.2127 | 13471.376 | 21567.4118 | 13024.2711 | 20025.6189 | 18873.694 | 17938.7249 | 14545.5533 | 14105.914 | 19916.8747 | 23615.3818 | 13976.0523 | 18516.9287 | 21946.8982 | 16189.897 | 17963.7869 | 21254.7821 | 18464.4789 | 21019.8191 | 37398.1917 | 16419.1242 | 37577.8618 | 12290.3869 | 23916.9076 | 21598.3201 | 14145.3344 | 21738.9129 | 22983.532 | 17365.9097 | 21718.7959 | 20417.8169 | 22644.2628 | 12600.4397 | 25083.1737 | 10247.5049 | 28690.7232 | 16438.8454 | 25079.2571 | 16527.8961 | 28435.4678 | 21345.793 | 15797.9103 | 16394.6648 | 23897.8254 | 11826.1222 | 18069.6708 | 18545.3136 | 25412.4558 | 16150.8775 | 19070.0866 | 27617.4395 | 17207.1692 | 15525.4516 | 24570.8229 | 13846.9021 | 15920.1399 | 32152.7402 | 16852.2908 | 14311.6186 | 12677.4052 | 20412.5077 | 19014.3995 | 19645.5959 | 14672.9108 | 22902.2667 | 15824.7491 | 20039.8802 | 14862.6721 | 16108.4961 | 19548.407 | 19459.4641 | 14001.4666 | 33004.0023 | 9230.8986 | 24581.0355 | 23594.9481 | 12807.2919 | 21206.8031 | 21505.7248 | 20522.722 | 21762.9182 | 10970.8417 | 23375.3438 | 15737.0464 | 15906.9789 | 15975.7579 | 23225.3162 | 11838.3186 | 27764.415 | 15485.2171 | 16028.0933 | 32628.7001 | 17939.0094 | 26975.6363 | 13039.0245 | 24326.9369 | 22393.1961 | 10786.9245 | 14069.2527 | 13892.8078 | 24183.5813 | 22088.3963 | 12212.2993 | 12203.7881 | 13294.4723 | 37365.3382 | 1282.9834 | 14823.3957 | 12571.4668 | 26188.717 | 25011.5929 | 42459.2794 | 10787.3989 | 13211.0706 | 35188.373 | 9367.6237 | 19219.671 | 18587.5305 | 16847.6697 | 20457.4216 | 25535.9579 | 20929.4148 | 8472.1185 | 20500.4416 | 10935.4711 | 11784.7443 | 20737.0499 | 10690.7917 | 18648.056 | 13217.5419 | 15384.4507 | 27367.9067 | 20002.8973 | 18351.0883 | 20292.4849 | 29825.8872 | 16188.845 | 13685.9363 | 11251.1751 | 32240.1136 | 20793.0833 | 23785.269 | 27377.2362 | 22818.3177 | 17328.4309 | 13776.0834 | 23530.9166 | 16229.5362 | 8214.0439 | 30727.639 | 30167.1069 | 22222.2226 | 13988.1597 | 41594.9958 | 14914.9287 | 20092.2625 | 15864.6079 | 2306.0524 | 12834.0243 | 19434.2108 | 19141.3395 | 12824.2627 | 31976.8601 | 36588.0148 | 12483.7491 | 16544.5671 | 9849.964 | 19215.1317 | 9752.6896 | 21341.4984 | 30672.5661 | 21048.475 | 14713.9452 | 22155.6791 | 20234.8259 | 23121.5003 | 23386.8915 | 26556.8851 | 13083.8086 | 12565.9818 | 19309.1282 | 14635.8413 | 28117.2327 | 18906.7207 | 25281.889 | 12511.9612 | 15604.9244 | 30341.491 | 20560.825 | 25668.5629 | 20706.2793 | 11298.961 | 23821.828 | 21132.7823 | 13819.928 | 20861.4545 | 3167.624 | 29178.6536 | 10429.831 | 19691.1058 | 17385.5622 | 16211.519 | 26467.3508 | 13387.5113 | 24331.5257 | 14774.9463 | 28637.5248 | 14078.4923 | 23701.9939 | 20527.5842 | 33648.2129 | 7827.3817 | 17957.2869 | 15590.3782 | 19147.0927 | 19663.2422 | 21903.3182 | 12615.6847 | 17713.3635 | 16792.4682 | 18215.4774 | 13813.6133 | 21538.0928 | 23283.885 | 38834.3336 | 14242.9907 | 17516.5614 | 16217.3586 | 18314.472 | 23681.3866 | 11984.5294 | 11904.2796 | 25997.5395 | 16073.3086 | 12322.6164 | 19744.6575 | 29323.4313 | 24346.0558 | 20982.4028 | 9468.9491 | 19911.2159 | 22866.6273 | 20587.9485 | 728.6399 | 31459.4163 | 26061.0097 | 17092.3989 | 25001.0255 | 26674.0643 | 16597.6458 | 12232.0975 | 17909.8395 | 22611.8984 | 17642.3272 | 15747.7224 | 21961.6433 | 8170.4614 | 17366.3565 | 8482.1624 | 19132.4025 | 19408.4645 | 1508.1442 | 22437.0519 | 21165.8778 | 15366.4144 | 12258.202 | 18549.9014 | 25224.6297 | 29181.4874 | 19646.7258 | 22157.3662 | 21198.607 | 24273.7681 | 16654.7311 | 16777.6265 | 21006.0209 | 15210.5497 | 19058.9122 | 23884.4581 | 22076.4963 | 20829.6066
Virus steady state concentration | n_ss/V | virus/m3 |  |  |  |  | n_ss/V | 114.8881 | 152.0857 | 160.5833 | 63.1203 | 87.6359 | 105.7374 | 149.0249 | 65.2685 | 81.9193 | 123.4454 | 130.7863 | 167.4026 | 122.2634 | 155.9118 | 153.1577 | 41.8627 | 138.9995 | 224.4218 | 67.6744 | 152.4988 | 109.3142 | 214.1301 | 152.5625 | 92.8864 | 166.0908 | 113.405 | 130.5968 | 145.5445 | 96.14 | 90.894 | 229.6527 | 80.2113 | 66.5805 | 146.5326 | 135.2535 | 160.1876 | 140.739 | 105.6707 | 105.426 | 87.5417 | 59.7179 | 164.3148 | 74.4921 | 170.2078 | 141.7343 | 138.0633 | 125.8944 | 79.9078 | 99.3688 | 91.0011 | 302.1691 | 98.6368 | 40.4085 | 47.1909 | 158.7411 | 73.9135 | 158.5054 | 152.1067 | 183.5753 | 52.5401 | 126.0389 | 103.0124 | 128.4364 | 157.4345 | 144.9714 | 189.7811 | 105.4357 | 62.481 | 125.6158 | 193.1869 | 148.6978 | 119.2412 | 90.2786 | 98.2751 | 69.1002 | 215.4573 | 135.8845 | 180.5102 | 141.1835 | 147.6919 | 156.019 | 152.1915 | 161.2759 | 106.264 | 175.0979 | 157.3742 | 63.6451 | 111.1256 | 73.9113 | 129.3682 | 104.6937 | 112.3692 | 175.6483 | 176.4626 | 92.4576 | 187.8995 | 133.1764 | 105.2199 | 100.0991 | 59.0463 | 75.0616 | 106.449 | 136.2491 | 144.5973 | 108.5204 | 150.937 | 58.5545 | 79.0955 | 76.7947 | 78.0296 | 119.4808 | 118.7087 | 188.2859 | 154.097 | 75.3599 | 53.4644 | 84.0058 | 104.2452 | 146.3917 | 193.3903 | 91.9977 | 136.8691 | 93.2342 | 111.597 | 236.0539 | 105.1836 | 76.7898 | 132.4854 | 82.0632 | 111.1114 | 165.6896 | 232.219 | 116.1405 | 75.2824 | 105.1965 | 203.1674 | 105.9956 | 107.9556 | 77.9954 | 128.7712 | 175.1317 | 214.919 | 180.2688 | 126.6505 | 118.589 | 114.3997 | 116.4927 | 134.5677 | 81.0528 | 155.2357 | 111.1295 | 79.7433 | 107.2203 | 97.0514 | 128.5435 | 161.576 | 132.8153 | 132.0146 | 143.2965 | 46.6678 | 154.4594 | 138.8537 | 101.564 | 121.3884 | 109.8363 | 111.5697 | 137.7411 | 166.8785 | 154.549 | 131.5801 | 120.7689 | 168.0232 | 157.7285 | 152.6017 | 62.4404 | 32.2128 | 137.2502 | 42.1612 | 63.9518 | 146.2393 | 120.3 | 165.8403 | 38.9208 | 143.7574 | 107.4346 | 172.1322 | 143.2833 | 71.1587 | 176.1461 | 160.7803 | 125.332 | 115.9435 | 60.1336 | 105.6237 | 56.1698 | 157.2558 | 172.563 | 107.1075 | 61.6745 | 171.5554 | 139.4413 | 148.2165 | 49.0827 | 116.6324 | 76.3252 | 48.9915 | 56.8156 | 160.4686 | 75.0942 | 81.4677 | 72.3826 | 46.1927 | 115.0364 | 96.3668 | 96.4053 | 121.7315 | 99.8881 | 151.3601 | 86.1814 | 79.4661 | 98.5168 | 161.6608 | 123.178 | 152.8381 | 148.8877 | 63.4852 | 95.3988 | 111.318 | 135.8351 | 59.9604 | 126.4168 | 166.585 | 129.4805 | 208.0202 | 89.7672 | 157.4697 | 73.2669 | 117.5217 | 71.9472 | 115.241 | 152.6912 | 82.0406 | 158.5037 | 88.427 | 177.229 | 108.4102 | 121.4177 | 183.6177 | 112.6372 | 66.4938 | 150.3525 | 122.9324 | 118.4369 | 182.3631 | 141.6623 | 123.4139 | 46.7752 | 81.99 | 63.0286 | 79.9198 | 143.2962 | 159.6753 | 98.2341 | 68.9284 | 125.2868 | 81.137 | 96.5933 | 227.2104 | 167.0406 | 175.7457 | 171.861 | 98.3989 | 75.8658 | 86.8593 | 85.2043 | 91.7483 | 141.9012 | 96.9296 | 96.5844 | 133.4884 | 175.9673 | 138.8368 | 81.0811 | 140.377 | 93.4617 | 125.5966 | 105.7228 | 122.8963 | 117.5146 | 129.2506 | 176.3577 | 68.3582 | 73.3354 | 67.0199 | 179.2676 | 81.571 | 70.0921 | 127.5515 | 92.4468 | 7.5297 | 80.9601 | 88.7323 | 102.5805 | 67.5765 | 196.7767 | 107.1354 | 100.842 | 70.4286 | 125.5098 | 40.7531 | 170.4175 | 90.3911 | 273.664 | 250.4036 | 30.4601 | 87.773 | 242.2449 | 59.7386 | 95.238 | 124.6768 | 130.2984 | 88.1415 | 121.713 | 140.4717 | 150.037 | 134.0487 | 129.2061 | 68.8436 | 188.7761 | 132.0504 | 102.6943 | 123.8205 | 153.2198 | 88.1197 | 130.7566 | 56.2711 | 250.6695 | 129.2001 | 123.7276 | 159.7218 | 183.2158 | 125.7244 | 132.6016 | 105.0481 | 188.5045 | 67.8439 | 116.2244 | 129.559 | 161.7727 | 197.7392 | 64.7014 | 72.5734 | 4.231 | 67.242 | 135.9207 | 93.9929 | 155.5917 | 146.0156 | 80.9241 | 252.7059 | 95.7916 | 74.0412 | 107.1645 | 93.3689 | 74.2892 | 61.1063 | 107.2118 | 69.5398 | 96.3924 | 165.0584 | 90.5557 | 220.4634 | 98.3589 | 125.0548 | 92.2126 | 56.3905 | 115.408 | 125.4771 | 131.2303 | 164.5575 | 140.7829 | 125.9705 | 131.3228 | 19.8601 | 94.9858 | 148.3193 | 177.4722 | 63.9214 | 175.8776 | 153.5832 | 174.6207 | 99.8282 | 94.1785 | 122.8027 | 89.0947 | 162.5202 | 175.494 | 150.1982 | 213.2445 | 194.7923 | 131.7354 | 104.8044 | 116.689 | 59.9918 | 203.6697 | 143.5061 | 108.1499 | 121.554 | 191.9868 | 99.2182 | 68.7067 | 82.2099 | 148.3039 | 91.5279 | 85.6453 | 102.4701 | 172.776 | 110.3664 | 155.2005 | 146.9142 | 96.6782 | 266.7357 | 121.2128 | 201.9337 | 119.1289 | 145.7252 | 148.0803 | 194.192 | 198.3323 | 77.0661 | 124.5766 | 102.1939 | 149.5978 | 150.0942 | 79.0371 | 88.6003 | 176.4647 | 122.0372 | 122.3499 | 106.73 | 177.7419 | 80.347 | 188.7247 | 141.6719 | 113.0783 | 223.6801 | 82.7031 | 109.705 | 104.9014 | 147.2222 | 138.6085 | 88.7841 | 63.8622 | 114.1298 | 255.8336 | 114.966 | 126.4356 | 179.9428 | 178.2281 | 198.5469 | 153.4301 | 134.1629 | 137.6667 | 154.124 | 173.9468 | 137.9417 | 83.3186 | 200.2657 | 121.8878 | 104.0683 | 192.0324 | 56.7068 | 145.5918 | 239.1652 | 129.3579 | 160.798 | 80.9625 | 118.1874 | 136.2236 | 116.9166 | 142.1048 | 174.9061 | 136.3504 | 158.7295 | 186.6755 | 66.3479 | 81.8808 | 132.603 | 158.8881 | 246.842 | 91.594 | 88.563 | 155.0714 | 174.4782 | 154.9708 | 115.1996 | 76.8458 | 196.0866 | 154.2058 | 85.7398 | 157.0369 | 186.6312 | 83.0951 | 142.3031 | 194.1947 | 123.3371 | 130.2979 | 93.1665 | 147.826 | 170.8641 | 70.7346 | 147.339 | 164.1225 | 113.9234 | 139.4827 | 101.3981 | 130.2176 | 73.5885 | 156.0498 | 58.7225 | 157.5656 | 153.7621 | 125.0538 | 98.7553 | 78.8098 | 142.4735 | 194.7051 | 112.5942 | 163.2467 | 163.4262 | 118.9882 | 90.8905 | 107.5831 | 120.1459 | 149.6801 | 104.8506 | 105.8368 | 72.9866 | 129.0433 | 170.237 | 123.9511 | 156.5102 | 129.8868 | 188.7758 | 146.2177 | 129.3747 | 193.0282 | 152.0565 | 162.5246 | 118.2634 | 128.3496 | 189.0895 | 139.9193 | 63.7026 | 78.7682 | 99.8866 | 73.2873 | 222.6562 | 82.6756 | 114.3645 | 110.6998 | 65.0625 | 204.1327 | 167.8285 | 169.5273 | 131.5986 | 88.4062 | 153.158 | 109.8654 | 113.1328 | 203.0305 | 153.4043 | 84.454 | 87.4187 | 112.0166 | 140.0818 | 54.0536 | 163.0551 | 66.0938 | 102.1353 | 178.7516 | 142.5163 | 92.7291 | 143.1059 | 169.9925 | 78.2334 | 92.8561 | 68.2886 | 229.7409 | 117.1863 | 98.6877 | 79.2222 | 104.94 | 168.8253 | 76.74 | 70.4795 | 78.7893 | 151.599 | 78.3743 | 122.1293 | 116.9237 | 78.5015 | 102.3088 | 75.7291 | 151.1735 | 133.9506 | 243.9375 | 81.1807 | 89.7531 | 149.0044 | 122.3359 | 108.8594 | 119.3866 | 149.776 | 139.3326 | 108.4723 | 238.9239 | 116.6134 | 96.771 | 119.8781 | 128.2767 | 198.1091 | 137.4453 | 108.6738 | 297.3575 | 126.985 | 159.3895 | 69.361 | 96.0992 | 100.0545 | 113.4012 | 81.3272 | 181.592 | 148.0632 | 175.1287 | 175.6473 | 65.3665 | 139.5642 | 65.2453 | 94.8998 | 123.7201 | 118.7491 | 131.3102 | 77.3491 | 120.1373 | 126.3219 | 138.749 | 45.3427 | 141.7711 | 140.0588 | 115.1406 | 266.605 | 120.4981 | 97.1469 | 139.8275 | 97.6694 | 104.6415 | 131.2443 | 82.7069 | 91.3137 | 114.978 | 103.1293 | 86.592 | 69.7984 | 85.6646 | 108.5839 | 191.5792 | 110.2386 | 58.041 | 144.2486 | 88.6081 | 156.6273 | 120.1243 | 62.2502 | 193.7245 | 136.2408 | 262.5198 | 134.1641 | 132.1064 | 128.0123 | 91.7679 | 112.6155 | 74.4373 | 130.0365 | 148.0067 | 140.1092 | 55.4342 | 140.7263 | 125.1422 | 81.4755 | 222.0932 | 150.1517 | 151.2218 | 101.0505 | 127.9671 | 152.2064 | 77.8966 | 90.0042 | 125.5226 | 159.3332 | 138.6046 | 47.6076 | 124.3361 | 56.5366 | 75.8864 | 288.7835 | 135.1942 | 234.8639 | 115.7434 | 113.1611 | 122.5932 | 132.1205 | 91.5281 | 258.4822 | 148.3416 | 175.072 | 114.7563 | 119.9332 | 137.185 | 72.9166 | 160.6679 | 77.3869 | 92.9117 | 105.6089 | 64.9518 | 106.8229 | 305.7882 | 100.6322 | 133.797 | 133.5205 | 91.8449 | 113.8716 | 103.8052 | 119.5568 | 199.8128 | 180.4629 | 174.2002 | 167.9384 | 200.3048 | 123.2807 | 87.6514 | 141.2343 | 120.5351 | 128.7643 | 64.1849 | 139.8456 | 106.2913 | 60.8323 | 124.0129 | 157.5297 | 88.9371 | 114.9996 | 88.0447 | 179.4598 | 189.9746 | 132.0248 | 73.3171 | 147.2323 | 71.821 | 90.0533 | 159.4563 | 179.4328 | 121.1296 | 87.269 | 130.6273 | 59.141 | 151.1897 | 136.1866 | 97.457 | 124.0092 | 183.8921 | 110.9201 | 146.5929 | 176.2979 | 291.5341 | 126.1179 | 110.5168 | 59.4395 | 144.3663 | 78.0354 | 160.1211 | 143.3864 | 108.1651 | 124.8534 | 53.4696 | 90.2554 | 94.3291 | 52.5688 | 179.8628 | 264.6428 | 71.2259 | 156.6214 | 239.9538 | 75.2586 | 121.1302 | 64.5201 | 134.444 | 117.3192 | 203.4289 | 104.4165 | 130.3718 | 138.4388 | 97.2916 | 100.2615 | 70.0555 | 147.2405 | 147.6908 | 97.6455 | 102.638 | 125.0326 | 88.1828 | 115.5997 | 120.1421 | 153.0881 | 107.9937 | 120.6599 | 18.1424 | 195.1132 | 81.3096 | 124.8233 | 206.1472 | 114.6523 | 130.7254 | 184.4205 | 168.2943 | 93.0884 | 133.7542 | 151.7269 | 106.429 | 130.3371 | 208.0011 | 77.4369 | 151.4727 | 178.7422 | 134.7097 | 116.3398 | 114.9772 | 128.5846 | 134.4279 | 178.4264 | 104.687 | 126.1761 | 168.7051 | 136.187 | 172.0718 | 140.9038 | 102.7917 | 68.3429 | 78.5585 | 108.2071 | 142.8206 | 118.0671 | 92.6878 | 117.3741 | 88.0676 | 107.5061 | 108.8777 | 154.5136 | 76.8084 | 97.3235 | 133.273 | 100.4689 | 185.4933 | 65.723 | 217.5226 | 59.0558 | 177.6256 | 168.712 | 97.5645 | 129.739 | 90.5514 | 89.3331 | 137.5544 | 108.5841 | 156.5007 | 151.0633 | 116.5404 | 77.4521 | 87.9647 | 122.9986 | 218.4235 | 92.0266 | 67.4738 | 314.6388 | 98.4216 | 134.6107 | 70.8848 | 146.5818 | 98.8823 | 109.8485 | 144.3239 | 124.8915 | 156.9274 | 142.4536 | 57.7233 | 120.6318 | 111.647 | 102.8408 | 87.0345 | 161.7032 | 73.1039 | 121.4836 | 146.6065 | 100.3014 | 180.7061 | 125.8265 | 88.7609 | 77.4123 | 181.7559 | 63.3104 | 103.3048 | 74.5428 | 81.6079 | 52.4621 | 97.4731 | 137.3718 | 178.0965 | 176.7551 | 114.1218 | 119.8289 | 156.6811 | 147.2332 | 143.8871 | 118.1436 | 166.4457 | 152.7574 | 181.0754 | 124.0089 | 193.9562 | 115.2444 | 64.5604 | 116.8126 | 146.399 | 93.2169 | 172.2787 | 127.6063 | 146.5954 | 134.6388 | 156.2574 | 145.7299 | 142.2745 | 106.8199 | 100.0265 | 256.7748 | 91.5367 | 109.8381 | 123.5433 | 137.905 | 185.4877 | 133.0704 | 170.3558 | 137.4097 | 120.5929 | 151.3636 | 178.2698 | 224.7462 | 200.6818 | 131.5727 | 98.9335 | 43.0945 | 163.5872 | 160.3456 | 108.7256 | 212.8433 | 116.0679 | 164.5332 | 136.0035 | 141.2186 | 76.6137 | 117.2656 | 79.6432 | 239.6332 | 225.3555 | 128.7897 | 99.6723 | 135.1154 | 165.2765 | 66.8794 | 131.5327 | 107.6456 | 94.2417 | 231.3426 | 150.3786 | 83.2027 | 135.4806 | 168.0152 | 155.2871 | 65.9456 | 255.403 | 178.705 | 17.6565 | 127.7936 | 181.1293 | 107.2979 | 70.7511 | 59.1991 | 95.6187 | 134.4064 | 203.4089 | 85.4975 | 114.8127 | 152.2908 | 72.6883 | 190.1316 | 144.6247 | 116.3845 | 171.4261 | 153.248 | 89.0266 | 72.0657 | 188.0122 | 126.8466 | 97.5306 | 157.3503 | 36.8664 | 329.4398 | 107.0069 | 116.9788 | 24.0878 | 153.7013 | 90.6364 | 208.0193 | 84.3839 | 148.5192 | 217.1001 | 88.2148 | 86.6851 | 104.9431 | 157.5786 | 152.5874 | 121.6745 | 61.2433 | 179.792 | 84.2822 | 82.8613 | 193.2703 | 128.9685 | 141.504 | 125.0065 | 185.1956 | 100.8008 | 107.7232 | 104.2482 | 131.5381 | 176.1651 | 156.7309 | 108.5352 | 127.5951 | 117.921 | 196.8671 | 116.1685 | 277.9394 | 77.9492 | 120.7254 | 195.702 | 120.3016 | 114.5608 | 124.4853 | 184.1678 | 66.5644 | 126.3653 | 44.4504 | 223.0046 | 287.9772 | 259.8351 | 96.5852 | 123.5908 | 275.3089 | 160.2573 | 94.5135 | 193.0309 | 134.7031 | 244.4672 | 124.0324 | 143.3611 | 193.0957 | 113.5604 | 98.505 | 89.6941 | 57.9671 | 69.9817 | 106.5816 | 150.0984 | 127.2967 | 204.0258 | 180.2676 | 78.033 | 107.3435 | 120.8443 | 131.0677 | 84.9851 | 141.2907 | 122.5843 | 141.6765 | 72.6284 | 120.8244 | 220.8083 | 51.921 | 70.6328 | 101.5035 | 128.7546 | 162.6403 | 135.0992 | 179.1929 | 146.3638 | 106.628 | 77.4408 | 129.1333 | 5.4352 | 80.8245 | 140.9725 | 114.3763 | 50.5994 | 76.6978 | 244.0389 | 172.0429 | 72.5217 | 292.0415 | 200.9721 | 213.9541 | 163.7172 | 87.8541 | 131.6053 | 201.8311 | 114.5404 | 86.2886 | 201.0734 | 167.7207 | 100.0446 | 171.5071 | 233.1467 | 113.4218 | 124.3793 | 97.7047 | 144.3679 | 107.8206 | 208.3896 | 158.9003 | 161.1757 | 96.774 | 103.0885 | 92.595 | 107.4942 | 148.1265 | 99.553 | 114.7692 | 147.4787 | 113.3001 | 164.1926 | 65.2677 | 191.5841 | 76.1973 | 100.0609 | 221.5399 | 162.0161 | 164.2562 | 191.1692 | 77.46 | 93.6063 | 151.3363 | 112.3236 | 124.9327 | 210.9786 | 138.346 | 115.2744 | 87.6303 | 150.2754 | 124.4488 | 185.9577 | 54.3798 | 114.1402 | 172.6125 | 200.4422 | 180.5652 | 66.3293 | 66.6161 | 87.5946 | 163.4083 | 123.0728 | 151.7138 | 136.7989 | 190.9975 | 74.7912 | 78.9525 | 97.9294 | 72.3771 | 91.7639 | 156.1922 | 85.2099 | 211.3721 | 143.5751 | 223.0469 | 189.9299 | 130.2877 | 94.2853 | 75.3302 | 107.9142 | 95.4681 | 135.9596 | 111.9812 | 120.5918 | 107.6297 | 84.5762 | 68.8936 | 106.3274 | 86.5938 | 67.7483 | 88.538 | 189.7073 | 74.1201 | 129.9415 | 122.1128 | 80.8471 | 96.0784 | 93.726 | 102.2331 | 124.9962 | 101.2514 | 151.07 | 54.4275 | 133.2049 | 188.8677 | 179.4809 | 188.3709 | 162.6475 | 149.9582 | 116.7337 | 152.4965 | 118.6434 | 92.8942 | 94.5298 | 129.5627 | 186.9375 | 69.5111 | 39.0358 | 127.0542 | 129.9118 | 153.5189 | 104.4516 | 149.4217 | 119.8693 | 271.7127 | 177.1906 | 177.3063 | 203.7515 | 124.4617 | 87.5123 | 2.8687 | 127.4764 | 116.5806 | 174.5321 | 181.6371 | 110.5017 | 122.3593 | 164.5947 | 74.7893 | 134.8465 | 83.7312 | 159.8317 | 102.8535 | 184.7823 | 192.4835 | 99.9038 | 124.1359 | 73.5072 | 119.2265 | 106.4136 | 102.6306 | 76.7091 | 68.0379 | 166.449 | 146.7602 | 146.8187 | 110.0954 | 161.2304 | 106.5135 | 137.6164 | 133.3691 | 54.4429 | 165.9805 | 186.5799 | 56.0767 | 143.6583 | 112.5042 | 145.6705 | 90.0809 | 152.6923 | 73.19 | 203.8101 | 114.9699 | 91.4661 | 93.0392 | 114.1733 | 186.5408 | 87.8793 | 104.367 | 100.1231 | 111.9492 | 102.301 | 139.3664 | 143.9525 | 59.46 | 77.7695 | 113.2721 | 157.2962 | 79.3305 | 126.0836 | 82.6251 | 149.9693 | 149.3371 | 109.609 | 129.6163 | 87.1461 | 136.7954 | 77.4571 | 187.4615 | 131.8342 | 73.4786 | 101.9383 | 123.4893 | 119.0924 | 134.6495 | 142.3093 | 161.9129 | 81.5892 | 122.511 | 75.9754 | 143.2653 | 95.2371 | 83.0242 | 216.9548 | 109.7569 | 120.2488 | 103.0528 | 113.9614 | 139.6846 | 126.0565 | 95.1419 | 81.3839 | 70.4239 | 128.7272 | 158.5641 | 68.5614 | 87.5936 | 212.4414 | 86.2075 | 90.403 | 207.9591 | 117.9679 | 109.7865 | 112.8918 | 147.8825 | 100.3713 | 168.0645 | 73.8992 | 54.0493 | 179.0899 | 110.6434 | 183.1565 | 71.7282 | 89.6076 | 65.114 | 102.7675 | 104.6833 | 138.7742 | 59.4149 | 173.005 | 177.2447 | 210.445 | 71.5815 | 140.1192 | 103.9438 | 117.8749 | 152.438 | 132.1025 | 193.3149 | 104.0191 | 135.2387 | 105.0946 | 45.6103 | 118.088 | 104.5133 | 165.4538 | 93.475 | 215.8272 | 226.929 | 109.2495 | 92.9286 | 159.055 | 172.9394 | 176.7001 | 122.9289 | 83.8071 | 173.5152 | 111.2068 | 84.6634 | 105.4491 | 107.9146 | 186.2371 | 91.4413 | 133.661 | 136.5662 | 96.4187 | 102.5134 | 88.6615 | 182.0665 | 60.4507 | 111.3979 | 141.4303 | 107.3873 | 151.6233 | 39.3977 | 168.6563 | 104.3769 | 146.154 | 138.7561 | 180.3411 | 260.7516 | 162.2763 | 75.9643 | 116.3912 | 276.008 | 141.6037 | 132.8226 | 162.3521 | 60.3216 | 87.3496 | 145.9139 | 89.9947 | 85.1806 | 120.1563 | 95.2623 | 86.8229 | 95.8608 | 212.4397 | 180.2452 | 74.5274 | 135.7185 | 142.8498 | 67.8 | 135.8954 | 123.9961 | 141.7395 | 110.1209 | 42.6191 | 153.631 | 84.5382 | 134.2221 | 129.4507 | 164.8879 | 71.2899 | 131.5708 | 94.5444 | 99.3339 | 181.9571 | 114.1704 | 19.4041 | 60.711 | 131.1339 | 157.8915 | 123.8196 | 125.059 | 141.4376 | 142.1729 | 96.3251 | 160.4387 | 89.0673 | 211.7669 | 198.7941 | 168.1361 | 148.3838 | 145.5987 | 159.7498 | 132.3599 | 58.3735 | 188.1806 | 187.0645 | 133.8197 | 52.6104 | 99.9785 | 121.1176 | 103.3018 | 103.734 | 205.9865 | 136.3447 | 148.2769 | 65.6732 | 96.6158 | 148.1557 | 269.7592 | 208.3471 | 69.5615 | 162.5701 | 95.9737 | 119.1503 | 114.5947 | 101.9152 | 196.5701 | 158.6444 | 96.7757 | 162.0999 | 103.4294 | 161.876 | 84.5651 | 112.0623 | 149.6624 | 94.3076 | 148.3715 | 60.6811 | 142.8121 | 183.9024 | 113.6003 | 105.1423 | 210.0101 | 146.963 | 150.2347 | 170.3426 | 156.5127 | 91.7469 | 162.9061 | 127.2747 | 109.2386 | 136.2559 | 109.9398 | 206.2838 | 168.7129 | 92.0935 | 73.5222 | 99.0829 | 102.8793 | 175.1127 | 155.8543 | 91.1112 | 62.186 | 190.8943 | 56.7719 | 181.2213 | 83.5463 | 83.4918 | 190.1979 | 194.6966 | 166.0692 | 192.2861 | 146.6499 | 185.7921 | 121.0746 | 175.2742 | 97.2098 | 153.6643 | 233.9227 | 88.0584 | 99.4978 | 206.5091 | 118.621 | 228.5025 | 131.9485 | 120.458 | 103.1291 | 81.6548 | 179.7923 | 144.7181 | 94.1306 | 117.9296 | 76.194 | 134.7267 | 231.8398 | 175.9475 | 94.8487 | 209.3881 | 171.0749 | 115.9148 | 94.8282 | 108.4796 | 157.5831 | 108.7417 | 209.8401 | 93.704 | 122.6104 | 152.6974 | 137.7717 | 138.3766 | 87.1874 | 74.0439 | 123.2034 | 123.0689 | 98.1965 | 102.6428 | 113.5738 | 161.4154 | 167.0107 | 144.7295 | 187.264 | 93.9591 | 143.3529 | 125.9486 | 108.8737 | 150.0052 | 154.3782 | 99.9233 | 117.5292 | 152.3106 | 104.6112 | 89.6172 | 182.5302 | 89.8215 | 198.6156 | 176.9996 | 57.2511 | 217.7794 | 111.7661 | 102.0768 | 142.8664 | 110.9293 | 92.091 | 120.3684 | 59.9896 | 47.3968 | 90.1494 | 120.3757 | 62.1917 | 245.6347 | 135.3595 | 79.5091 | 162.4429 | 158.8009 | 96.2457 | 195.2176 | 95.4241 | 133.466 | 150.0202 | 95.6181 | 65.5484 | 84.9198 | 83.2467 | 142.2061 | 85.8121 | 109.3472 | 209.665 | 71.0543 | 136.0802 | 126.7721 | 163.5702 | 165.5076 | 123.7598 | 193.6505 | 157.142 | 134.8609 | 145.9889 | 90.8146 | 100.2914 | 111.9742 | 169.814 | 127.7576 | 50.509 | 116.4347 | 157.6235 | 295.6499 | 118.3271 | 117.4942 | 109.698 | 211.191 | 178.7234 | 102.0537 | 92.8989 | 121.8542 | 143.1419 | 90.6543 | 188.3923 | 257.62 | 91.76 | 77.3801 | 93.601 | 120.1973 | 110.5659 | 138.6414 | 177.5556 | 72.42 | 224.1713 | 122.0165 | 140.0452 | 177.8353 | 81.5445 | 160.6573 | 106.0217 | 112.9443 | 60.0498 | 253.0563 | 215.1505 | 155.8025 | 98.9395 | 185.4199 | 269.4991 | 108.6175 | 156.5759 | 4.7713 | 82.1441 | 136.7079 | 99.0408 | 144.7454 | 123.1528 | 199.5349 | 137.2753 | 240.9232 | 118.219 | 170.418 | 51.7791 | 145.7888 | 98.8727 | 97.538 | 171.913 | 198.1719 | 98.2251 | 80.9571 | 128.2991 | 77.811 | 121.1345 | 94.5767 | 150.6881 | 187.1169 | 137.8802 | 119.6332 | 127.8822 | 62.9202 | 118.8189 | 61.4757 | 196.4617 | 156.6572 | 134.0573 | 157.2059 | 184.4908 | 91.3012 | 133.8415 | 166.2227 | 175.1119 | 195.1178 | 202.3508 | 73.8649 | 123.7659 | 172.5976 | 127.1604 | 111.0973 | 184.9291 | 147.5398 | 190.2059 | 156.0097 | 100.619 | 136.1791 | 102.8275 | 100.3827 | 153.8623 | 90.4031 | 80.8063 | 156.9052 | 147.3124 | 111.874 | 91.3216 | 127.9734 | 124.5554 | 271.4525 | 134.2546 | 216.1936 | 79.9466 | 115.4972 | 140.6485 | 126.6259 | 202.8322 | 195.6307 | 62.745 | 126.5217 | 147.1223 | 57.6749 | 115.0109 | 117.8033 | 182.3224 | 72.016 | 104.2939 | 115.3977 | 123.1407 | 171.5831 | 113.3373 | 131.5491 | 164.184 | 117.653 | 130.726 | 76.6882 | 54.1102 | 191.1666 | 174.678 | 188.1548 | 139.529 | 131.2598 | 105.9093 | 196.9577 | 134.3757 | 136.6705 | 96.8813 | 101.4516 | 77.3509 | 54.2131 | 133.9039 | 103.9275 | 98.1153 | 211.6489 | 75.262 | 112.2067 | 153.7036 | 119.8497 | 42.0698 | 129.7637 | 146.7875 | 158.3851 | 226.1753 | 196.9183 | 102.1158 | 177.5827 | 220.8869 | 50.5176 | 122.242 | 153.475 | 114.0418 | 76.7139 | 60.7662 | 150.5799 | 110.2427 | 114.55 | 117.9001 | 96.8128 | 53.7404 | 149.1213 | 111.8053 | 107.1469 | 100.1215 | 188.6686 | 99.296 | 124.4564 | 225.3819 | 116.6136 | 113.1472 | 131.6274 | 123.5703 | 69.4635 | 103.4486 | 65.4201 | 107.28 | 136.7748 | 124.5847 | 135.7666 | 107.9928 | 73.2036 | 105.5768 | 124.0694 | 84.3631 | 212.8909 | 154.7293 | 154.8855 | 73.4154 | 99.1815 | 60.0239 | 94.1652 | 132.9722 | 120.4318 | 145.3389 | 113.3197 | 134.0435 | 89.2552 | 42.8814 | 132.0295 | 59.6912 | 84.008 | 182.4777 | 109.6785 | 134.661 | 93.6785 | 105.0417 | 155.1795 | 104.7606 | 207.1564 | 187.8381 | 37.1275 | 195.5079 | 75.5841 | 131.2873 | 130.5197 | 123.3255 | 164.0346 | 90.1306 | 124.0386 | 128.3964 | 139.1436 | 165.894 | 189.689 | 104.0122 | 240.1894 | 161.5764 | 276.3062 | 114.7763 | 124.4765 | 73.5007 | 85.1746 | 156.3015 | 146.123 | 90.5194 | 149.1996 | 176.1276 | 129.058 | 164.1517 | 121.6707 | 93.3232 | 149.0069 | 116.6748 | 182.274 | 52.0486 | 135.5699 | 89.8603 | 140.0911 | 129.525 | 107.928 | 129.431 | 96.3319 | 67.0727 | 101.9524 | 100.5238 | 130.6834 | 161.1206 | 133.8844 | 189.0244 | 164.0855 | 204.8287 | 139.8372 | 91.0862 | 73.8366 | 159.4857 | 133.2583 | 93.7671 | 125.5749 | 81.2285 | 137.9685 | 329.2363 | 124.2616 | 150.3333 | 113.6611 | 133.2824 | 113.7064 | 111.9946 | 241.9609 | 149.9284 | 191.8685 | 146.1375 | 103.7519 | 147.5659 | 140.6427 | 146.9827 | 113.051 | 149.5996 | 87.376 | 105.3322 | 154.9221 | 191.0752 | 100.2382 | 165.851 | 206.5431 | 92.1544 | 76.2161 | 209.7153 | 143.1329 | 57.2627 | 125.9386 | 114.6508 | 82.71 | 96.3268 | 164.2866 | 127.9787 | 92.1925 | 95.2441 | 146.4091 | 125.9901 | 117.5991 | 89.3624 | 168.85 | 215.1581 | 92.0964 | 147.6143 | 191.5826 | 96.3683 | 106.7165 | 118.4931 | 181.9741 | 129.8182 | 107.0208 | 105.9161 | 130.2082 | 185.1916 | 93.7664 | 165.4321 | 93.2497 | 164.0864 | 166.9467 | 119.2922 | 97.2789 | 154.5846 | 202.4557 | 159.562 | 104.602 | 176.067 | 153.324 | 248.5667 | 106.7328 | 126.6786 | 129.0483 | 108.8862 | 117.0644 | 156.6547 | 165.4961 | 84.4701 | 173.418 | 169.4358 | 121.9107 | 70.3998 | 143.4239 | 61.5543 | 122.1248 | 161.1295 | 110.5858 | 108.3551 | 124.5875 | 122.4026 | 168.4815 | 70.307 | 103.0237 | 180.445 | 153.6284 | 186.1298 | 143.9868 | 122.6194 | 79.7008 | 74.6227 | 84.7736 | 84.7449 | 46.9687 | 79.0451 | 127.6622 | 145.0549 | 60.934 | 117.3205 | 128.5222 | 131.3718 | 176.7672 | 118.5914 | 103.3129 | 227.0988 | 193.7873 | 183.6838 | 101.5805 | 105.3943 | 161.7623 | 92.8023 | 66.4892 | 90.1362 | 149.8833 | 148.8032 | 108.0066 | 109.6886 | 179.0304 | 120.3128 | 72.3047 | 306.2035 | 158.6609 | 116.9434 | 73.5999 | 161.699 | 68.003 | 130.543 | 134.8766 | 133.6122 | 162.5121 | 129.4163 | 155.4021 | 148.9497 | 151.6931 | 123.5839 | 161.668 | 117.6519 | 68.4897 | 123.7193 | 98.7 | 100.1835 | 158.5262 | 104.4183 | 148.9142 | 124.2156 | 106.076 | 134.7936 | 249.723 | 63.5348 | 132.2191 | 246.3092 | 121.6866 | 139.1598 | 204.0883 | 150.6777 | 130.2096 | 157.7066 | 94.1311 | 223.2559 | 60.2089 | 138.2379 | 72.7335 | 195.089 | 361.9416 | 145.2334 | 112.9366 | 190.2553 | 220.9451 | 80.4805 | 90.9488 | 129.0113 | 61.4833 | 158.902 | 137.0163 | 138.574 | 170.1383 | 197.4153 | 88.545 | 177.5211 | 243.418 | 105.6385 | 72.4894 | 76.4037 | 136.6807 | 76.5553 | 227.7984 | 188.6791 | 140.7997 | 134.8143 | 109.3736 | 264.4219 | 237.0947 | 74.7418 | 156.8725 | 101.181 | 80.0211 | 53.441 | 79.7456 | 80.6427 | 142.6526 | 120.6517 | 133.0074 | 109.4359 | 111.2274 | 212.6296 | 108.0908 | 205.9266 | 140.884 | 101.6755 | 164.0039 | 92.677 | 151.3259 | 87.8846 | 114.3917 | 154.958 | 90.4578 | 142.728 | 151.9449 | 172.4575 | 72.9842 | 91.6425 | 85.0212 | 176.0713 | 142.4257 | 125.1674 | 55.8807 | 84.6554 | 106.1269 | 60.4054 | 59.2933 | 66.4831 | 179.7593 | 119.3851 | 81.946 | 112.2276 | 142.69 | 89.0659 | 102.8542 | 174.0337 | 140.3223 | 198.0702 | 130.0686 | 166.9671 | 90.4659 | 172.0983 | 235.9452 | 188.4655 | 168.1609 | 87.7794 | 127.6229 | 82.4682 | 115.4222 | 151.3804 | 141.7923 | 95.5322 | 185.3125 | 112.4183 | 112.8275 | 118.9136 | 111.0547 | 95.4228 | 161.5477 | 109.1661 | 156.1213 | 84.606 | 164.8362 | 210.6866 | 264.2484 | 143.1557 | 118.1871 | 233.5056 | 119.0589 | 62.9291 | 105.0497 | 145.7712 | 92.5092 | 74.1201 | 133.4146 | 159.5551 | 160.0974 | 136.5103 | 139.0397 | 106.1776 | 132.3629 | 68.4064 | 127.4349 | 164.7062 | 183.2029 | 76.0334 | 152.6039 | 99.9233 | 102.4236 | 90.0879 | 167.9629 | 239.5155 | 111.7553 | 75.8545 | 97.7206 | 94.5882 | 100.2388 | 247.6381 | 94.695 | 70.6683 | 157.5644 | 155.5218 | 166.5725 | 165.8367 | 144.5801 | 173.5175 | 127.8507 | 150.7543 | 165.6961 | 81.4073 | 42.2954 | 104.1056 | 152.045 | 153.2394 | 133.1952 | 108.9942 | 100.0686 | 137.6594 | 129.8867 | 96.3174 | 84.9373 | 150.3182 | 191.7582 | 84.3415 | 211.013 | 248.6763 | 169.3201 | 191.3103 | 106.3219 | 0.31378 | 100.9388 | 104.1519 | 155.3015 | 122.4124 | 125.9828 | 91.3932 | 80.331 | 155.7859 | 226.0445 | 112.9008 | 171.028 | 77.2465 | 159.9547 | 109.3778 | 99.657 | 111.2531 | 89.4132 | 62.3382 | 90.1802 | 97.863 | 190.3203 | 207.7291 | 92.2135 | 270.6138 | 99.7392 | 159.1099 | 95.2288 | 88.0153 | 153.3733 | 210.9561 | 111.5274 | 146.5411 | 100.1819 | 223.9046 | 71.4451 | 116.87 | 208.7679 | 157.8018 | 192.8555 | 180.3788 | 163.9797 | 166.8893 | 157.0245 | 104.1534 | 123.5651 | 73.6848 | 87.2165 | 95.9266 | 137.9603 | 163.243 | 132.9106 | 123.6861 | 122.9631 | 149.5074 | 109.2918 | 57.4943 | 200.1093 | 198.9632 | 173.2106 | 82.8167 | 128.0168 | 47.2412 | 75.3796 | 134.8079 | 96.8061 | 172.2088 | 186.9539 | 158.9105 | 172.6095 | 81.1565 | 118.5666 | 126.8404 | 170.9242 | 58.7109 | 128.1331 | 67.0125 | 152.2609 | 143.498 | 74.6512 | 79.2368 | 155.7063 | 141.7047 | 77.4802 | 110.6567 | 156.0617 | 152.8434 | 114.5886 | 125.3882 | 131.5687 | 100.6873 | 111.9466 | 122.6648 | 60.9185 | 105.1932 | 169.5334 | 124.4526 | 89.4478 | 121.537 | 132.3986 | 129.7337 | 95.8938 | 113.0939 | 149.917 | 83.7827 | 140.7044 | 138.9478 | 68.5347 | 116.6324 | 122.1008 | 101.8067 | 128.2464 | 85.4332 | 50.5932 | 180.6587 | 153.0532 | 142.62 | 111.3706 | 102.2034 | 144.4409 | 89.8846 | 119.3886 | 135.8202 | 91.1755 | 160.5639 | 108.7741 | 178.0342 | 262.297 | 85.0816 | 124.7149 | 61.132 | 49.3271 | 105.7 | 211.0458 | 115.7882 | 85.3702 | 124.2341 | 200.8422 | 184.1988 | 79.4842 | 230.5174 | 203.5443 | 107.2291 | 139.2746 | 106.3452 | 95.2084 | 144.8288 | 142.2321 | 97.8865 | 79.4052 | 133.7135 | 415.8376 | 144.9783 | 94.2019 | 75.6785 | 153.4156 | 72.6759 | 96.6411 | 186.8736 | 178.1981 | 154.2448 | 72.9832 | 41.0239 | 128.2148 | 96.7319 | 89.3821 | 157.1137 | 60.2022 | 105.3118 | 121.5036 | 93.0101 | 130.2235 | 182.7197 | 126.5812 | 71.0317 | 126.0345 | 118.4262 | 55.5309 | 112.0634 | 202.4615 | 26.6721 | 175.1588 | 74.8538 | 144.1111 | 195.785 | 146.3559 | 138.7805 | 184.5766 | 148.9243 | 110.3134 | 74.718 | 121.308 | 132.5862 | 102.8048 | 131.6759 | 74.0477 | 133.2376 | 103.3285 | 47.7643 | 108.0577 | 170.4186 | 66.1072 | 111.1651 | 80.1104 | 189.3994 | 131.8263 | 130.8756 | 131.9677 | 165.4676 | 105.9036 | 202.51 | 135.3293 | 136.8935 | 82.3065 | 155.6393 | 158.187 | 144.8892 | 150.1195 | 114.7555 | 106.8408 | 59.4722 | 155.0088 | 174.1608 | 112.4786 | 125.3706 | 136.3824 | 86.5846 | 130.7193 | 172.7 | 93.3755 | 84.4585 | 143.3867 | 88.3851 | 105.7949 | 112.4196 | 78.9215 | 118.7733 | 180.4093 | 137.5519 | 147.777 | 150.2893 | 218.4162 | 173.6263 | 120.8955 | 178.8018 | 59.2701 | 132.8992 | 118.194 | 162.4598 | 190.9227 | 87.1892 | 103.7467 | 98.7789 | 95.1145 | 159.6577 | 62.7564 | 70.9095 | 47.9136 | 106.4004 | 136.0795 | 96.2264 | 125.5625 | 95.9029 | 257.6321 | 125.4267 | 126.039 | 76.9005 | 175.2789 | 91.0786 | 119.7598 | 96.7387 | 139.2222 | 49.3368 | 85.6385 | 153.8232 | 115.7592 | 235.1723 | 201.1504 | 109.8791 | 221.9443 | 152.0511 | 109.3891 | 79.5759 | 131.3729 | 81.285 | 131.8897 | 142.363 | 64.1796 | 136.9927 | 97.3321 | 139.7514 | 132.9745 | 119.178 | 111.96 | 179.1608 | 122.6609 | 105.0263 | 203.5042 | 212.2957 | 182.2807 | 142.3257 | 134.5597 | 122.1434 | 121.9113 | 185.4173 | 111.7482 | 102.2639 | 121.2568 | 162.1689 | 185.3847 | 141.4696 | 103.6051 | 108.0297 | 68.4463 | 113.2289 | 87.3162 | 193.5698 | 130.4143 | 135.7755 | 164.0816 | 80.396 | 189.3625 | 72.2433 | 231.9644 | 101.8357 | 157.8534 | 91.5836 | 136.0682 | 55.5834 | 181.7106 | 293.2439 | 175.7882 | 294.8114 | 144.9302 | 104.3779 | 226.6037 | 149.4638 | 145.5885 | 213.257 | 148.9301 | 288.0512 | 94.8231 | 103.5916 | 104.9466 | 139.9345 | 127.4354 | 147.7575 | 6.0407 | 88.4288 | 139.2524 | 118.9427 | 150.0017 | 134.4504 | 129.4763 | 124.3673 | 126.6086 | 130.3006 | 159.9701 | 119.0383 | 100.6348 | 143.1095 | 63.9607 | 97.5302 | 270.6155 | 168.0795 | 181.5879 | 94.1947 | 127.5114 | 141.7826 | 177.2302 | 57.6879 | 207.355 | 100.6684 | 139.8183 | 91.7327 | 181.4104 | 145.4067 | 88.4583 | 131.5212 | 156.9644 | 188.886 | 203.8729 | 89.5131 | 206.7542 | 174.6188 | 130.1811 | 142.2722 | 72.4339 | 96.431 | 137.1741 | 160.8369 | 131.0433 | 217.236 | 119.5805 | 118.1563 | 139.7461 | 57.4621 | 154.6428 | 177.9114 | 62.2403 | 106.1401 | 94.5959 | 130.3301 | 132.7505 | 160.4986 | 157.6723 | 189.5151 | 157.111 | 113.8944 | 177.9658 | 199.552 | 261.0689 | 93.8986 | 148.3511 | 130.087 | 101.31 | 134.1356 | 198.0074 | 189.3855 | 114.1645 | 113.9192 | 129.8385 | 72.9071 | 136.4825 | 194.6304 | 152.2837 | 94.5226 | 170.0952 | 135.198 | 129.5311 | 124.1556 | 11.8616 | 59.4441 | 81.9403 | 91.4266 | 141.7948 | 123.2909 | 137.6507 | 111.7062 | 139.0248 | 76.2743 | 155.4711 | 143.1335 | 150.1804 | 103.5437 | 68.8723 | 109.9255 | 116.5807 | 171.2341 | 135.5268 | 83.7049 | 156.2491 | 117.1178 | 62.192 | 119.2795 | 181.8173 | 147.0885 | 84.2172 | 167.2119 | 105.5967 | 109.6789 | 152.9256 | 197.084 | 146.5484 | 118.1298 | 180.0488 | 124.5326 | 108.7595 | 55.4283 | 31.2392 | 84.163 | 165.8084 | 115.2086 | 154.5597 | 19.1064 | 107.4293 | 61.0012 | 131.4067 | 163.1976 | 96.2838 | 83.2423 | 167.9521 | 127.2545 | 120.052 | 83.6868 | 126.2842 | 111.8941 | 142.2318 | 138.4897 | 159.2908 | 126.2283 | 112.8523 | 77.3551 | 153.5558 | 148.9115 | 78.085 | 92.9596 | 107.663 | 96.184 | 157.7489 | 199.8729 | 265.8895 | 85.9183 | 139.6835 | 175.0506 | 113.061 | 124.2424 | 79.2921 | 89.5206 | 207.3897 | 87.3085 | 120.6418 | 88.1143 | 155.9968 | 138.7879 | 82.0514 | 172.8929 | 33.671 | 106.5072 | 121.193 | 136.6179 | 80.2564 | 94.3633 | 102.4017 | 136.1572 | 100.1937 | 82.4315 | 145.2712 | 67.2344 | 110.0815 | 205.5576 | 104.9014 | 135.6945 | 103.9194 | 142.1123 | 75.3922 | 167.2968 | 129.6396 | 120.5081 | 124.7349 | 120.1006 | 172.292 | 147.0496 | 120.161 | 207.9284 | 236.2745 | 154.1878 | 150.9418 | 71.6858 | 142.3547 | 304.766 | 94.1356 | 98.7496 | 81.8123 | 156.3825 | 91.1794 | 98.9199 | 188.9088 | 96.8412 | 139.3008 | 134.4069 | 109.8431 | 172.5325 | 112.3736 | 100.8127 | 154.5649 | 89.0592 | 140.4968 | 102.7794 | 69.5401 | 173.1687 | 96.0847 | 89.8449 | 105.1767 | 97.0042 | 92.369 | 75.05 | 80.1923 | 93.8376 | 120.8029 | 309.4588 | 100.4728 | 171.3104 | 103.0192 | 241.6008 | 198.6533 | 81.7491 | 82.6591 | 149.5662 | 122.6555 | 132.0303 | 132.3109 | 83.1159 | 116.5231 | 86.557 | 115.5087 | 134.4907 | 74.7827 | 149.606 | 95.8716 | 97.9598 | 118.5614 | 193.6923 | 134.5136 | 168.0233 | 65.3373 | 155.6285 | 128.0818 | 80.614 | 162.3832 | 176.5057 | 136.4586 | 166.9944 | 109.3335 | 99.216 | 100.405 | 110.8584 | 98.377 | 134.1141 | 115.3269 | 117.3736 | 124.0981 | 89.6721 | 153.3368 | 139.1683 | 87.4672 | 127.6089 | 72.9094 | 231.1474 | 72.563 | 39.8066 | 155.319 | 164.323 | 139.4832 | 99.7397 | 114.7679 | 167.3075 | 135.6568 | 134.8495 | 199.4062 | 129.9474 | 176.8803 | 179.9881 | 62.0833 | 63.5273 | 178.5535 | 132.5386 | 85.3459 | 41.577 | 197.7473 | 96.2267 | 113.3713 | 94.6248 | 150.409 | 128.1931 | 142.9874 | 208.4643 | 99.0721 | 150.1594 | 185.3767 | 138.9176 | 34.8946 | 132.797 | 220.4215 | 102.5544 | 157.3213 | 175.2351 | 115.7815 | 150.6933 | 115.782 | 181.6455 | 177.2568 | 102.9746 | 107.0928 | 131.5116 | 184.1327 | 76.8577 | 150.9432 | 121.156 | 134.8822 | 93.2938 | 162.1003 | 157.5377 | 193.0047 | 152.315 | 137.797 | 93.0153 | 178.6535 | 139.452 | 105.6262 | 167.208 | 179.5841 | 146.957 | 62.2162 | 161.1806 | 108.2205 | 90.5713 | 94.4942 | 64.1973 | 108.2981 | 77.9515 | 69.9171 | 175.6397 | 89.9733 | 134.1664 | 50.3002 | 125.7953 | 151.2454 | 117.1021 | 78.8495 | 72.9954 | 71.1057 | 113.2609 | 123.6042 | 157.179 | 133.1697 | 96.4791 | 181.8545 | 193.6128 | 125.7944 | 110.6312 | 58.0477 | 134.2497 | 134.0626 | 231.5729 | 93.742 | 67.173 | 113.8214 | 106.2689 | 123.358 | 88.8461 | 138.5333 | 107.0442 | 218.8167 | 84.6359 | 58.7056 | 102.7948 | 140.284 | 123.3057 | 122.7978 | 104.6397 | 190.3887 | 81.8183 | 65.1762 | 122.7056 | 76.182 | 106.0531 | 150.4892 | 73.7415 | 174.1633 | 75.2887 | 95.9129 | 109.8848 | 164.7864 | 175.9957 | 150.0204 | 114.1365 | 94.5116 | 160.2755 | 85.2308 | 119.8898 | 134.5516 | 82.7284 | 157.7716 | 211.4378 | 178.6942 | 93.4132 | 98.1567 | 98.4157 | 138.1633 | 50.5466 | 62.1989 | 72.336 | 143.0068 | 147.0501 | 85.9013 | 108.8065 | 103.6012 | 136.5503 | 73.0771 | 242.4842 | 88.5874 | 147.4119 | 207.9023 | 84.6107 | 81.5095 | 60.1933 | 160.7262 | 82.5462 | 141.2241 | 206.8888 | 145.0116 | 193.6943 | 47.6227 | 132.5104 | 81.3196 | 45.0347 | 73.989 | 211.0096 | 132.5229 | 235.5146 | 160.8233 | 36.9794 | 90.5523 | 48.3106 | 86.8059 | 111.2143 | 110.2857 | 135.0684 | 173.8206 | 154.0467 | 132.425 | 144.1575 | 117.8615 | 186.0297 | 101.0486 | 111.9453 | 198.5854 | 85.9164 | 188.9698 | 88.419 | 131.2801 | 123.8222 | 99.8858 | 207.6149 | 126.3643 | 123.0859 | 202.0157 | 134.8333 | 99.6854 | 122.0002 | 57.3355 | 99.2904 | 140.0476 | 108.3438 | 16.3147 | 150.014 | 83.8214 | 124.0066 | 215.821 | 134.9796 | 170.2671 | 138.477 | 156.6449 | 94.7414 | 120.1462 | 174.4113 | 141.0947 | 65.1535 | 73.4482 | 148.8045 | 173.3844 | 124.8157 | 103.147 | 95.8942 | 94.4128 | 155.4587 | 99.1884 | 83.3018 | 61.8759 | 171.3034 | 119.3131 | 42.2858 | 128.1614 | 123.8027 | 49.7523 | 147.5374 | 116.2699 | 122.3881 | 95.0782 | 136.486 | 110.082 | 163.1328 | 186.4536 | 87.0831 | 146.7332 | 141.077 | 89.1518 | 222.8143 | 88.3763 | 80.7248 | 132.6507 | 130.1358 | 131.9297 | 131.6329 | 120.1409 | 137.3396 | 149.9785 | 176.3336 | 125.4463 | 140.8967 | 165.44 | 170.9069 | 94.1336 | 45.6618 | 115.5048 | 198.6252 | 82.4516 | 189.7319 | 84.0252 | 103.1662 | 203.7811 | 115.6331 | 177.65 | 101.7268 | 128.3688 | 131.4892 | 107.2689 | 148.9013 | 132.1255 | 72.8212 | 179.9757 | 216.329 | 119.9381 | 70.3207 | 155.6556 | 104.6064 | 148.5092 | 90.1549 | 142.7592 | 73.8447 | 91.8561 | 143.4731 | 107.7974 | 124.6973 | 108.2451 | 137.9415 | 151.7268 | 137.0825 | 153.1882 | 118.644 | 232.5223 | 61.7778 | 107.7181 | 105.7323 | 135.8406 | 160.3713 | 179.7779 | 90.909 | 131.0497 | 69.4992 | 291.5921 | 106.9615 | 103.0535 | 143.8742 | 49.154 | 136.9438 | 129.6218 | 102.691 | 243.7099 | 102.9298 | 129.7249 | 86.3482 | 97.2466 | 151.7253 | 102.4833 | 178.9021 | 115.6683 | 119.0352 | 227.7661 | 152.5071 | 52.3522 | 86.5192 | 165.6551 | 70.0932 | 156.9784 | 149.89 | 126.3112 | 94.9281 | 67.4542 | 87.1646 | 80.9173 | 148.2863 | 86.0732 | 99.3605 | 83.8441 | 114.5126 | 244.9246 | 234.5587 | 183.5974 | 149.5139 | 108.7426 | 159.0581 | 183.5389 | 106.9238 | 155.6474 | 92.6534 | 98.7494 | 67.649 | 155.8382 | 124.4565 | 73.9327 | 101.1366 | 132.1609 | 68.315 | 143.3359 | 88.7109 | 87.5185 | 150.6389 | 152.2707 | 140.9162 | 181.751 | 107.4763 | 132.3964 | 83.783 | 164.2689 | 51.7895 | 88.8875 | 130.519 | 197.4294 | 133.6352 | 175.5091 | 112.5381 | 130.0561 | 87.3092 | 162.7854 | 128.3435 | 166.8541 | 144.4453 | 183.5899 | 132.7054 | 186.3575 | 177.7375 | 210.8442 | 121.3865 | 178.3143 | 197.3724 | 95.322 | 112.6885 | 88.1816 | 74.0553 | 79.4927 | 119.1923 | 126.3906 | 56.0989 | 154.2427 | 242.8435 | 155.2705 | 146.2486 | 150.1274 | 126.0379 | 172.2608 | 109.5747 | 154.6737 | 83.3851 | 125.8469 | 153.5829 | 131.1391 | 145.6084 | 184.6192 | 191.3919 | 93.9518 | 179.3708 | 103.9107 | 97.7364 | 60.9188 | 165.7564 | 140.2977 | 84.3774 | 103.643 | 164.3571 | 119.5858 | 135.9678 | 102.7213 | 123.7868 | 102.4275 | 152.543 | 67.2376 | 154.8038 | 77.866 | 171.3451 | 155.3705 | 109.3313 | 224.623 | 216.5699 | 155.2854 | 218.1001 | 211.6705 | 127.9319 | 176.1622 | 101.4871 | 145.5453 | 119.4788 | 142.7527 | 157.7311 | 128.9582 | 80.5632 | 101.2042 | 76.5298 | 97.3391 | 96.6535 | 167.8639 | 61.7723 | 74.7402 | 95.7816 | 210.6065 | 140.2429 | 215.6312 | 166.6495 | 153.9341 | 176.9044 | 82.207 | 116.0395 | 152.3948 | 214.0068 | 160.0475 | 107.8116 | 60.9212 | 134.5073 | 71.9916 | 76.7683 | 260.6792 | 170.7567 | 154.4275 | 198.3763 | 141.2427 | 206.8567 | 90.1673 | 116.9045 | 58.3484 | 172.0201 | 100.7015 | 70.3613 | 101.0006 | 98.5485 | 109.0229 | 127.9879 | 79.4596 | 165.1268 | 42.0068 | 270.2857 | 248.7409 | 145.8502 | 112.6556 | 108.715 | 100.6377 | 176.1643 | 132.4498 | 75.5657 | 86.8261 | 110.8483 | 85.3615 | 65.2898 | 71.9139 | 127.8312 | 99.104 | 101.6014 | 186.2339 | 99.6008 | 111.875 | 102.7065 | 148.548 | 178.6789 | 116.6448 | 170.5077 | 153.052 | 143.121 | 63.2181 | 84.8753 | 92.6194 | 88.4623 | 134.3989 | 152.998 | 72.1038 | 129.9061 | 113.1188 | 77.1174 | 70.2975 | 75.1581 | 104.2377 | 156.5877 | 87.0405 | 132.5853 | 154.0954 | 156.392 | 101.5811 | 125.199 | 155.9702 | 137.4144 | 165.958 | 98.4407 | 70.3197 | 115.7834 | 46.3515 | 162.4488 | 136.8072 | 248.1973 | 212.8729 | 112.13 | 73.5445 | 147.9874 | 154.6974 | 76.3596 | 115.6735 | 163.7906 | 82.3932 | 50.9232 | 90.3683 | 166.8198 | 103.7088 | 211.0846 | 89.1911 | 145.637 | 127.0875 | 72.609 | 149.2497 | 139.6667 | 184.5774 | 144.473 | 100.0634 | 106.2907 | 281.6846 | 189.9287 | 146.8137 | 150.1751 | 114.045 | 87.6642 | 176.2222 | 121.3391 | 93.2036 | 105.8066 | 136.1099 | 132.9055 | 135.261 | 158.5892 | 127.6301 | 152.0852 | 140.1858 | 85.7748 | 189.517 | 216.1878 | 92.8858 | 87.6446 | 103.0802 | 80.1229 | 83.9544 | 85.0349 | 208.7699 | 40.0456 | 137.5546 | 60.7271 | 183.4858 | 128.7918 | 103.0639 | 130.5876 | 141.3399 | 150.0869 | 64.6829 | 72.2713 | 131.1389 | 135.491 | 74.3658 | 94.3793 | 137.0547 | 166.3855 | 101.5522 | 115.4589 | 161.4136 | 54.8209 | 176.7081 | 83.4632 | 56.9121 | 179.7084 | 107.0375 | 246.7862 | 48.7022 | 150.5094 | 128.8544 | 146.5115 | 137.8713 | 128.8017 | 109.3214 | 254.2296 | 205.1322 | 152.2968 | 147.9574 | 83.9771 | 261.5682 | 128.814 | 122.6494 | 90.3388 | 123.0551 | 161.9629 | 95.5892 | 86.8813 | 130.2719 | 99.1577 | 121.0643 | 99.3789 | 82.6322 | 127.6451 | 153.4889 | 168.0053 | 82.667 | 123.2155 | 102.1163 | 205.4998 | 123.3963 | 42.3919 | 97.8391 | 183.2122 | 192.0967 | 92.3761 | 111.4564 | 105.5869 | 122.8482 | 146.7118 | 134.3115 | 56.471 | 110.6108 | 180.4677 | 149.7725 | 122.0126 | 92.3951 | 143.7476 | 102.6914 | 97.6102 | 200.0412 | 104.2034 | 127.8241 | 167.0825 | 143.603 | 61.4967 | 79.4881 | 69.912 | 118.387 | 257.6484 | 175.6979 | 53.332 | 161.1964 | 156.4923 | 90.0699 | 134.8473 | 80.61 | 135.8237 | 147.3102 | 47.601 | 81.5836 | 121.8993 | 120.4784 | 122.0757 | 102.3413 | 53.2502 | 106.3826 | 128.1835 | 315.2624 | 122.8868 | 125.9236 | 93.0472 | 111.3546 | 125.3419 | 104.151 | 141.3211 | 103.8942 | 180.3675 | 158.2743 | 136.004 | 161.6659 | 81.38 | 194.5795 | 238.1423 | 281.5366 | 199.4528 | 136.2376 | 72.3139 | 116.5481 | 108.3519 | 207.927 | 109.756 | 97.2242 | 106.1362 | 158.5727 | 140.9054 | 115.4829 | 96.746 | 82.657 | 127.5655 | 180.4862 | 128.46 | 97.9733 | 185.3359 | 114.5112 | 224.8503 | 148.7348 | 139.6402 | 68.9238 | 151.69 | 245.7509 | 77.1008 | 122.5539 | 81.9027 | 243.1478 | 125.5393 | 193.2779 | 119.9168 | 127.9978 | 84.924 | 151.9056 | 70.2525 | 114.3691 | 190.4229 | 99.9482 | 94.7859 | 75.9472 | 174.9356 | 126.0264 | 125.4154 | 119.7951 | 116.6817 | 275.9878 | 219.8383 | 182.893 | 91.3575 | 205.1922 | 164.6863 | 79.6722 | 97.4358 | 121.1189 | 168.9538 | 159.0081 | 198.1029 | 109.586 | 205.608 | 121.8485 | 72.821 | 90.06 | 193.4563 | 88.3026 | 95.7906 | 136.0904 | 199.968 | 166.7196 | 95.4265 | 207.4194 | 207.0352 | 66.3306 | 152.5228 | 93.3712 | 98.7933 | 113.8398 | 107.5395 | 225.174 | 157.1143 | 56.6185 | 85.938 | 249.0224 | 136.5849 | 123.2441 | 201.4862 | 173.1163 | 175.1831 | 101.9917 | 178.9285 | 102.8316 | 142.8735 | 214.1426 | 133.217 | 80.8008 | 72.9838 | 180.9557 | 112.0537 | 200.293 | 121.7861 | 101.3031 | 85.9986 | 101.9899 | 87.1825 | 175.2037 | 52.6538 | 161.3946 | 163.4484 | 141.0947 | 105.5286 | 96.3277 | 115.5839 | 252.4384 | 124.9079 | 159.1671 | 93.8736 | 146.3782 | 109.2743 | 100.3765 | 74.4292 | 133.6489 | 59.4557 | 90.4024 | 126.025 | 101.8364 | 142.7411 | 215.4539 | 156.378 | 118.0429 | 80.4113 | 229.3201 | 88.3999 | 111.3282 | 194.9298 | 84.2579 | 181.1853 | 101.2546 | 169.0454 | 226.2463 | 110.4075 | 126.4785 | 143.1087 | 108.1982 | 151.2928 | 80.0952 | 171.1508 | 148.3565 | 153.8123 | 120.42 | 237.0511 | 242.5232 | 98.5646 | 93.9342 | 63.7432 | 98.8123 | 76.9518 | 219.6468 | 68.2169 | 84.1922 | 70.7098 | 97.0993 | 130.1281 | 155.6574 | 103.8356 | 160.1338 | 174.5285 | 91.9693 | 157.0276 | 96.932 | 122.1021 | 136.8672 | 92.7007 | 130.7545 | 25.3461 | 145.0523 | 126.0986 | 80.6587 | 144.2866 | 182.5631 | 154.1298 | 135.0047 | 231.1136 | 65.0386 | 119.5256 | 121.1642 | 180.6594 | 107.9123 | 125.5197 | 68.0325 | 104.1465 | 105.8769 | 115.5221 | 109.6383 | 84.2788 | 109.9815 | 101.166 | 140.112 | 97.7211 | 188.2198 | 105.6773 | 152.4044 | 101.4504 | 122.5788 | 99.2414 | 88.3058 | 120.0187 | 98.2422 | 127.1857 | 172.5197 | 150.6586 | 116.3367 | 138.0816 | 139.8459 | 127.6012 | 164.8279 | 147.1725 | 84.9127 | 137.9527 | 91.2013 | 215.7749 | 178.6295 | 135.4072 | 136.8539 | 152.3989 | 153.2011 | 58.9383 | 126.2534 | 154.3614 | 101.697 | 124.0326 | 128.605 | 97.8579 | 147.4997 | 181.2482 | 57.1393 | 156.3305 | 106.5903 | 230.6527 | 155.2858 | 97.0756 | 177.0495 | 113.2346 | 104.6247 | 126.9064 | 104.3725 | 38.5594 | 128.4939 | 90.6122 | 103.9837 | 143.5182 | 205.8269 | 77.9093 | 134.0926 | 104.3213 | 88.8688 | 92.3797 | 209.7119 | 94.3401 | 169.1007 | 220.5425 | 78.0937 | 94.7848 | 104.5544 | 133.9874 | 177.6575 | 123.6501 | 102.9458 | 88.0174 | 184.6162 | 140.1169 | 126.8731 | 151.662 | 89.1743 | 182.7969 | 131.0412 | 169.5828 | 129.1597 | 103.9854 | 198.815 | 172.925 | 161.5245 | 116.683 | 169.615 | 177.5691 | 75.892 | 81.9389 | 181.8602 | 137.6683 | 155.7767 | 174.3841 | 153.6961 | 132.9377 | 138.7715 | 78.9166 | 87.7719 | 111.0132 | 128.693 | 193.9918 | 105.1496 | 237.9231 | 119.9754 | 81.7383 | 109.4682 | 73.2077 | 122.4819 | 127.2795 | 140.9946 | 146.2322 | 112.0537 | 191.5751 | 104.6715 | 68.7633 | 71.4306 | 116.6246 | 133.2722 | 120.6904 | 75.8449 | 169.1331 | 147.6981 | 166.9061 | 142.8105 | 134.6935 | 119.1212 | 141.1772 | 162.2507 | 111.0827 | 153.2277 | 158.9635 | 214.9307 | 199.2428 | 126.5138 | 136.3792 | 60.8342 | 135.4943 | 93.2735 | 206.1193 | 158.7909 | 132.3393 | 156.8523 | 102.6384 | 91.2753 | 156.2725 | 158.5791 | 84.9078 | 64.4743 | 108.6108 | 129.2581 | 181.6854 | 90.776 | 179.1871 | 124.7534 | 143.5446 | 181.2792 | 140.3813 | 80.1996 | 212.9831 | 107.4279 | 97.512 | 117.4321 | 193.6983 | 175.7766 | 202.0998 | 106.7658 | 50.64 | 124.5939 | 131.9734 | 123.905 | 138.6111 | 186.0911 | 115.7481 | 101.2669 | 99.9736 | 162.2647 | 94.0406 | 58.5252 | 111.0043 | 117.4152 | 66.0866 | 120.4675 | 182.5895 | 91.1349 | 153.3738 | 176.3935 | 150.87 | 144.4948 | 144.2968 | 99.742 | 97.7798 | 110.1953 | 75.7479 | 134.0868 | 104.2891 | 119.6262 | 60.3207 | 160.2251 | 179.6746 | 119.568 | 123.5439 | 97.6659 | 196.8065 | 102.3098 | 158.7334 | 108.2283 | 139.9002 | 140.3549 | 173.2353 | 47.8351 | 127.5191 | 149.9927 | 168.2425 | 194.2064 | 46.5081 | 90.6679 | 112.8687 | 108.0535 | 166.3967 | 231.7606 | 106.6502 | 143.0932 | 115.1543 | 119.1817 | 118.2868 | 168.4838 | 88.0233 | 129.5358 | 164.3924 | 114.0318 | 182.2956 | 205.597 | 125.0527 | 173.8413 | 107.0002 | 96.7334 | 94.6917 | 78.1751 | 105.4246 | 93.1808 | 137.8435 | 85.906 | 124.3218 | 83.7817 | 222.4069 | 80.8887 | 91.344 | 106.5428 | 145.721 | 93.6663 | 92.1062 | 221.0901 | 240.5506 | 72.4338 | 283.1356 | 116.1553 | 112.7909 | 107.2733 | 54.1708 | 101.9475 | 247.7724 | 157.2411 | 117.1133 | 123.9273 | 57.7232 | 62.0026 | 122.5619 | 112.5166 | 227.8633 | 76.6787 | 269.3444 | 126.5332 | 90.4494 | 196.6289 | 212.1685 | 71.4323 | 166.3673 | 98.6845 | 150.9595 | 109.9575 | 152.1156 | 53.7254 | 128.3907 | 136.2106 | 137.4453 | 74.2217 | 221.4948 | 167.2657 | 163.9429 | 67.8686 | 162.7808 | 120.3716 | 56.2284 | 120.4223 | 96.9407 | 90.3996 | 133.2954 | 131.1424 | 193.5966 | 108.6966 | 119.5737 | 95.3868 | 94.751 | 81.1538 | 173.1806 | 135.7589 | 72.8679 | 165.3268 | 233.6806 | 162.2665 | 202.1703 | 151.2647 | 171.258 | 150.7202 | 117.1287 | 103.1302 | 98.3275 | 117.1348 | 117.8843 | 216.917 | 90.7253 | 115.5969 | 78.6818 | 174.1231 | 174.818 | 201.9108 | 190.792 | 74.6543 | 114.7966 | 175.4766 | 88.2681 | 208.5165 | 259.3596 | 63.1459 | 133.6774 | 154.0554 | 112.0312 | 126.3553 | 155.2467 | 143.1702 | 123.808 | 126.3402 | 127.9706 | 87.0083 | 122.2819 | 137.4809 | 195.5556 | 120.9226 | 116.9909 | 93.4069 | 107.5797 | 177.7542 | 88.3478 | 183.1267 | 40.7407 | 133.6429 | 135.4957 | 92.342 | 104.3708 | 151.8809 | 123.4083 | 120.012 | 128.5988 | 236.1626 | 76.4634 | 99.4897 | 94.6648 | 149.7952 | 243.7263 | 72.9267 | 130.3681 | 75.1126 | 117.4948 | 122.0178 | 203.147 | 86.7076 | 108.2352 | 96.4399 | 140.2262 | 86.6146 | 76.9891 | 138.7172 | 131.4164 | 133.8233 | 118.1033 | 111.4125 | 208.1979 | 191.631 | 79.5202 | 145.7278 | 149.2794 | 66.1307 | 169.9131 | 165.8259 | 179.5166 | 106.292 | 110.3727 | 138.7422 | 166.3789 | 229.3988 | 150.3757 | 114.9456 | 116.9253 | 175.3571 | 116.831 | 98.7678 | 101.1316 | 103.5358 | 173.0164 | 165.964 | 251.9053 | 206.1414 | 159.7776 | 130.9751 | 111.2668 | 109.2137 | 209.3721 | 187.6108 | 145.544 | 100.9682 | 120.2531 | 79.534 | 132.1442 | 92.5972 | 61.6312 | 138.7945 | 160.0906 | 152.5687 | 170.3482 | 105.8681 | 155.2075 | 138.2433 | 117.5925 | 143.2436 | 194.9369 | 121.7459 | 82.9572 | 96.1689 | 123.2865 | 143.3439 | 145.419 | 107.4094 | 148.5395 | 191.7112 | 86.8345 | 92.3733 | 119.089 | 85.0955 | 108.5517 | 220.4705 | 182.8642 | 58.9502 | 150.6358 | 139.025 | 226.673 | 96.7782 | 75.5243 | 127.9055 | 130.4221 | 162.6426 | 65.9284 | 223.5993 | 140.9605 | 107.6176 | 148.3689 | 110.4848 | 71.8611 | 140.9919 | 116.6421 | 140.8052 | 48.579 | 132.2069 | 91.7648 | 159.1589 | 180.2738 | 87.1129 | 47.2061 | 175.8535 | 130.5542 | 166.221 | 229.7914 | 122.7857 | 87.3722 | 116.9829 | 143.5816 | 95.6593 | 99.4814 | 204.0923 | 232.7913 | 120.6441 | 123.0055 | 131.2656 | 191.7949 | 130.7992 | 82.8985 | 159.1671 | 137.0413 | 185.7722 | 96.696 | 197.9715 | 178.3457 | 77.1594 | 52.0199 | 173.9577 | 142.1387 | 194.7798 | 61.9659 | 192.6828 | 140.2786 | 203.3584 | 153.2385 | 275.513 | 136.9731 | 98.2317 | 146.0179 | 186.1911 | 98.0385 | 76.0821 | 37.6713 | 228.9334 | 122.3867 | 133.2376 | 107.3593 | 86.8048 | 117.8178 | 131.0858 | 134.7082 | 134.9676 | 179.9829 | 64.0414 | 159.8929 | 161.1203 | 223.7347 | 74.1674 | 207.9191 | 166.5547 | 163.0113 | 185.7337 | 124.5263 | 233.5071 | 99.7907 | 108.2013 | 59.8855 | 224.9267 | 103.824 | 66.4181 | 232.6019 | 178.2274 | 142.3156 | 146.3797 | 129.3961 | 66.9807 | 127.0219 | 187.2099 | 148.7433 | 79.8082 | 87.6973 | 117.3 | 78.9203 | 121.0303 | 120.2169 | 146.2607 | 169.0333 | 65.9234 | 103.6091 | 93.5646 | 196.2206 | 272.4628 | 72.2291 | 109.8329 | 101.9937 | 90.5771 | 120.0304 | 113.5746 | 125.6336 | 78.9591 | 167.0542 | 169.6043 | 214.4636 | 164.3515 | 61.0386 | 192.4395 | 145.8049 | 85.6858 | 154.129 | 55.1687 | 87.323 | 114.7745 | 145.288 | 114.1718 | 90.6894 | 126.8899 | 149.6814 | 174.3388 | 123.2691 | 126.7077 | 96.7499 | 160.6602 | 111.3192 | 107.5331 | 114.1812 | 122.003 | 68.3596 | 122.8745 | 82.9565 | 156.6966 | 168.9334 | 146.4691 | 175.834 | 77.0031 | 114.3408 | 81.143 | 120.6692 | 113.5388 | 134.7741 | 80.0303 | 107.916 | 110.4006 | 136.4099 | 140.6313 | 191.7916 | 201.9276 | 121.1846 | 119.2144 | 159.1351 | 109.7708 | 107.2192 | 177.0467 | 102.3673 | 70.4819 | 105.3279 | 132.5251 | 139.2189 | 126.7428 | 95.961 | 128.6232 | 87.9716 | 140.5645 | 133.3658 | 159.6448 | 118.7982 | 126.0017 | 119.2272 | 164.0881 | 97.762 | 128.159 | 146.4286 | 371.3086 | 148.7285 | 136.2415 | 231.2392 | 203.557 | 75.3382 | 92.2273 | 203.4769 | 227.7938 | 79.9911 | 183.561 | 137.4327 | 101.949 | 143.6383 | 176.8337 | 91.9002 | 79.4033 | 134.3547 | 128.1275 | 157.0551 | 111.6325 | 103.1183 | 89.094 | 142.1253 | 166.6441 | 92.5318 | 94.7862 | 71.702 | 113.3012 | 126.1174 | 80.7355 | 138.8798 | 70.4533 | 140.1792 | 27.1337 | 92.4938 | 119.4115 | 96.6882 | 82.6517 | 106.3618 | 189.1216 | 79.304 | 185.6086 | 188.3709 | 112.775 | 66.5119 | 127.1235 | 153.7622 | 187.6371 | 197.987 | 92.6252 | 111.3489 | 55.0789 | 157.6544 | 73.4387 | 85.0557 | 222.7672 | 184.743 | 70.6281 | 203.7929 | 82.5218 | 96.9341 | 86.2491 | 154.3954 | 180.8262 | 67.5781 | 106.7028 | 206.4734 | 68.8682 | 117.9734 | 106.7463 | 164.2151 | 190.8102 | 84.7833 | 99.2292 | 102.8701 | 112.6247 | 98.275 | 178.8787 | 94.2983 | 111.3514 | 102.324 | 152.4723 | 174.4446 | 113.5306 | 207.4515 | 195.1441 | 84.1124 | 34.7977 | 119.2075 | 169.5518 | 127.8115 | 68.7551 | 112.3255 | 149.2489 | 149.2245 | 80.9883 | 133.5008 | 148.3283 | 105.0644 | 74.0588 | 100.7037 | 70.1074 | 232.8026 | 208.1912 | 147.442 | 152.1113 | 81.7308 | 130.1101 | 98.1841 | 165.5288 | 151.7135 | 81.3027 | 150.0695 | 136.1815 | 73.051 | 155.5197 | 82.6855 | 134.1375 | 49.069 | 142.0027 | 102.9353 | 88.4632 | 98.9196 | 140.5744 | 154.6427 | 155.4073 | 106.2977 | 102.5339 | 59.3987 | 205.0317 | 65.2925 | 66.1602 | 93.5452 | 120.9951 | 157.6837 | 68.0301 | 174.6778 | 132.119 | 81.4766 | 123.2634 | 56.1075 | 159.2133 | 176.7 | 116.0067 | 79.4595 | 103.0994 | 107.6088 | 96.188 | 98.5654 | 88.7827 | 105.2615 | 132.3275 | 154.2595 | 60.7062 | 208.5798 | 76.6794 | 87.5909 | 145.1019 | 169.7634 | 112.3062 | 141.9847 | 123.7054 | 156.4976 | 102.674 | 128.3972 | 101.8272 | 148.3544 | 80.5981 | 107.8968 | 75.9054 | 101.3337 | 114.6154 | 149.1208 | 165.4145 | 109.8532 | 186.3099 | 95.8386 | 153.7396 | 85.7705 | 66.6935 | 101.4012 | 87.0345 | 114.1747 | 106.0514 | 202.3158 | 148.7419 | 147.4946 | 108.9642 | 97.4407 | 162.9669 | 94.4148 | 122.4711 | 187.2408 | 59.732 | 129.7427 | 173.3533 | 111.8539 | 86.1511 | 81.1237 | 110.3589 | 104.012 | 92.5756 | 83.3384 | 99.5055 | 218.5419 | 116.5265 | 174.3986 | 133.1818 | 142.9874 | 102.4548 | 114.8961 | 83.5568 | 78.9528 | 67.3267 | 94.4498 | 89.4971 | 263.2856 | 102.2696 | 69.5679 | 155.4887 | 90.4925 | 70.1886 | 0.56763 | 130.4925 | 105.6778 | 123.7025 | 146.4833 | 135.1576 | 110.4683 | 101.4348 | 131.8417 | 105.4076 | 188.6408 | 175.3735 | 80.2 | 97.8588 | 74.162 | 132.9602 | 151.6393 | 129.9688 | 205.7688 | 117.134 | 50.5224 | 113.0357 | 91.1354 | 72.8282 | 277.6974 | 264.3478 | 144.301 | 126.123 | 85.93 | 98.9241 | 134.4537 | 99.0244 | 65.3053 | 128.4841 | 206.8413 | 82.1334 | 150.7809 | 84.7555 | 90.7596 | 241.1933 | 119.0707 | 298.877 | 105.5005 | 99.5444 | 169.9464 | 119.4599 | 120.8819 | 108.4372 | 75.9885 | 57.5156 | 94.9968 | 117.2233 | 130.3626 | 103.3208 | 75.2165 | 119.7532 | 100.1408 | 269.339 | 99.6573 | 134.3793 | 103.9392 | 142.2979 | 91.6168 | 75.3291 | 119.9991 | 94.1666 | 119.9986 | 133.0632 | 124.6602 | 190.5956 | 53.6128 | 94.4921 | 179.5806 | 120.3457 | 147.5624 | 75.758 | 126.0209 | 159.9787 | 84.7965 | 106.2164 | 97.0052 | 80.6023 | 118.9979 | 122.8351 | 134.2213 | 140.6781 | 121.592 | 139.1906 | 172.9131 | 122.0147 | 173.7124 | 117.8962 | 183.7822 | 180.2819 | 98.9161 | 165.9014 | 93.8831 | 178.1394 | 112.688 | 107.5956 | 202.207 | 108.0978 | 138.6732 | 77.1724 | 76.048 | 107.9507 | 116.4057 | 81.7646 | 96.3185 | 167.9499 | 92.1186 | 145.1975 | 126.8706 | 72.2176 | 81.992 | 83.9343 | 107.7533 | 101.6416 | 196.2814 | 130.4781 | 68.3127 | 141.0151 | 111.5177 | 206.3346 | 145.3889 | 121.2277 | 160.9378 | 150.9435 | 104.7529 | 108.5763 | 145.8748 | 98.4472 | 114.453 | 52.6227 | 148.0305 | 106.4029 | 192.361 | 146.7894 | 285.1281 | 103.9487 | 88.3074 | 86.9474 | 60.5009 | 159.416 | 118.6974 | 173.9701 | 85.5468 | 312.237 | 117.8976 | 110.4724 | 177.9511 | 48.0448 | 193.314 | 164.9927 | 89.7046 | 173.1638 | 129.6582 | 144.7541 | 98.7335 | 167.1067 | 157.239 | 112.0142 | 163.2857 | 113.9031 | 113.0583 | 135.1003 | 90.4351 | 130.6232 | 154.6068 | 115.0414 | 45.2708 | 114.6708 | 110.1363 | 105.1123 | 71.6702 | 135.713 | 65.6293 | 137.4392 | 105.5886 | 113.4921 | 90.1507 | 209.6146 | 177.0714 | 196.3869 | 152.0098 | 92.6646 | 43.4668 | 82.7879 | 77.3773 | 135.1292 | 146.4945 | 164.8201 | 126.4576 | 86.3095 | 124.8069 | 213.1152 | 131.008 | 42.9651 | 153.0055 | 104.5505 | 204.7151 | 222.7164 | 160.7452 | 107.4526 | 163.9292 | 113.2094 | 86.3707 | 160.7568 | 94.5914 | 168.3669 | 41.1935 | 75.7449 | 113.9516 | 124.4796 | 66.1737 | 244.7121 | 158.2263 | 151.2312 | 141.5784 | 115.529 | 127.2908 | 65.116 | 143.9808 | 143.3505 | 131.6303 | 151.6221 | 68.8843 | 72.7771 | 14.0217 | 169.8091 | 114.5205 | 201.0665 | 174.9685 | 190.4956 | 205.1952 | 127.3147 | 88.0155 | 174.1752 | 171.8423 | 113.8742 | 115.7781 | 147.6639 | 173.8726 | 184.606 | 214.3398 | 89.9344 | 184.4178 | 195.225 | 83.0783 | 105.5563 | 116.0283 | 105.2993 | 49.4568 | 156.4394 | 63.9876 | 137.6996 | 149.0154 | 71.0664 | 138.2912 | 136.4427 | 101.1635 | 130.19 | 162.1908 | 148.1407 | 151.3204 | 206.8818 | 102.5065 | 83.571 | 120.4984 | 146.0489 | 151.0214 | 171.1732 | 198.6678 | 103.1398 | 115.8436 | 53.8696 | 136.3351 | 128.1375 | 102.1183 | 167.8558 | 58.5458 | 139.6051 | 131.3906 | 84.0042 | 117.0317 | 124.0455 | 160.6496 | 130.1617 | 121.8697 | 150.5205 | 165.6214 | 117.2582 | 92.7376 | 242.521 | 196.0483 | 133.1026 | 149.7786 | 89.9377 | 136.4792 | 103.8013 | 157.7112 | 111.3957 | 261.7013 | 109.959 | 108.4694 | 173.7194 | 138.918 | 159.4582 | 79.5758 | 227.1017 | 115.156 | 111.5939 | 66.6388 | 102.4171 | 324.753 | 102.3804 | 111.9285 | 93.8358 | 134.4799 | 128.4274 | 127.626 | 189.2847 | 104.0144 | 143.7857 | 194.9504 | 131.6728 | 82.7789 | 138.6248 | 154.9186 | 143.2268 | 158.6894 | 160.9628 | 235.823 | 120.6589 | 109.6632 | 139.7578 | 105.086 | 126.6951 | 119.7366 | 101.4163 | 228.5252 | 66.9051 | 121.8713 | 111.2964 | 79.9758 | 113.2536 | 118.8073 | 303.418 | 123.3774 | 132.427 | 138.6049 | 116.563 | 126.4512 | 148.6784 | 71.988 | 177.4405 | 127.3632 | 206.598 | 118.5975 | 176.3906 | 111.9522 | 105.1712 | 78.8296 | 145.6662 | 125.0274 | 79.9899 | 111.3107 | 100.5646 | 114.3445 | 65.5276 | 56.2415 | 117.7099 | 175.9502 | 121.2004 | 98.282 | 132.2625 | 91.7378 | 57.9972 | 125.8935 | 122.9912 | 100.2703 | 134.1989 | 234.0753 | 110.7791 | 226.7148 | 115.2345 | 138.66 | 142.5835 | 185.782 | 47.5721 | 164.5554 | 108.8679 | 149.6625 | 103.4485 | 115.8738 | 64.0695 | 187.8281 | 157.4172 | 69.5618 | 168.1031 | 101.0025 | 89.3115 | 177.3808 | 57.1002 | 200.106 | 126.782 | 97.5182 | 118.4259 | 119.6651 | 71.1146 | 117.2779 | 156.4668 | 90.0532 | 103.5806 | 84.0411 | 97.7555 | 105.5504 | 89.4574 | 111.5276 | 83.7085 | 103.4684 | 78.1056 | 147.7475 | 154.0507 | 179.3429 | 120.5728 | 176.5659 | 212.2749 | 61.4964 | 69.2401 | 152.6023 | 152.7823 | 98.1228 | 184.8895 | 114.6152 | 101.8236 | 137.2717 | 160.9747 | 196.0188 | 203.7095 | 170.6036 | 70.3898 | 60.1437 | 78.4397 | 167.6405 | 148.775 | 76.2964 | 167.8767 | 108.3649 | 159.6979 | 138.234 | 167.0242 | 190.3626 | 165.1108 | 257.7545 | 137.5244 | 129.3007 | 178.3786 | 139.7814 | 165.4237 | 128.1184 | 215.4181 | 115.0972 | 85.0214 | 139.43 | 123.8435 | 156.2722 | 157.2833 | 141.8055 | 173.7021 | 150.2921 | 104.0044 | 60.9716 | 119.2173 | 118.6946 | 73.1777 | 144.5324 | 225.8234 | 118.1836 | 96.7866 | 141.7148 | 91.7998 | 94.336 | 123.2958 | 78.2496 | 70.3459 | 102.7476 | 166.9796 | 231.9835 | 149.0598 | 137.6408 | 112.24 | 121.6943 | 114.6573 | 81.9848 | 201.7772 | 225.2004 | 89.1554 | 106.6697 | 146.3217 | 101.5318 | 142.1991 | 119.1654 | 114.5533 | 110.4988 | 96.0086 | 115.1246 | 119.8337 | 98.6577 | 173.7356 | 129.4604 | 177.1154 | 156.4776 | 225.2524 | 79.6016 | 45.9465 | 99.8259 | 112.1841 | 122.4484 | 151.5163 | 140.4955 | 95.9489 | 165.702 | 104.9107 | 153.9359 | 201.1432 | 137.049 | 180.0531 | 103.2326 | 297.6332 | 104.3514 | 136.2353 | 67.1491 | 158.6186 | 177.4377 | 173.2068 | 63.5145 | 105.1533 | 109.8896 | 118.8128 | 203.9853 | 94.1907 | 153.3271 | 143.2983 | 112.6987 | 137.6866 | 144.8801 | 123.5062 | 210.7141 | 113.7549 | 100.6572 | 107.0362 | 113.3941 | 135.9332 | 112.9385 | 112.3681 | 64.5155 | 144.7364 | 97.648 | 114.0361 | 144.8842 | 46.8956 | 92.4684 | 65.493 | 198.7177 | 130.2804 | 82.121 | 61.4811 | 157.8366 | 138.2008 | 122.4769 | 157.6537 | 109.1841 | 235.9787 | 86.5511 | 140.6218 | 101.7543 | 105.3822 | 108.2366 | 125.7912 | 168.9149 | 73.1501 | 188.3222 | 91.1082 | 125.4269 | 101.9828 | 201.196 | 135.0536 | 214.0791 | 94.736 | 95.7901 | 173.559 | 162.919 | 137.0538 | 144.5568 | 181.6314 | 139.1896 | 115.7202 | 186.3743 | 114.5576 | 138.6598 | 171.8458 | 151.0984 | 165.2889 | 136.8675 | 120.5 | 129.2541 | 71.895 | 159.4059 | 157.4069 | 191.7573 | 179.1493 | 59.5379 | 203.9292 | 96.4113 | 77.4017 | 120.233 | 100.732 | 87.9027 | 106.8578 | 245.8722 | 124.935 | 137.4894 | 162.1734 | 136.7585 | 135.2168 | 89.162 | 87.2422 | 151.8376 | 81.2158 | 185.9852 | 154.1865 | 170.1139 | 177.9454 | 99.6616 | 241.0339 | 128.5893 | 77.0312 | 143.7206 | 151.2441 | 173.759 | 80.4828 | 168.7756 | 153.2403 | 163.4641 | 226.9641 | 81.4368 | 127.3572 | 125.4999 | 186.3773 | 174.7527 | 175.1745 | 91.8007 | 205.0286 | 219.1908 | 93.7547 | 194.5912 | 235.0114 | 172.7673 | 123.1551 | 103.924 | 158.6504 | 78.6046 | 192.5729 | 138.9934 | 121.3928 | 161.2199 | 106.7526 | 136.5106 | 149.6873 | 110.5202 | 100.7042 | 95.4256 | 128.439 | 65.1902 | 164.8405 | 117.711 | 125.1693 | 118.1755 | 92.5461 | 240.5153 | 135.0201 | 114.1573 | 137.5189 | 167.6686 | 191.9267 | 129.4051 | 196.5904 | 148.3013 | 91.0968 | 145.8039 | 98.1973 | 97.998 | 126.0123 | 112.368 | 157.8124 | 142.1867 | 115.7417 | 92.8162 | 199.4627 | 41.8419 | 169.4756 | 116.5967 | 84.4937 | 147.9097 | 67.6282 | 115.1697 | 108.2273 | 138.7968 | 114.325 | 125.6981 | 175.0493 | 114.4327 | 138.1033 | 147.2892 | 146.5918 | 220.2242 | 77.2698 | 147.46 | 99.3375 | 157.6281 | 97.5258 | 98.3905 | 124.2614 | 111.3806 | 78.8316 | 133.2865 | 93.418 | 136.5147 | 111.4073 | 144.8689 | 116.3324 | 117.9016 | 142.4251 | 115.4644 | 174.575 | 167.4477 | 131.4789 | 113.5032 | 121.3709 | 115.182 | 131.2522 | 97.9103 | 128.1166 | 147.8879 | 99.0273 | 171.052 | 182.7838 | 123.5682 | 135.2134 | 194.4229 | 90.1742 | 101.8127 | 140.7631 | 76.6805 | 151.284 | 71.9593 | 148.0964 | 80.6884 | 102.132 | 222.9755 | 63.3381 | 155.3082 | 75.8976 | 188.5081 | 63.4364 | 51.514 | 134.7059 | 107.3279 | 94.3164 | 81.37 | 85.4898 | 214.3674 | 138.5736 | 30.1898 | 122.7221 | 91.2865 | 120.845 | 52.2413 | 81.0396 | 143.7239 | 142.8208 | 156.4644 | 192.6509 | 128.2693 | 111.781 | 171.7968 | 147.005 | 66.4742 | 81.7758 | 152.7217 | 126.4563 | 114.2586 | 155.5276 | 240.0046 | 286.3702 | 127.7694 | 157.5154 | 160.0638 | 108.2108 | 209.8177 | 111.5065 | 121.5778 | 101.1051 | 103.3829 | 182.648 | 111.3853 | 309.9012 | 171.4479 | 187.1376 | 81.7388 | 130.2924 | 128.3726 | 52.2416 | 109.1 | 54.8334 | 115.9282 | 81.3301 | 110.8021 | 108.0669 | 137.2038 | 153.131 | 54.0439 | 141.4224 | 99.6505 | 151.4789 | 163.9578 | 130.4717 | 94.8858 | 138.2414 | 102.5676 | 114.6938 | 158.2029 | 85.5801 | 75.3658 | 77.7164 | 115.0595 | 177.5799 | 71.0216 | 98.1263 | 144.369 | 146.8294 | 47.6091 | 121.5875 | 111.4421 | 108.6009 | 175.4493 | 144.768 | 169.4337 | 223.9763 | 107.1276 | 118.8558 | 59.8076 | 142.3054 | 143.6659 | 127.7158 | 102.1651 | 124.99 | 180.8703 | 54.8826 | 108.3457 | 143.031 | 108.3565 | 47.3486 | 111.0492 | 86.4544 | 79.6695 | 118.7608 | 147.5018 | 139.5959 | 189.2541 | 91.902 | 73.662 | 100.6819 | 93.651 | 141.1689 | 111.7756 | 90.1016 | 108.5156 | 160.5216 | 101.489 | 140.9017 | 103.3995 | 180.4086 | 126.4323 | 120.2069 | 95.2097 | 199.9364 | 124.836 | 136.6869 | 194.0086 | 117.169 | 74.3679 | 256.0564 | 175.8062 | 189.5322 | 99.6305 | 107.4891 | 145.4253 | 86.1171 | 88.0365 | 123.1425 | 190.4503 | 83.3265 | 137.9398 | 70.5032 | 213.8446 | 64.1488 | 97.7607 | 235.3163 | 111.438 | 101.0218 | 102.2256 | 128.4507 | 119.0175 | 125.7237 | 109.3686 | 74.4381 | 46.7333 | 82.4323 | 175.0969 | 145.3449 | 179.5774 | 228.9108 | 148.8585 | 122.4369 | 142.1645 | 129.8015 | 51.2042 | 142.6584 | 94.4361 | 78.477 | 132.4616 | 98.3383 | 174.1128 | 147.7743 | 181.0365 | 162.5167 | 54.2702 | 186.3707 | 90.3572 | 153.0365 | 160.2371 | 100.2835 | 102.7185 | 132.7209 | 132.9578 | 165.5131 | 115.7154 | 92.055 | 107.8921 | 70.9845 | 219.062 | 74.1514 | 136.6172 | 141.4056 | 162.9626 | 85.9424 | 102.4771 | 107.7521 | 119.4997 | 128.8126 | 116.3819 | 165.7962 | 146.3133 | 89.4186 | 131.4408 | 101.5529 | 155.2408 | 181.6218 | 127.8331 | 48.7065 | 175.4556 | 169.4094 | 123.5551 | 148.514 | 102.8522 | 117.2732 | 110.8773 | 76.0629 | 124.1624 | 109.0874 | 109.3149 | 146.7762 | 168.5185 | 116.1735 | 107.6435 | 117.7324 | 83.4499 | 125.4589 | 130.1682 | 102.8669 | 148.7018 | 73.6943 | 138.5873 | 119.4836 | 130.4495 | 226.3607 | 126.6196 | 105.192 | 61.0751 | 100.0427 | 257.7633 | 142.4512 | 124.1464 | 98.7171 | 119.1043 | 142.5691 | 117.6778 | 103.1751 | 79.7624 | 133.5997 | 140.2611 | 101.2342 | 110.1384 | 191.0168 | 107.2907 | 195.4817 | 179.7535 | 142.4077 | 127.9759 | 93.3463 | 118.4117 | 198.3954 | 124.5691 | 235.5006 | 116.3711 | 113.3823 | 126.7494 | 83.6667 | 100.6598 | 164.5399 | 236.0215 | 75.9547 | 62.6944 | 85.0049 | 167.2635 | 132.8821 | 325.1817 | 101.8858 | 107.4703 | 88.1305 | 96.8484 | 180.0894 | 85.9213 | 131.0682 | 147.1852 | 69.964 | 186.9384 | 152.1495 | 163.6464 | 56.0208 | 84.4683 | 231.7002 | 111.0453 | 70.6929 | 186.4035 | 122.1482 | 226.3527 | 90.3275 | 85.9825 | 66.3499 | 148.1416 | 131.2826 | 80.5666 | 81.3368 | 154.2519 | 132.7539 | 153.4228 | 110.939 | 85.7954 | 199.6306 | 134.5813 | 72.9313 | 87.7166 | 114.662 | 100.4752 | 89.926 | 239.5413 | 153.2401 | 111.0723 | 101.7205 | 181.5849 | 107.7776 | 80.9219 | 114.8878 | 135.6896 | 87.8992 | 95.2275 | 127.8044 | 158.6044 | 109.8765 | 140.1157 | 126.8382 | 178.6223 | 209.2433 | 80.97 | 111.7716 | 179.7516 | 81.7607 | 120.9614 | 142.9629 | 92.1796 | 146.9134 | 116.1037 | 77.7347 | 70.895 | 42.4205 | 103.499 | 197.2984 | 144.2141 | 143.8542 | 141.8291 | 70.6543 | 128.7946 | 148.4988 | 124.4506 | 68.1203 | 4.7538 | 121.8441 | 116.6541 | 87.2219 | 105.1153 | 136.1409 | 154.1978 | 208.1325 | 267.146 | 96.4899 | 42.435 | 239.2082 | 132.3126 | 268.2343 | 96.8375 | 121.8666 | 140.7244 | 115.6866 | 152.3558 | 120.2745 | 100.4368 | 101.4312 | 163.1487 | 61.0398 | 113.5701 | 56.6692 | 150.7308 | 123.4102 | 116.6997 | 192.0698 | 46.6535 | 131.7941 | 211.605 | 84.1404 | 67.7089 | 124.2513 | 215.5353 | 75.8986 | 96.9561 | 121.0104 | 192.9044 | 72.6978 | 107.813 | 59.5175 | 94.9355 | 170.0057 | 120.8293 | 73.401 | 116.9785 | 91.263 | 123.8212 | 119.0457 | 90.1707 | 120.2756 | 122.96 | 104.8115 | 119.9884 | 151.1361 | 92.414 | 130.3424 | 87.7612 | 173.1277 | 114.9979 | 207.1779 | 147.0811 | 99.4385 | 98.8629 | 182.6829 | 196.8147 | 100.5517 | 114.8855 | 112.5366 | 94.7909 | 128.3962 | 106.2339 | 89.1136 | 121.3688 | 162.4489 | 192.5133 | 54.2575 | 156.2175 | 106.5629 | 76.2297 | 120.7274 | 116.0176 | 85.6875 | 190.3081 | 91.8555 | 91.8655 | 94.023 | 66.1582 | 177.6252 | 70.999 | 151.6665 | 232.8229 | 162.4335 | 142.5609 | 100.8111 | 145.8748 | 141.8564 | 170.4869 | 83.3255 | 110.7608 | 92.3612 | 114.2746 | 138.8802 | 132.679 | 137.4178 | 123.3135 | 153.4224 | 131.4077 | 103.8978 | 109.3804 | 69.8024 | 77.0511 | 123.2968 | 141.8075 | 122.8861 | 85.5602 | 84.8958 | 73.3461 | 104.7607 | 95.9966 | 172.4607 | 104.9922 | 101.7205 | 138.1408 | 395.3047 | 114.4707 | 120.7673 | 108.7188 | 115.8815 | 84.783 | 145.316 | 249.765 | 166.6767 | 169.825 | 170.6333 | 108.4231 | 126.0203 | 96.6763 | 138.0766 | 95.6913 | 150.4055 | 100.0788 | 114.9149 | 114.1567 | 133.0207 | 89.2836 | 193.892 | 106.0025 | 115.1504 | 120.8277 | 91.3411 | 93.2226 | 149.2363 | 81.0181 | 130.4458 | 106.946 | 112.2586 | 77.2143 | 119.8779 | 116.0442 | 179.4343 | 147.1477 | 146.5793 | 187.6246 | 112.3011 | 117.5835 | 134.5088 | 119.0861 | 136.1559 | 132.1741 | 163.4449 | 72.5853 | 92.817 | 173.8512 | 227.5456 | 85.6337 | 98.2438 | 134.4107 | 240.9921 | 101.7915 | 147.8012 | 104.6061 | 113.6939 | 170.3236 | 158.573 | 101.0953 | 97.767 | 190.1658 | 89.9893 | 140.3769 | 93.8396 | 100.3532 | 122.2267 | 99.8893 | 146.4093 | 150.4334 | 106.546 | 179.6397 | 132.2291 | 112.2341 | 245.3259 | 84.5464 | 109.9778 | 103.4341 | 89.8277 | 157.0829 | 96.4601 | 71.2885 | 136.082 | 144.722 | 116.1762 | 123.4459 | 108.3294 | 60.4956 | 75.9874 | 139.052 | 97.8299 | 154.3183 | 144.2639 | 96.8171 | 79.7723 | 138.6815 | 198.4676 | 74.7518 | 97.6418 | 183.4404 | 63.1342 | 131.5544 | 121.6399 | 132.941 | 93.2194 | 171.2714 | 120.5766 | 121.1682 | 127.8571 | 89.9549 | 267.9 | 162.8138 | 225.8437 | 172.4703 | 225.359 | 125.5244 | 163.6593 | 86.8708 | 88.2763 | 107.5322 | 93.16 | 89.4696 | 108.5295 | 99.3811 | 96.996 | 109.2785 | 122.8684 | 131.928 | 85.4533 | 148.5414 | 99.4732 | 100.6559 | 72.5314 | 85.6783 | 76.283 | 77.4939 | 111.2372 | 110.8335 | 254.4249 | 150.2959 | 116.5959 | 160.0959 | 164.6876 | 90.8081 | 43.3845 | 120.2367 | 90.4616 | 176.6867 | 116.676 | 145.4636 | 115.1656 | 130.8388 | 121.2858 | 151.6098 | 122.4619 | 92.1864 | 129.7604 | 108.8829 | 129.7338 | 150.6891 | 234.6304 | 119.9243 | 130.1525 | 122.0996 | 94.1439 | 99.1079 | 87.7678 | 163.7754 | 111.5217 | 185.215 | 188.4488 | 119.2758 | 153.3321 | 111.0122 | 81.2384 | 118.6826 | 171.7606 | 125.9173 | 122.796 | 196.4089 | 177.0154 | 175.7218 | 180.4083 | 98.2606 | 164.5119 | 152.5439 | 151.1746 | 198.063 | 137.7973 | 122.3628 | 134.6219 | 278.0015 | 84.1627 | 82.8342 | 103.1176 | 136.2631 | 153.6375 | 134.8997 | 189.7996 | 218.7208 | 96.0377 | 164.5752 | 87.9094 | 169.4107 | 72.2896 | 86.3911 | 145.9886 | 147.1108 | 139.5314 | 194.7418 | 159.0225 | 111.6741 | 165.2686 | 144.266 | 101.0211 | 101.298 | 87.9834 | 82.3216 | 122.6343 | 104.5693 | 151.9515 | 97.8714 | 123.4854 | 133.416 | 142.5007 | 145.5446 | 54.5714 | 70.5741 | 83.2542 | 132.1645 | 87.136 | 178.9018 | 207.3133 | 204.9625 | 105.5843 | 176.0226 | 125.807 | 114.5098 | 89.3821 | 142.4755 | 79.1516 | 162.849 | 144.843 | 149.4658 | 316.4198 | 229.8151 | 183.772 | 75.9607 | 124.2404 | 88.4235 | 92.027 | 117.4444 | 70.0848 | 109.732 | 146.7539 | 85.1149 | 167.3122 | 106.1675 | 136.2678 | 239.1807 | 164.7316 | 111.997 | 46.3219 | 78.125 | 167.9886 | 96.4916 | 145.0993 | 96.7596 | 174.5852 | 150.5626 | 220.594 | 186.8957 | 233.9895 | 84.1888 | 89.4315 | 166.2439 | 110.2982 | 94.9859 | 85.0541 | 137.6875 | 82.5556 | 67.9966 | 130.8376 | 158.4821 | 87.6764 | 97.5276 | 221.306 | 158.6643 | 55.728 | 126.1089 | 139.8928 | 171.5969 | 81.8578 | 156.3243 | 124.5581 | 69.5967 | 115.1683 | 127.5275 | 132.8604 | 94.2095 | 85.6519 | 97.2177 | 176.1573 | 140.1239 | 200.7675 | 131.3486 | 162.3539 | 110.3655 | 100.7568 | 134.0638 | 106.4245 | 133.0269 | 97.4607 | 74.2482 | 94.0934 | 178.9937 | 133.5946 | 80.8038 | 123.3266 | 111.2812 | 97.4125 | 182.2377 | 85.1113 | 203.7537 | 78.1999 | 97.7948 | 76.9853 | 66.4323 | 103.4897 | 104.5835 | 219.8362 | 100.563 | 57.7722 | 137.3454 | 152.7153 | 129.7775 | 156.71 | 91.2255 | 207.5451 | 74.8535 | 277.356 | 193.1892 | 84.9955 | 89.1243 | 165.8877 | 56.1554 | 166.1949 | 94.841 | 109.8145 | 82.6017 | 160.0421 | 80.68 | 74.8812 | 116.3672 | 214.0437 | 158.1003 | 63.4645 | 157.883 | 102.2612 | 145.3918 | 194.8428 | 139.4201 | 168.5938 | 197.5194 | 120.5026 | 78.888 | 147.9713 | 132.7538 | 113.0096 | 72.1527 | 95.541 | 143.6622 | 108.5411 | 113.2847 | 75.8661 | 99.0428 | 164.788 | 187.2613 | 135.264 | 161.4747 | 190.7673 | 117.6344 | 121.1265 | 95.8614 | 132.2927 | 125.3301 | 87.8442 | 86.7699 | 62.628 | 213.0994 | 181.3603 | 185.419 | 90.2053 | 67.4381 | 165.6048 | 100.999 | 125.5101 | 78.8764 | 118.1634 | 59.5148 | 88.8262 | 109.6149 | 120.5595 | 103.0983 | 53.0107 | 159.2747 | 93.7583 | 125.3198 | 121.521 | 104.5186 | 185.7976 | 107.1237 | 68.4409 | 115.9011 | 151.3763 | 131.0772 | 137.1202 | 145.3389 | 141.4615 | 117.7305 | 85.7975 | 138.6361 | 211.4667 | 171.5915 | 154.6693 | 161.6303 | 81.4891 | 117.5843 | 66.4609 | 169.2073 | 152.9094 | 107.2712 | 135.1636 | 108.7108 | 168.3598 | 141.9024 | 108.0046 | 93.1096 | 143.7154 | 231.8351 | 101.8114 | 120.0275 | 77.4329 | 107.2971 | 124.5624 | 142.3823 | 74.5504 | 131.2566 | 65.8476 | 126.8059 | 148.6754 | 145.1542 | 233.8252 | 161.5039 | 121.4481 | 83.3143 | 164.3938 | 210.7566 | 68.0131 | 131.7451 | 75.7326 | 113.7184 | 135.3879 | 120.2267 | 115.7778 | 95.5794 | 266.6106 | 160.3985 | 139.5657 | 161.8644 | 93.7637 | 123.0412 | 137.9928 | 161.2544 | 97.7876 | 126.5806 | 75.2623 | 110.3929 | 168.1659 | 141.5032 | 102.8371 | 70.2348 | 210.0875 | 106.2681 | 92.6088 | 133.5318 | 103.7121 | 209.1634 | 113.9515 | 147.6773 | 304.5157 | 149.8372 | 103.518 | 161.44 | 98.6336 | 158.4507 | 49.2885 | 118.0085 | 165.0341 | 99.9043 | 150.6738 | 205.0532 | 116.1301 | 67.4903 | 165.1823 | 127.2989 | 109.4374 | 111.6826 | 69.3106 | 95.2093 | 106.7068 | 149.0199 | 111.8542 | 186.3823 | 109.0522 | 166.6807 | 102.1633 | 150.0161 | 107.7541 | 171.8918 | 148.9355 | 106.7461 | 96.9074 | 109.6515 | 161.976 | 95.259 | 175.5815 | 183.081 | 191.3642 | 84.9794 | 136.9 | 91.7366 | 113.6893 | 129.2751 | 133.3884 | 100.8153 | 148.6723 | 96.8957 | 80.9657 | 128.1204 | 111.6812 | 145.8283 | 90.465 | 194.2694 | 139.3381 | 160.7018 | 248.74 | 128.7577 | 116.9833 | 73.7907 | 104.2211 | 142.2891 | 92.9701 | 73.6372 | 170.6287 | 136.1205 | 69.6378 | 118.8413 | 90.0612 | 112.7428 | 99.6245 | 161.4724 | 69.8114 | 105.8939 | 172.5154 | 99.1902 | 220.5714 | 161.1171 | 274.1706 | 185.5621 | 62.3933 | 53.1785 | 143.2298 | 198.3716 | 59.2284 | 66.8464 | 210.5603 | 75.833 | 195.1287 | 184.0757 | 143.698 | 115.5004 | 306.0893 | 81.1528 | 194.2458 | 146.6609 | 184.9516 | 68.7323 | 107.3057 | 82.2292 | 148.638 | 214.2047 | 182.6876 | 162.7159 | 105.9777 | 127.3683 | 104.5254 | 122.4445 | 113.6952 | 237.0397 | 169.6541 | 90.3249 | 78.5554 | 163.4757 | 75.7131 | 113.0234 | 99.2322 | 97.7661 | 91.7102 | 124.6676 | 91.7395 | 193.0301 | 110.2554 | 145.787 | 164.8298 | 68.7236 | 90.3515 | 126.2535 | 151.8473 | 182.5752 | 147.188 | 77.5602 | 209.5303 | 75.448 | 105.5046 | 165.9358 | 106.5595 | 133.8507 | 109.3542 | 102.5989 | 120.4245 | 151.1006 | 125.7961 | 152.4821 | 203.1669 | 150.4003 | 144.4797 | 77.3848 | 197.824 | 79.2968 | 121.7368 | 192.0483 | 98.3807 | 175.3699 | 85.2575 | 106.1259 | 76.3774 | 87.7536 | 134.1747 | 57.0898 | 76.2703 | 77.9541 | 12.0164 | 144.0721 | 89.2457 | 133.9983 | 158.5265 | 77.7297 | 94.4145 | 109.4084 | 247.1297 | 175.993 | 136.9464 | 93.9773 | 86.7948 | 103.6124 | 96.9894 | 172.1459 | 238.594 | 107.0994 | 167.7929 | 112.0056 | 71.6173 | 110.3854 | 147.4832 | 99.8705 | 109.4052 | 103.3459 | 127.2134 | 132.815 | 140.1061 | 69.0532 | 146.3564 | 86.5291 | 125.7183 | 109.0742 | 58.5349 | 180.4433 | 156.459 | 142.4083 | 96.9448 | 118.4278 | 119.2049 | 120.8617 | 118.8779 | 90.3697 | 79.9522 | 175.3646 | 68.3296 | 78.8303 | 143.1832 | 90.9239 | 114.5693 | 85.8339 | 140.0112 | 104.4815 | 136.0768 | 145.4454 | 142.4445 | 141.8277 | 157.5848 | 114.9176 | 106.2678 | 65.4751 | 117.9108 | 119.7519 | 108.4825 | 115.0349 | 48.2209 | 145.4617 | 132.1041 | 81.7678 | 92.1204 | 45.8506 | 97.2157 | 131.1758 | 102.6635 | 170.3007 | 151.0014 | 83.0155 | 112.225 | 155.224 | 174.5951 | 130.8227 | 170.5617 | 110.7438 | 136.8376 | 106.0852 | 106.3186 | 89.1893 | 298.7274 | 199.2163 | 127.8711 | 210.8751 | 102.0223 | 211.562 | 244.1821 | 147.829 | 148.9704 | 134.8794 | 168.476 | 142.44 | 177.9032 | 108.8607 | 96.384 | 79.0945 | 112.6098 | 106.8796 | 123.7368 | 140.2739 | 161.1836 | 132.9473 | 101.9203 | 123.4301 | 123.6073 | 73.4899 | 92.442 | 135.9613 | 119.6219 | 144.9146 | 87.4162 | 63.3429 | 126.3899 | 298.6947 | 129.1072 | 112.9093 | 61.4335 | 163.4221 | 41.3925 | 175.9776 | 98.3904 | 116.9635 | 162.965 | 315.4707 | 163.7883 | 74.1736 | 151.9771 | 21.4975 | 145.5229 | 168.8807 | 67.341 | 90.0639 | 125.6225 | 107.5129 | 139.1093 | 118.6698 | 133.6001 | 172.6356 | 111.8604 | 148.8989 | 124.8275 | 108.999 | 107.8502 | 114.8763 | 80.2756 | 200.1102 | 86.7595 | 123.2219 | 78.4334 | 127.8287 | 116.2748 | 125.0399 | 154.8986 | 157.9055 | 70.2087 | 59.1591 | 153.1867 | 142.9091 | 120.0385 | 75.5225 | 153.8945 | 134.0247 | 135.4652 | 77.2468 | 116.7708 | 144.6514 | 106.1355 | 128.4728 | 93.0788 | 85.5456 | 227.3357 | 108.4261 | 70.5353 | 148.8219 | 282.174 | 101.8043 | 183.7877 | 127.2914 | 98.8088 | 125.2406 | 175.9811 | 130.8258 | 119.421 | 197.7848 | 185.9654 | 69.54 | 135.9635 | 185.0979 | 62.1665 | 199.9428 | 79.3751 | 120.9194 | 188.5585 | 152.0323 | 110.5854 | 77.7673 | 165.328 | 119.1072 | 136.1021 | 165.5815 | 73.6395 | 80.0326 | 136.8573 | 78.5733 | 194.0655 | 86.0469 | 122.7802 | 81.0098 | 138.0639 | 113.4266 | 89.0168 | 75.6055 | 106.3879 | 96.5845 | 148.3613 | 172.064 | 149.3708 | 121.8464 | 49.9014 | 121.919 | 123.6369 | 146.4878 | 127.7978 | 101.7238 | 156.9585 | 62.0682 | 81.4515 | 148.6645 | 78.4157 | 134.863 | 116.8499 | 113.7344 | 125.4333 | 116.4353 | 159.1894 | 180.7389 | 283.7251 | 97.1335 | 111.1177 | 109.1382 | 137.1363 | 77.6969 | 65.3155 | 127.4381 | 159.0934 | 81.5826 | 113.1434 | 136.0166 | 133.3906 | 69.4324 | 117.582 | 137.5588 | 247.0377 | 177.6852 | 159.1219 | 119.507 | 210.3398 | 272.5076 | 174.2543 | 88.1095 | 87.5403 | 82.5842 | 97.3959 | 117.5322 | 111.4846 | 92.5074 | 155.4373 | 100.8013 | 131.5077 | 161.4616 | 153.3067 | 6.7563 | 139.4769 | 108.2987 | 179.339 | 111.1762 | 115.7853 | 96.0761 | 218.2573 | 135.289 | 92.9804 | 100.8689 | 93.298 | 139.0615 | 90.6769 | 172.7256 | 103.7436 | 64.7779 | 88.4404 | 127.2636 | 107.9534 | 119.7565 | 159.1214 | 131.4414 | 153.6681 | 51.7951 | 107.7494 | 71.3315 | 174.7812 | 98.6004 | 214.6402 | 105.5123 | 80.7555 | 132.0252 | 107.2077 | 87.3792 | 146.0911 | 118.6412 | 58.0455 | 104.0047 | 131.9366 | 78.8665 | 114.3591 | 122.1536 | 181.8525 | 128.2499 | 49.8696 | 99.9156 | 138.8898 | 170.1409 | 139.8813 | 116.1804 | 140.3661 | 166.1102 | 138.8228 | 129.621 | 167.9968 | 94.4731 | 84.1241 | 92.6653 | 224.7215 | 160.3807 | 137.6865 | 150.9205 | 153.4861 | 121.9357 | 225.5367 | 102.1347 | 78.1627 | 145.7177 | 194.1105 | 105.3092 | 174.4898 | 89.168 | 122.1137 | 103.3288 | 79.1492 | 158.5608 | 89.8487 | 122.5816 | 128.0131 | 106.1739 | 210.826 | 68.5043 | 105.4149 | 140.0214 | 48.2817 | 171.487 | 141.7657 | 122.5552 | 185.5567 | 160.6174 | 145.1761 | 139.3815 | 82.0052 | 124.8094 | 107.6857 | 68.924 | 138.329 | 197.3701 | 80.1555 | 128.7749 | 121.6338 | 73.1545 | 137.4256 | 109.1612 | 112.26 | 57.8488 | 174.9981 | 85.556 | 116.5455 | 147.4239 | 140.4038 | 130.9687 | 136.8981 | 145.3293 | 177.601 | 152.3037 | 173.6124 | 50.4904 | 254.4945 | 44.9299 | 77.1446 | 118.1024 | 82.7853 | 137.3636 | 102.9945 | 158.4613 | 172.1401 | 92.2432 | 116.8425 | 140.594 | 81.7327 | 78.7728 | 99.0145 | 124.6368 | 124.1559 | 144.9965 | 104.8615 | 120.9648 | 85.9522 | 64.9803 | 127.094 | 135.6256 | 102.0931 | 149.5081 | 188.67 | 105.9669 | 128.2651 | 115.1374 | 207.8094 | 162.3015 | 137.7686 | 140.1611 | 89.4876 | 150.9885 | 159.2989 | 88.3207 | 122.4987 | 69.3725 | 104.8095 | 72.7544 | 130.6555 | 144.6299 | 134.5512 | 173.9115 | 146.3968 | 97.8671 | 109.0242 | 118.1736 | 121.9045 | 76.8721 | 167.1812 | 118.1774 | 145.3895 | 125.549 | 105.3813 | 77.8923 | 127.6521 | 139.2488 | 122.8886 | 103.7735 | 168.183 | 113.059 | 122.4623 | 189.3752 | 73.7988 | 119.5111 | 152.0128 | 156.2924 | 81.6132 | 79.288 | 168.9411 | 110.5968 | 200.1888 | 150.9139 | 231.1784 | 108.0761 | 82.5547 | 98.7624 | 147.6252 | 136.7945 | 102.7995 | 191.7699 | 144.6222 | 127.5263 | 215.5517 | 133.2582 | 90.1661 | 154.8313 | 201.9932 | 113.477 | 86.2579 | 118.03 | 66.9272 | 96.853 | 110.1419 | 173.6409 | 118.9382 | 109.3633 | 99.704 | 114.3879 | 47.5897 | 97.9609 | 107.6606 | 79.3008 | 127.6034 | 239.0388 | 193.0075 | 80.5906 | 142.3995 | 120.7466 | 110.5091 | 98.9018 | 168.3167 | 125.5463 | 93.4212 | 101.3337 | 253.2284 | 152.5992 | 69.8479 | 168.1536 | 119.6058 | 168.0389 | 104.1001 | 121.0156 | 207.1751 | 60.2602 | 201.9828 | 145.3385 | 104.9689 | 182.9291 | 163.4949 | 175.9245 | 67.5111 | 131.3792 | 97.2242 | 145.2303 | 113.2337 | 157.4813 | 117.7207 | 214.1527 | 103.2409 | 203.0024 | 121.8493 | 102.2937 | 183.7834 | 167.6089 | 129.6494 | 104.0442 | 75.5645 | 107.0071 | 108.2473 | 125.0123 | 123.1827 | 142.6 | 97.5314 | 166.8296 | 101.0274 | 109.4458 | 70.1357 | 87.5987 | 107.9151 | 109.8776 | 148.6612 | 139.0361 | 78.6757 | 121.5849 | 100.0686 | 106.5233 | 150.8672 | 187.1168 | 134.5584 | 183.2446 | 153.8533 | 110.8309 | 229.507 | 88.5101 | 92.308 | 116.1871 | 105.0088 | 122.1908 | 105.5546 | 101.4055 | 169.2943 | 84.5097 | 76.2327 | 160.7904 | 90.193 | 104.0532 | 130.8512 | 176.3678 | 137.1396 | 197.5916 | 142.1191 | 46.2966 | 100.9882 | 131.315 | 99.6805 | 210.1256 | 132.4218 | 98.8521 | 116.1086 | 73.3897 | 90.0733 | 148.6006 | 120.5845 | 120.6439 | 82.2383 | 150.8881 | 96.9035 | 189.2141 | 95.6915 | 146.4589 | 146.025 | 262.3645 | 154.2898 | 177.0343 | 207.4427 | 192.282 | 105.6005 | 112.7474 | 161.756 | 169.0863 | 113.3776 | 92.3877 | 127.7026 | 119.3903 | 144.5751 | 104.9607 | 98.2047 | 126.1136 | 190.796 | 240.2466 | 193.5774 | 82.0992 | 157.1859 | 109.316 | 71.6207 | 95.6033 | 174.2974 | 150.029 | 311.7063 | 82.2238 | 116.2071 | 108.5659 | 98.9463 | 167.9258 | 170.7765 | 196.9431 | 200.3511 | 200.4438 | 103.7541 | 109.1598 | 162.7788 | 86.7961 | 104.2616 | 132.1747 | 74.3703 | 82.9213 | 92.4876 | 115.7763 | 100.285 | 135.9077 | 123.6882 | 111.9613 | 123.6416 | 144.2099 | 57.8517 | 124.739 | 119.0828 | 70.3205 | 85.8636 | 124.3714 | 209.0599 | 76.92 | 97.1287 | 95.2342 | 116.6271 | 34.9331 | 201.5251 | 105.0334 | 143.6349 | 174.0332 | 126.1342 | 106.3925 | 110.0552 | 88.8938 | 89.0756 | 38.5677 | 94.9056 | 88.9614 | 181.6345 | 102.6455 | 152.2144 | 44.4277 | 210.3169 | 164.6727 | 98.4016 | 227.7732 | 276.8749 | 155.1417 | 113.6477 | 110.1925 | 153.1022 | 106.2641 | 136.999 | 114.7765 | 143.0122 | 94.6255 | 87.6811 | 143.2396 | 178.0959 | 177.5403 | 144.1378 | 100.5593 | 108.523 | 91.3639 | 258.5678 | 122.5069 | 158.1536 | 73.4175 | 58.6161 | 89.9062 | 121.7544 | 162.5221 | 111.2889 | 136.3882 | 197.2233 | 134.6546 | 158.3148 | 94.1855 | 56.871 | 105.1279 | 57.5059 | 86.0854 | 120.2499 | 180.0724 | 125.8669 | 85.2449 | 173.893 | 142.9568 | 78.5149 | 116.8162 | 252.2725 | 96.633 | 67.4766 | 196.3897 | 108.925 | 176.6596 | 81.4396 | 91.3319 | 80.2284 | 120.1314 | 119.8137 | 92.5465 | 10.8301 | 149.5879 | 116.693 | 171.8355 | 92.6385 | 182.9787 | 70.5034 | 109.4876 | 116.2661 | 93.0597 | 184.654 | 111.3895 | 78.3557 | 126.7839 | 135.7495 | 98.2585 | 128.8829 | 144.3436 | 156.2081 | 122.1959 | 143.161 | 119.1848 | 96.2655 | 130.1783 | 65.5113 | 101.1016 | 78.1266 | 191.6022 | 110.6752 | 184.2529 | 180.7881 | 88.9747 | 130.5788 | 180.4443 | 129.0846 | 149.4427 | 86.1103 | 157.3779 | 133.3826 | 86.2487 | 325.4572 | 159.3067 | 52.1526 | 126.56 | 174.826 | 62.0912 | 111.2314 | 122.407 | 150.3135 | 148.5045 | 155.4986 | 117.9157 | 79.7767 | 110.157 | 158.9744 | 118.4035 | 109.2378 | 114.8129 | 99.4318 | 68.7184 | 169.8963 | 122.1455 | 115.3122 | 67.612 | 173.3447 | 120.5687 | 78.4558 | 172.9956 | 68.5467 | 99.7396 | 214.0004 | 109.9086 | 101.6978 | 103.8208 | 208.3956 | 101.6398 | 165.7144 | 102.5505 | 104.6094 | 83.7584 | 150.8338 | 211.2906 | 127.0423 | 136.5891 | 144.6952 | 146.4779 | 63.484 | 102.5753 | 156.2 | 74.1366 | 112.1437 | 112.1844 | 139.4975 | 55.4021 | 93.3719 | 142.1305 | 215.702 | 91.9945 | 85.594 | 112.9406 | 96.2649 | 234.494 | 92.9862 | 125.9163 | 96.8429 | 61.9733 | 70.7115 | 39.1954 | 160.3432 | 180.9668 | 99.4618 | 177.4076 | 121.3465 | 179.094 | 94.0359 | 135.2265 | 100.3579 | 160.9762 | 190.4107 | 173.5928 | 107.6754 | 140.9361 | 179.3439 | 142.0378 | 97.3619 | 154.5108 | 250.6063 | 155.4368 | 104.9395 | 112.7923 | 132.7556 | 127.0137 | 121.1478 | 146.833 | 172.4607 | 113.7713 | 89.7896 | 162.1553 | 168.6409 | 173.7898 | 178.4457 | 155.1199 | 154.0797 | 133.6599 | 176.0428 | 123.6622 | 51.5414 | 98.3453 | 84.6184 | 73.1855 | 163.9288 | 156.9386 | 147.2451 | 164.7236 | 101.446 | 215.5978 | 149.7681 | 226.9248 | 68.1399 | 165.8626 | 126.4017 | 151.111 | 152.2108 | 162.1507 | 117.5704 | 143.6507 | 24.6762 | 180.963 | 141.8504 | 125.417 | 117.2427 | 130.0181 | 61.6007 | 142.1839 | 180.6224 | 228.0492 | 238.6194 | 158.1153 | 114.1491 | 129.1955 | 115.876 | 34.8967 | 126.1627 | 130.228 | 119.8108 | 192.363 | 150.2723 | 91.4103 | 182.0402 | 197.3141 | 94.4426 | 115.4988 | 81.7562 | 114.6453 | 116.1912 | 122.5225 | 148.0768 | 140.1011 | 125.5061 | 108.5727 | 80.3545 | 87.7327 | 98.881 | 151.7655 | 81.1844 | 145.2044 | 89.8749 | 96.8202 | 85.5032 | 183.8464 | 139.3593 | 188.5349 | 149.798 | 120.5852 | 166.8897 | 121.5089 | 72.6401 | 89.6511 | 126.9073 | 93.3487 | 61.8018 | 117.048 | 150.1002 | 8.1847 | 99.6691 | 93.5831 | 76.4468 | 71.7001 | 94.5562 | 137.159 | 76.7004 | 143.6735 | 133.9744 | 91.0504 | 155.776 | 70.9037 | 114.8329 | 105.2517 | 172.6547 | 146.0151 | 88.0027 | 97.1708 | 165.5706 | 92.9891 | 48.8671 | 154.0252 | 155.3711 | 63.37 | 125.9136 | 62.0439 | 128.8975 | 112.8886 | 126.5151 | 150.9868 | 161.7323 | 95.7569 | 187.6388 | 123.3436 | 111.2925 | 187.8839 | 97.9827 | 78.1956 | 105.923 | 164.0234 | 83.032 | 118.7598 | 160.7068 | 53.6791 | 99.6627 | 182.4651 | 130.3798 | 91.8279 | 119.7042 | 192.7936 | 57.9724 | 89.8734 | 72.3364 | 171.2824 | 53.8648 | 117.6949 | 171.2481 | 83.5023 | 169.8264 | 166.5161 | 102.9904 | 79.0628 | 86.4339 | 151.7066 | 130.2389 | 85.9416 | 124.7719 | 162.733 | 161.9631 | 214.1938 | 100.8811 | 112.834 | 73.9133 | 95.374 | 151.0382 | 166.1388 | 122.2689 | 129.5079 | 187.732 | 88.6044 | 136.6145 | 118.2558 | 200.5138 | 210.5875 | 59.4405 | 172.202 | 113.548 | 159.075 | 76.021 | 110.5677 | 176.2548 | 115.7595 | 127.776 | 225.7025 | 157.2217 | 77.7105 | 171.0264 | 158.4573 | 194.1338 | 71.8154 | 94.1555 | 146.7184 | 159.7564 | 117.2838 | 124.1193 | 87.5773 | 197.6227 | 113.5977 | 185.3932 | 76.5837 | 99.3634 | 138.355 | 233.0872 | 172.4261 | 173.4577 | 81.2481 | 90.8329 | 103.9657 | 184.7967 | 148.1427 | 99.7417 | 66.8854 | 89.0659 | 113.8971 | 153.388 | 48.312 | 142.7852 | 69.2727 | 51.8355 | 114.2062 | 138.3795 | 143.0965 | 167.7252 | 72.2616 | 142.0303 | 110.4707 | 84.4913 | 193.8086 | 193.5016 | 127.9218 | 111.1735 | 115.8072 | 85.2167 | 146.5413 | 59.7673 | 173.8961 | 96.9887 | 72.8583 | 67.3373 | 85.3436 | 149.47 | 164.3533 | 100.6792 | 107.739 | 132.4374 | 78.4808 | 210.0452 | 106.2845 | 201.3984 | 107.8455 | 127.8033 | 127.385 | 169.7832 | 141.1594 | 158.215 | 120.5057 | 128.0423 | 160.6659 | 144.268 | 134.3022 | 242.7971 | 96.7818 | 182.3459 | 93.55 | 90.8526 | 161.8458 | 156.2329 | 157.3872 | 105.893 | 90.5808 | 115.6379 | 94.4365 | 98.4876 | 74.5464 | 111.7944 | 193.9639 | 110.378 | 139.3626 | 197.6675 | 154.4971 | 183.0918 | 114.6744 | 119.8296 | 211.0995 | 64.1353 | 81.8686 | 94.4213 | 106.1603 | 104.5711 | 222.3225 | 89.2124 | 113.2855 | 92.1719 | 80.0653 | 134.6389 | 75.3782 | 133.7911 | 191.0261 | 180.351 | 110.6878 | 66.7333 | 132.5613 | 155.2719 | 160.2934 | 57.1247 | 111.8243 | 183.4658 | 121.3887 | 101.2996 | 125.8768 | 111.4338 | 154.2322 | 101.6995 | 213.8656 | 158.8825 | 48.1327 | 246.7967 | 150.0232 | 174.3944 | 130.3784 | 78.6501 | 113.0285 | 132.9128 | 133.2918 | 159.0866 | 77.755 | 95.7337 | 116.658 | 196.362 | 67.0886 | 121.5131 | 128.526 | 147.3621 | 65.8831 | 69.7491 | 81.9308 | 157.0398 | 107.032 | 103.0407 | 178.7782 | 79.5493 | 294.5167 | 125.3227 | 98.6194 | 78.3061 | 71.979 | 111.263 | 144.8114 | 82.5492 | 111.2087 | 86.6223 | 65.3166 | 95.2241 | 119.1186 | 148.2404 | 162.8417 | 119.453 | 117.6241 | 140.4921 | 183.4569 | 128.9312 | 87.0901 | 152.5459 | 145.6374 | 213.034 | 113.6589 | 100.845 | 70.8572 | 120.1634 | 82.0502 | 115.2747 | 234.0819 | 154.4345 | 83.7399 | 75.4793 | 127.8149 | 135.2958 | 166.4106 | 87.8646 | 113.1452 | 184.1418 | 136.6831 | 115.7318 | 87.5998 | 99.9731 | 83.1416 | 141.9253 | 287.0582 | 126.5193 | 144.7278 | 200.6143 | 50.8401 | 124.6092 | 167.8578 | 108.0497 | 110.5432 | 94.4155 | 58.3495 | 54.6443 | 67.0237 | 164.9856 | 267.682 | 106.7848 | 120.6713 | 184.8191 | 140.2928 | 123.8703 | 224.7041 | 164.6551 | 175.5186 | 102.4287 | 111.4113 | 62.8841 | 111.4625 | 97.2214 | 81.6568 | 276.7728 | 96.5624 | 112.6284 | 114.9171 | 119.2785 | 156.7124 | 169.9861 | 153.6955 | 181.4756 | 93.9606 | 102.9379 | 170.9965 | 149.1039 | 90.3598 | 174.6917 | 86.2159 | 94.9419 | 71.5598 | 86.1658 | 139.4839 | 146.0185 | 115.8745 | 149.6879 | 74.8198 | 113.8599 | 161.8263 | 99.9418 | 157.3759 | 151.0037 | 118.3365 | 94.6345 | 112.5589 | 135.8534 | 94.9007 | 162.9182 | 88.2748 | 95.3864 | 185.4886 | 92.0455 | 112.9737 | 116.9936 | 115.6279 | 91.2831 | 180.071 | 113.0778 | 132.0768 | 74.2235 | 92.9175 | 88.7428 | 205.7706 | 105.7309 | 135.2776 | 178.2253 | 105.1533 | 165.8392 | 162.4225 | 131.9065 | 101.4314 | 121.9744 | 128.3721 | 74.0013 | 206.6842 | 177.7836 | 75.3232 | 66.1916 | 154.8515 | 197.0063 | 111.7115 | 85.317 | 201.4064 | 116.2071 | 246.1265 | 141.3347 | 147.8835 | 85.2136 | 83.669 | 122.9028 | 141.7322 | 98.4073 | 146.0414 | 132.3989 | 88.8813 | 193.1912 | 99.2109 | 66.0662 | 106.5473 | 123.2598 | 87.7261 | 90.6666 | 157.6851 | 52.5776 | 92.3478 | 104.2098 | 131.1771 | 125.8047 | 96.0718 | 87.8038 | 94.6379 | 86.645 | 67.1421 | 224.9467 | 118.1093 | 163.1313 | 89.9379 | 129.2474 | 115.2086 | 115.0602 | 116.4848 | 119.765 | 130.3587 | 66.9917 | 184.5424 | 101.9728 | 173.9691 | 89.5145 | 113.7735 | 73.524 | 91.9792 | 89.2513 | 135.4926 | 200.7187 | 147.4381 | 127.1905 | 161.6512 | 79.9732 | 230.9508 | 135.3905 | 93.3476 | 127.4165 | 155.5475 | 116.9759 | 85.4952 | 230.1996 | 181.8273 | 95.3917 | 97.7145 | 132.3455 | 143.1471 | 119.4595 | 95.0811 | 69.8003 | 97.1516 | 57.9484 | 100.544 | 128.4713 | 79.4403 | 92.1271 | 85.0928 | 218.1745 | 93.3857 | 70.5041 | 253.1635 | 195.6387 | 206.9941 | 196.9339 | 114.3057 | 141.5636 | 78.0203 | 158.8023 | 63.665 | 87.2668 | 152.2401 | 144.4898 | 96.8781 | 114.2231 | 245.2917 | 108.804 | 152.4964 | 96.0149 | 142.1559 | 157.8491 | 156.9658 | 139.3779 | 132.3575 | 162.6559 | 192.0815 | 104.3999 | 139.4415 | 102.3938 | 146.4786 | 173.7408 | 127.8759 | 182.7727 | 132.0222 | 82.8511 | 145.0846 | 110.515 | 73.0054 | 118.1154 | 127.3628 | 105.3281 | 139.0796 | 181.8663 | 51.594 | 99.2904 | 168.2817 | 132.1167 | 106.812 | 149.5112 | 90.7441 | 117.2537 | 150.6182 | 97.2104 | 146.6034 | 93.367 | 81.203 | 135.0897 | 172.5673 | 113.6281 | 50.3629 | 157.5081 | 84.1686 | 51.7115 | 125.5147 | 82.1073 | 88.0016 | 208.943 | 106.0948 | 72.4031 | 67.3586 | 115.2564 | 145.8181 | 239.6911 | 105.4905 | 187.5703 | 67.3068 | 154.2468 | 95.0452 | 192.717 | 126.4711 | 278.7967 | 85.0811 | 85.3738 | 130.0549 | 130.6755 | 102.0962 | 116.6184 | 155.0615 | 119.9664 | 40.55 | 106.0339 | 92.081 | 223.5989 | 80.5349 | 93.3895 | 129.715 | 104.7044 | 132.3643 | 110.2798 | 160.0859 | 164.7633 | 60.844 | 135.1729 | 110.0247 | 137.7675 | 103.7309 | 9.7703 | 119.3503 | 128.2016 | 104.2371 | 76.4861 | 129.1719 | 98.0519 | 30.2244 | 107.2075 | 123.3761 | 177.1977 | 96.621 | 98.2189 | 155.5228 | 73.847 | 124.1442 | 102.1676 | 235.9741 | 161.1253 | 140.1628 | 43.7886 | 79.2558 | 89.6715 | 123.9916 | 122.7498 | 84.2258 | 100.7221 | 123.1612 | 133.611 | 207.7645 | 92.9241 | 141.5226 | 162.5994 | 90.6392 | 101.3688 | 228.9945 | 175.8855 | 106.4177 | 84.24 | 148.7084 | 100.2076 | 76.6201 | 58.1025 | 114.3668 | 112.5235 | 78.9064 | 172.056 | 142.3927 | 197.694 | 90.0874 | 126.4914 | 75.924 | 169.4157 | 151.9461 | 112.7866 | 192.8519 | 112.0409 | 172.1113 | 110.4577 | 119.7615 | 215.3611 | 134.1169 | 149.3972 | 54.8652 | 95.8936 | 111.6452 | 106.6143 | 143.8529 | 177.5349 | 87.8133 | 117.5024 | 147.4513 | 76.9796 | 65.2482 | 95.9188 | 123.4735 | 71.1485 | 161.7361 | 186.9621 | 73.6798 | 117.8206 | 93.8776 | 204.308 | 110.8468 | 124.4439 | 174.0211 | 94.7914 | 113.7417 | 126.3126 | 87.1123 | 67.9918 | 112.3449 | 109.833 | 183.6932 | 61.3973 | 144.62 | 142.8254 | 159.0046 | 211.206 | 143.5547 | 118.9681 | 91.7432 | 129.8353 | 187.8271 | 217.8821 | 118.6625 | 142.976 | 137.6693 | 47.2317 | 90.8263 | 59.0092 | 150.8185 | 162.5349 | 118.7263 | 93.3333 | 176.1423 | 127.0561 | 177.5014 | 190.5724 | 96.4481 | 105.7238 | 95.6813 | 179.6556 | 119.0875 | 124.2782 | 94.8204 | 123.4412 | 65.8524 | 184.7472 | 76.989 | 78.2441 | 118.0262 | 149.4751 | 96.3875 | 189.4244 | 145.1731 | 145.3559 | 49.8291 | 115.4987 | 142.8436 | 148.4769 | 94.7378 | 98.4091 | 157.8667 | 84.3428 | 111.9223 | 161.5085 | 165.5003 | 73.8788 | 133.1293 | 93.6394 | 94.5636 | 219.4479 | 114.7631 | 133.8921 | 141.1832 | 93.8923 | 79.626 | 213.3317 | 130.3067 | 136.812 | 148.5768 | 116.0574 | 41.9614 | 97.1947 | 142.895 | 79.045 | 114.1545 | 169.5491 | 127.9492 | 152.5678 | 126.1442 | 132.9029 | 86.8825 | 133.1551 | 110.2678 | 232.4072 | 55.8452 | 118.9883 | 127.9122 | 183.4624 | 126.6665 | 139.9664 | 121.1119 | 159.8249 | 124.1028 | 38.8832 | 83.4914 | 187.9131 | 83.8684 | 94.0343 | 159.5047 | 168.0196 | 126.2414 | 58.114 | 71.0748 | 109.7681 | 228.5897 | 80.1518 | 116.641 | 186.3024 | 143.5374 | 90.8697 | 79.1917 | 158.073 | 114.3021 | 194.2967 | 150.9151 | 156.5284 | 143.1132 | 102.2714 | 123.735 | 79.3024 | 72.1818 | 126.7195 | 195.5595 | 114.6537 | 113.9053 | 132.5536 | 87.885 | 93.8129 | 136.6014 | 89.1949 | 122.5734 | 147.1913 | 104.1379 | 124.2757 | 111.6012 | 104.6447 | 79.7077 | 111.0313 | 133.5048 | 172.084 | 152.1046 | 99.611 | 100.3283 | 154.8991 | 169.965 | 149.5917 | 169.6411 | 109.7686 | 171.8292 | 192.6092 | 187.3694 | 100.4744 | 166.082 | 228.3666 | 173.4181 | 100.8231 | 129.3736 | 165.2225 | 122.0809 | 110.162 | 94.9874 | 74.5493 | 290.6521 | 122.2935 | 174.7362 | 149.5161 | 178.6046 | 103.342 | 175.2732 | 120.5609 | 122.4186 | 140.293 | 87.8739 | 120.8229 | 127.9678 | 143.1983 | 149.9368 | 159.0275 | 202.5444 | 61.7292 | 207.6674 | 58.3855 | 177.7965 | 119.5526 | 124.6952 | 152.1532 | 119.8729 | 147.7874 | 86.9787 | 200.0146 | 145.8107 | 134.3454 | 190.8797 | 162.7317 | 70.3806 | 160.9392 | 116.3691 | 125.8194 | 145.3048 | 166.0033 | 107.7536 | 161.44 | 113.944 | 96.4645 | 99.6343 | 203.5434 | 90.7972 | 106.0546 | 118.6313 | 82.0637 | 97.1734 | 82.5986 | 107.1731 | 125.0424 | 155.465 | 139.3615 | 79.7126 | 133.6952 | 75.793 | 165.4953 | 101.7359 | 114.1585 | 86.0854 | 58.9851 | 133.2208 | 125.6394 | 149.1299 | 160.5946 | 71.3163 | 106.077 | 139.6131 | 138.3427 | 61.6087 | 118.8766 | 103.1361 | 82.8059 | 84.6641 | 94.0424 | 180.9175 | 103.4671 | 81.1825 | 190.6215 | 59.2018 | 91.8053 | 119.4625 | 269.1864 | 100.7219 | 135.2131 | 107.82 | 128.837 | 114.9244 | 204.0566 | 63.6884 | 127.9421 | 148.5759 | 87.7375 | 115.0852 | 70.7388 | 161.7924 | 105.9613 | 37.3847 | 164.3911 | 160.9956 | 18.5791 | 147.9893 | 60.7176 | 92.7302 | 23.112 | 85.7892 | 63.4778 | 202.4752 | 104.557 | 89.2866 | 110.6943 | 142.1452 | 161.572 | 222.8514 | 129.3117 | 161.6456 | 145.3964 | 163.3367 | 128.3719 | 121.7795 | 129.6699 | 99.2807 | 135.6994 | 210.2709 | 111.7129 | 139.2025 | 39.0151 | 90.0577 | 157.4859 | 155.3427 | 101.9982 | 139.174 | 138.6917 | 141.0981 | 122.7675 | 134.4142 | 98.9721 | 131.2533 | 50.6611 | 63.3018 | 112.2711 | 37.1725 | 184.4583 | 52.2317 | 127.7549 | 76.3476 | 104.4348 | 83.7094 | 230.5147 | 142.0717 | 172.4978 | 73.1611 | 98.8761 | 80.5972 | 92.1258 | 88.6346 | 113.8959 | 120.5718 | 156.0825 | 165.1509 | 108.9143 | 87.6478 | 96.4785 | 143.2271 | 156.6683 | 120.295 | 130.9869 | 181.5563 | 93.6665 | 105.7865 | 133.5791 | 141.9354 | 111.3566 | 81.377 | 246.4382 | 103.9963 | 126.7688 | 90.1454 | 83.7884 | 88.917 | 85.0182 | 94.7311 | 114.6962 | 145.9463 | 170.7494 | 136.3491 | 117.2137 | 204.634 | 78.3976 | 75.6199 | 134.1954 | 100.234 | 114.335 | 138.604 | 79.6173 | 79.9512 | 190.5897 | 253.2148 | 58.8742 | 194.0299 | 105.4089 | 151.385 | 112.2396 | 85.1069 | 271.3167 | 152.5185 | 96.0142 | 171.4803 | 136.3803 | 90.1988 | 162.5181 | 107.1697 | 66.0951 | 154.642 | 151.1591 | 185.4312 | 151.5422 | 206.3037 | 216.0166 | 257.8477 | 142.9165 | 114.2783 | 130.533 | 69.8899 | 105.1744 | 100.3462 | 146.7386 | 93.199 | 171.1421 | 88.5675 | 89.6303 | 134.2598 | 92.3188 | 195.5801 | 110.3245 | 98.1859 | 68.5468 | 157.6996 | 139.4541 | 102.1846 | 43.1693 | 138.514 | 62.446 | 101.1265 | 201.6766 | 126.9837 | 78.8972 | 133.8308 | 171.8641 | 120.213 | 113.4196 | 146.6821 | 96.7512 | 153.0553 | 124.8465 | 136.3994 | 216.8523 | 128.7507 | 78.9905 | 259.6841 | 128.1787 | 138.9352 | 101.7839 | 162.1655 | 118.6191 | 56.694 | 162.9288 | 92.3701 | 147.7882 | 62.1764 | 66.0312 | 126.9151 | 102.8213 | 118.7651 | 85.9219 | 111.9596 | 167.8091 | 67.7482 | 165.365 | 94.7006 | 146.6708 | 141.2572 | 86.9449 | 166.4462 | 121.995 | 134.4269 | 208.6576 | 149.8973 | 159.0932 | 105.6252 | 279.8428 | 156.6597 | 97.2655 | 61.6478 | 68.0507 | 109.5293 | 155.8298 | 138.4049 | 99.858 | 137.9511 | 298.5809 | 142.9464 | 147.9867 | 166.8839 | 156.0053 | 192.861 | 118.643 | 50.6647 | 203.3483 | 117.9214 | 87.7947 | 163.5976 | 172.4776 | 94.4371 | 151.4817 | 99.8596 | 114.4017 | 148.9799 | 161.1725 | 114.0165 | 142.6869 | 284.155 | 155.2968 | 93.1372 | 118.2433 | 148.0998 | 245.7926 | 223.1867 | 124.1707 | 106.3939 | 115.1446 | 123.3331 | 83.7064 | 93.931 | 123.5752 | 166.2901 | 97.7071 | 133.5008 | 110.9312 | 123.3852 | 122.9417 | 106.1061 | 76.9379 | 124.6416 | 100.4664 | 97.5468 | 128.0489 | 132.0402 | 95.0982 | 215.2556 | 132.6074 | 126.6593 | 112.8175 | 185.3261 | 112.9769 | 247.82 | 209.7482 | 147.5089 | 101.9063 | 100.3374 | 151.5398 | 103.6623 | 56.9411 | 166.2501 | 196.3779 | 117.3658 | 105.1364 | 127.5789 | 101.7264 | 179.5845 | 112.9123 | 93.4205 | 183.3177 | 80.5426 | 216.313 | 177.558 | 142.0026 | 63.8962 | 129.1911 | 247.9197 | 109.7918 | 100.4314 | 91.2461 | 176.6392 | 136.6422 | 101.5752 | 84.7818 | 158.1842 | 174.8427 | 96.5693 | 155.8547 | 151.1137 | 115.3072 | 130.1501 | 83.4734 | 104.482 | 145.124 | 107.4078 | 118.5859 | 65.6766 | 91.4166 | 96.6057 | 117.4346 | 110.6444 | 260.1764 | 128.0404 | 169.0757 | 164.7014 | 220.4043 | 53.7209 | 100.0687 | 79.5138 | 70.227 | 122.8329 | 117.3127 | 114.8579 | 79.6378 | 93.6306 | 165.7046 | 144.8269 | 131.5051 | 171.659 | 189.2646 | 90.2784 | 125.2648 | 79.6897 | 142.5251 | 185.0562 | 84.3499 | 166.8941 | 150.2769 | 112.5917 | 47.5869 | 148.0375 | 80.8659 | 105.8315 | 160.5251 | 55.1719 | 81.7885 | 147.5081 | 68.8943 | 87.7667 | 104.2439 | 80.1418 | 142.8475 | 126.225 | 131.6421 | 108.5405 | 164.5089 | 98.292 | 112.4464 | 113.6164 | 137.7366 | 112.4229 | 175.5953 | 104.8117 | 171.5756 | 95.3139 | 111.2613 | 198.2191 | 68.0134 | 94.6754 | 100.2453 | 112.7009 | 81.1548 | 118.6866 | 230.9755 | 55.2795 | 110.096 | 126.0285 | 56.0888 | 71.8172 | 140.318 | 94.7754 | 123.0776 | 144.7179 | 60.5394 | 59.1051 | 67.7482 | 158.2987 | 170.0833 | 147.603 | 76.4414 | 36.5188 | 101.1466 | 103.3132 | 157.1982 | 104.7146 | 90.0282 | 128.0504 | 153.7659 | 133.2426 | 159.1711 | 82.5029 | 141.8864 | 167.9157 | 80.2949 | 129.1969 | 108.2801 | 130.3451 | 92.3393 | 102.705 | 115.0031 | 149.0967 | 101.1642 | 69.4274 | 175.0064 | 152.7778 | 157.4991 | 97.9281 | 72.7834 | 107.6361 | 69.9948 | 166.6819 | 209.1377 | 193.3487 | 172.1431 | 120.5559 | 175.9312 | 124.0687 | 158.0905 | 155.9996 | 156.801 | 108.9344 | 135.481 | 42.1325 | 157.7349 | 135.6041 | 117.0711 | 69.0428 | 185.2186 | 55.5038 | 148.2821 | 132.8524 | 73.5836 | 156.8732 | 203.8757 | 85.1302 | 121.6577 | 80.6067 | 102.4523 | 128.3721 | 132.0773 | 106.2134 | 136.8507 | 142.212 | 237.5314 | 86.4183 | 71.7466 | 141.8773 | 171.9216 | 128.9745 | 130.1364 | 120.148 | 81.7047 | 102.3493 | 139.7277 | 95.5688 | 162.7364 | 49.0282 | 112.6641 | 94.864 | 137.6676 | 137.8638 | 105.3866 | 100.748 | 155.6869 | 75.44 | 101.949 | 166.8238 | 99.9475 | 216.2364 | 167.6346 | 143.459 | 110.8498 | 141.9023 | 82.6397 | 72.9436 | 96.7396 | 106.5747 | 46.1385 | 164.1739 | 119.5802 | 124.4438 | 89.2586 | 131.2432 | 119.5918 | 132.2133 | 154.5699 | 80.7093 | 69.5756 | 89.5234 | 218.4053 | 281.8176 | 83.3676 | 127.6676 | 83.2153 | 80.793 | 124.261 | 168.1585 | 106.5218 | 202.877 | 60.9021 | 81.4983 | 111.6886 | 114.7871 | 158.4939 | 136.2567 | 116.5524 | 88.5936 | 96.1651 | 139.4069 | 165.6972 | 89.1177 | 73.8566 | 126.3824 | 111.117 | 196.7418 | 112.6188 | 108.0587 | 155.5784 | 146.1361 | 158.8477 | 202.7465 | 162.0205 | 151.7118 | 96.2204 | 118.3915 | 207.7249 | 106.1985 | 94.6099 | 126.0081 | 72.6039 | 63.5969 | 78.3637 | 89.5046 | 362.4213 | 84.3564 | 85.165 | 185.14 | 127.0513 | 270.7105 | 130.7246 | 286.4601 | 240.9594 | 136.7426 | 122.5157 | 230.9522 | 73.732 | 90.3486 | 311.6134 | 205.3296 | 182.9701 | 139.7791 | 113.0476 | 135.5552 | 85.9491 | 94.8456 | 161.0772 | 117.4329 | 185.2521 | 117.5083 | 134.3006 | 138.4033 | 104.8998 | 102.6124 | 72.2618 | 250.2725 | 148.7852 | 90.1326 | 169.779 | 147.335 | 137.5869 | 166.2989 | 102.216 | 127.4399 | 162.7931 | 89.2078 | 136.6811 | 158.7868 | 99.8239 | 135.0535 | 235.1952 | 106.1558 | 126.9867 | 73.4675 | 112.7679 | 80.9416 | 111.7753 | 107.5724 | 131.7104 | 116.4206 | 49.8131 | 110.0283 | 109.386 | 226.6088 | 106.1489 | 184.6541 | 87.5142 | 104.9852 | 201.4144 | 115.376 | 200.7531 | 156.386 | 107.7602 | 54.6904 | 92.4974 | 98.467 | 84.8425 | 277.5486 | 160.8155 | 110.9943 | 157.0794 | 180.6719 | 104.5751 | 188.347 | 68.7916 | 53.5465 | 83.5694 | 79.1549 | 223.8363 | 251.6322 | 179.0806 | 175.4694 | 103.7212 | 102.9563 | 166.4673 | 122.4514 | 133.8798 | 111.6176 | 169.3237 | 144.1419 | 142.0829 | 73.7262 | 127.8178 | 147.9526 | 93.8816 | 152.2589 | 135.3108 | 124.3653 | 128.1668 | 147.2361 | 152.9561 | 124.3172 | 172.3347 | 183.57 | 132.9396 | 53.9982 | 185.5256 | 95.6655 | 54.5592 | 124.6023 | 88.2006 | 58.8376 | 150.7411 | 81.8344 | 136.3138 | 227.74 | 130.5896 | 105.858 | 84.1832 | 204.0117 | 119.7236 | 101.0751 | 126.2976 | 118.3357 | 153.0198 | 150.7881 | 146.6149 | 169.3263 | 107.6806 | 98.6297 | 102.8498 | 205.8652 | 113.4576 | 107.8506 | 124.4867 | 100.224 | 123.7144 | 177.0914 | 130.5043 | 148.0728 | 191.8542 | 66.8403 | 99.2425 | 76.4364 | 48.7311 | 215.5898 | 94.6793 | 160.7995 | 162.7208 | 130.0824 | 67.5707 | 142.7718 | 103.8761 | 147.7008 | 212.8782 | 109.2118 | 108.8668 | 47.983 | 156.5047 | 131.4226 | 119.313 | 121.7744 | 96.5246 | 129.3483 | 259.9666 | 43.5533 | 81.3702 | 141.8045 | 118.3044 | 107.8747 | 118.1379 | 145.0515 | 92.8417 | 167.889 | 129.8721 | 133.7746 | 147.6449 | 122.2863 | 111.5565 | 161.4589 | 100.4358 | 106.3593 | 72.318 | 171.0229 | 85.6108 | 72.5748 | 118.6377 | 118.7748 | 143.8187 | 90.8525 | 22.2162 | 81.578 | 92.1213 | 201.1677 | 153.1348 | 108.7441 | 109.9375 | 94.8247 | 149.7805 | 140.0746 | 87.0731 | 120.9287 | 148.3589 | 78.7029 | 91.7333 | 74.1838 | 106.7581 | 160.3433 | 99.8501 | 187.9499 | 174.5212 | 187.5387 | 192.0931 | 151.6712 | 96.1789 | 93.2326 | 145.5344 | 107.6048 | 122.492 | 115.2121 | 138.2448 | 91.6 | 174.476 | 163.222 | 227.9674 | 132.5377 | 53.9624 | 145.5795 | 121.4465 | 137.7067 | 120.781 | 168.1177 | 261.4976 | 113.2275 | 62.2777 | 107.1489 | 123.6645 | 115.9112 | 122.4497 | 129.0893 | 157.8148 | 54.6906 | 168.073 | 125.9377 | 217.4117 | 171.5605 | 55.2994 | 53.5717 | 46.3061 | 142.6941 | 138.6225 | 126.275 | 57.8186 | 109.9961 | 182.2685 | 111.5018 | 125.427 | 136.6119 | 124.0206 | 86.1935 | 41.0431 | 253.4968 | 120.6265 | 107.9671 | 67.8342 | 127.5121 | 153.7203 | 115.5474 | 238.4249 | 115.2435 | 124.6896 | 139.4611 | 139.1828 | 51.7043 | 194.4931 | 76.4506 | 132.3442 | 186.0993 | 121.9087 | 133.1061 | 152.1452 | 139.1575 | 210.3569 | 96.3913 | 173.1815 | 112.5304 | 202.3128 | 232.4881 | 156.404 | 196.6913 | 14.6904 | 58.6276 | 119.325 | 126.941 | 113.8063 | 69.8855 | 109.2852 | 129.352 | 133.3092 | 63.93 | 155.3414 | 148.5707 | 83.1831 | 57.8132 | 154.6325 | 183.6776 | 100.3959 | 168.9132 | 158.9577 | 86.9223 | 155.958 | 238.1311 | 113.1577 | 147.5826 | 136.6787 | 92.3687 | 93.8748 | 99.3316 | 200.2379 | 201.5176 | 68.4636 | 106.8774 | 130.849 | 176.1955 | 90.9349 | 123.0683 | 112.5516 | 212.5292 | 95.0996 | 197.7458 | 238.5538 | 147.0891 | 146.8063 | 105.7111 | 135.9482 | 132.8102 | 117.7763 | 193.397 | 85.8587 | 145.5708 | 117.3693 | 40.8936 | 104.2892 | 189.4046 | 152.3411 | 91.4732 | 162.0281 | 163.0741 | 101.212 | 145.3374 | 105.8458 | 240.756 | 164.4674 | 85.4123 | 123.8528 | 90.9749 | 127.663 | 164.7661 | 139.3935 | 64.1287 | 58.0284 | 223.8086 | 118.4362 | 85.4558 | 126.7449 | 196.0084 | 95.9443 | 144.4056 | 87.0596 | 114.9467 | 177.3728 | 102.3851 | 98.5924 | 147.6147 | 85.6425 | 177.5411 | 57.1485 | 143.5307 | 84.7073 | 59.5147 | 174.4019 | 163.0477 | 115.8032 | 172.9748 | 151.7092 | 89.8337 | 163.5025 | 156.5082 | 107.7689 | 64.9574 | 149.5156 | 100.9278 | 198.6254 | 159.4062 | 169.3209 | 113.2752 | 83.3382 | 147.6761 | 90.2108 | 70.4406 | 193.8576 | 107.0269 | 93.0297 | 121.6732 | 182.0073 | 179.6041 | 110.6684 | 66.5261 | 231.9401 | 99.1346 | 36.9935 | 133.9446 | 180.9579 | 122.7137 | 176.5456 | 125.8066 | 184.6835 | 60.3607 | 157.859 | 161.3715 | 117.8431 | 303.7033 | 181.2797 | 145.8739 | 193.3613 | 128.3363 | 112.7824 | 132.5893 | 138.6415 | 177.5297 | 183.7516 | 78.5901 | 167.248 | 81.9291 | 96.2219 | 115.1001 | 162.4851 | 145.3092 | 176.7809 | 267.3265 | 126.6728 | 202.6419 | 89.8188 | 108.3119 | 138.714 | 98.6371 | 91.8357 | 77.4596 | 98.251 | 200.8347 | 132.1937 | 145.1035 | 154.4698 | 160.1293 | 76.9657 | 144.5319 | 134.3071 | 95.6084 | 93.8518 | 164.1389 | 161.9197 | 139.7291 | 221.2816 | 121.9565 | 119.9467 | 122.9269 | 144.826 | 194.2242 | 107.5496 | 179.9378 | 48.9163 | 24.584 | 101.5534 | 169.522 | 146.8879 | 130.2243 | 122.2825 | 141.8285 | 246.3804 | 137.4942 | 175.2864 | 141.9697 | 94.2226 | 93.9862 | 179.2105 | 221.6691 | 108.5755 | 145.3477 | 226.5674 | 103.0603 | 164.7803 | 160.3178 | 167.0074 | 79.7647 | 139.7274 | 95.6463 | 73.5507 | 98.5812 | 86.6128 | 81.3137 | 144.5658 | 119.8122 | 124.9075 | 129.4094 | 184.4987 | 132.7998 | 95.5224 | 79.5649 | 190.8602 | 163.6101 | 99.0376 | 138.2738 | 159.7573 | 167.8971 | 157.1048 | 153.5172 | 148.4789 | 184.1371 | 65.2325 | 73.4707 | 175.9472 | 81.0419 | 115.8617 | 148.7834 | 183.2152 | 194.1331 | 141.1449 | 155.587 | 134.9238 | 145.4435 | 223.8196 | 89.9711 | 178.2986 | 181.1178 | 104.4151 | 117.4508 | 123.3209 | 138.98 | 178.8319 | 109.5425 | 119.8912 | 155.439 | 137.7181 | 130.3523 | 102.1304 | 190.4076 | 114.05 | 93.7313 | 116.5024 | 169.5546 | 144.5931 | 81.5993 | 104.5223 | 220.1328 | 98.7875 | 137.5906 | 148.4296 | 99.3327 | 193.1687 | 90.0175 | 79.7712 | 147.1151 | 68.1646 | 154.8656 | 153.6109 | 132.1765 | 152.5071 | 80.6742 | 58.6817 | 76.8784 | 134.0148 | 82.3517 | 170.5727 | 147.2134 | 154.9171 | 132.6358 | 180.9859 | 124.5931 | 45.4049 | 93.8021 | 50.6345 | 201.1408 | 173.9978 | 152.1083 | 138.7126 | 151.0395 | 111.5718 | 126.7951 | 142.1215 | 115.6068 | 116.8999 | 100.8385 | 103.8737 | 62.5078 | 153.1698 | 240.1979 | 45.4545 | 162.9391 | 156.2672 | 126.4871 | 106.9976 | 130.4413 | 65.02 | 154.4422 | 140.3043 | 153.2053 | 145.3895 | 138.0529 | 76.1495 | 78.0579 | 120.254 | 80.1065 | 122.912 | 106.9903 | 72.3185 | 107.9389 | 162.9768 | 115.9603 | 216.5467 | 114.2326 | 100.338 | 164.3656 | 164.2648 | 183.6718 | 152.9214 | 193.105 | 163.9833 | 71.223 | 124.4988 | 84.0933 | 126.7963 | 106.4448 | 170.4021 | 178.6861 | 102.6082 | 134.2613 | 55.3827 | 97.6623 | 97.3227 | 89.9433 | 158.6359 | 142.5038 | 72.3272 | 144.7525 | 133.6252 | 111.5373 | 126.3499 | 355.0526 | 90.1881 | 154.4154 | 87.0139 | 73.0807 | 163.8192 | 132.9894 | 75.5627 | 73.8853 | 90.6234 | 145.0863 | 87.6157 | 134.7145 | 126.9654 | 120.6757 | 97.8495 | 94.892 | 133.983 | 158.8632 | 94.0184 | 124.5654 | 147.6392 | 108.9112 | 120.8443 | 142.9832 | 124.2126 | 141.4026 | 251.5817 | 110.4532 | 252.7903 | 82.6788 | 160.8916 | 145.2942 | 95.1572 | 146.24 | 154.6127 | 116.8224 | 146.1047 | 137.3529 | 152.3304 | 84.7645 | 168.7372 | 68.9361 | 193.0056 | 110.5859 | 168.7109 | 111.1849 | 191.2885 | 143.5955 | 106.2743 | 110.2887 | 160.7633 | 79.5556 | 121.5566 | 124.7563 | 170.9523 | 108.6487 | 128.2865 | 185.7855 | 115.7545 | 104.4414 | 165.2906 | 93.1496 | 107.0965 | 216.295 | 113.3672 | 96.2758 | 85.2823 | 137.3172 | 127.9119 | 132.1581 | 98.7063 | 154.066 | 106.4548 | 134.8104 | 99.9828 | 108.3636 | 131.5043 | 130.9059 | 94.1894 | 222.0215 | 62.0973 | 165.3593 | 158.7258 | 86.156 | 142.6605 | 144.6713 | 138.0586 | 146.4015 | 73.802 | 157.2485 | 105.8648 | 107.008 | 107.4707 | 156.2392 | 79.6377 | 186.7742 | 104.1707 | 107.8227 | 219.4968 | 120.6777 | 181.468 | 87.7149 | 163.6499 | 150.6415 | 72.5648 | 94.6454 | 93.4584 | 162.6856 | 148.591 | 82.1535 | 82.0962 | 89.4334 | 251.3607 | 8.6308 | 99.7186 | 84.5696 | 176.1743 | 168.2557 | 285.6282 | 72.568 | 88.8723 | 236.716 | 63.017 | 129.2928 | 125.0403 | 113.3361 | 137.6193 | 171.7832 | 140.7944 | 56.9929 | 137.9087 | 73.5641 | 79.2773 | 139.5004 | 71.9181 | 125.4475 | 88.9158 | 103.4929 | 184.1069 | 134.5617 | 123.4498 | 136.5097 | 200.642 | 108.9041 | 92.0668 | 75.6879 | 216.8827 | 139.8773 | 160.0061 | 184.1696 | 153.5013 | 116.5702 | 92.6732 | 158.295 | 109.1778 | 55.2568 | 206.7082 | 202.9374 | 149.4913 | 94.0999 | 279.814 | 100.3343 | 135.1628 | 106.7229 | 15.5131 | 86.3359 | 130.736 | 128.7659 | 86.2702 | 215.1118 | 246.1315 | 83.9795 | 111.2971 | 66.2618 | 129.2623 | 65.6074 | 143.5666 | 206.3377 | 141.5954 | 98.9823 | 149.0437 | 136.1219 | 155.5408 | 157.3262 | 178.651 | 88.0162 | 84.5327 | 129.8946 | 98.4569 | 189.1477 | 127.1876 | 170.074 | 84.1693 | 104.976 | 204.1105 | 138.3149 | 172.6752 | 139.2934 | 76.0093 | 160.252 | 142.1625 | 92.9682 | 140.3373 | 21.3089 | 196.288 | 70.1626 | 132.4642 | 116.9546 | 109.0566 | 178.0487 | 90.0592 | 163.6808 | 99.3927 | 192.6477 | 94.7075 | 159.4459 | 138.0913 | 226.3552 | 52.6556 | 120.8006 | 104.8782 | 128.8046 | 132.2768 | 147.346 | 84.8671 | 119.1597 | 112.9648 | 122.5375 | 92.9257 | 144.8891 | 156.6332 | 261.2428 | 95.8141 | 117.8358 | 109.0959 | 123.2034 | 159.3073 | 80.6212 | 80.0814 | 174.8883 | 108.1269 | 82.8956 | 132.8245 | 197.2619 | 163.7786 | 141.1509 | 63.6986 | 133.9449 | 153.8263 | 138.4974 | 4.9016 | 211.6309 | 175.3152 | 114.9824 | 168.1846 | 179.4393 | 111.6542 | 82.2866 | 120.4814 | 152.1127 | 118.6818 | 105.9366 | 147.7384 | 54.9636 | 116.8254 | 57.0604 | 128.7057 | 130.5628 | 10.1454 | 150.9365 | 142.3852 | 103.3715 | 82.4623 | 124.7872 | 169.6888 | 196.307 | 132.1657 | 149.055 | 142.6053 | 163.2923 | 112.0382 | 112.8649 | 141.3098 | 102.323 | 128.2114 | 160.6733 | 148.511 | 140.123
Time to 95% steady state number | t_95 | hh:mm:ss |  |  |  |  | t_95 | 0:41 | 0:41 | 0:41 | 0:41 | 0:41 | 0:41 | 0:35 | 0:41 | 0:41 | 0:41 | 0:41 | 0:41 | 0:40 | 0:41 | 0:40 | 0:41 | 0:41 | 0:40 | 0:41 | 0:41 | 0:41 | 0:41 | 0:41 | 0:40 | 0:41 | 0:41 | 0:40 | 0:40 | 0:31 | 0:40 | 0:41 | 0:41 | 0:39 | 0:41 | 0:41 | 0:41 | 0:40 | 0:41 | 0:39 | 0:40 | 0:40 | 0:41 | 0:41 | 0:41 | 0:41 | 0:41 | 0:41 | 0:40 | 0:40 | 0:37 | 0:41 | 0:41 | 0:12 | 0:41 | 0:41 | 0:40 | 0:41 | 0:41 | 0:41 | 0:41 | 0:41 | 0:41 | 0:41 | 0:40 | 0:41 | 0:41 | 0:37 | 0:41 | 0:41 | 0:41 | 0:41 | 0:41 | 0:41 | 0:40 | 0:41 | 0:41 | 0:41 | 0:41 | 0:41 | 0:41 | 0:41 | 0:41 | 0:35 | 0:41 | 0:41 | 0:41 | 0:41 | 0:41 | 0:41 | 0:41 | 0:41 | 0:41 | 0:41 | 0:41 | 0:41 | 0:41 | 0:41 | 0:41 | 0:41 | 0:16 | 0:41 | 0:41 | 0:41 | 0:41 | 0:41 | 0:39 | 0:41 | 0:41 | 0:41 | 0:41 | 0:41 | 0:41 | 0:40 | 0:41 | 0:41 | 0:41 | 0:41 | 0:41 | 0:41 | 0:41 | 0:41 | 0:41 | 0:40 | 0:41 | 0:41 | 0:41 | 0:40 | 0:41 | 0:40 | 0:41 | 0:41 | 0:41 | 0:40 | 0:41 | 0:41 | 0:41 | 0:41 | 0:41 | 0:41 | 0:40 | 0:41 | 0:40 | 0:41 | 0:41 | 0:41 | 0:41 | 0:41 | 0:41 | 0:40 | 0:41 | 0:41 | 0:41 | 0:41 | 0:39 | 0:41 | 0:41 | 0:41 | 0:41 | 0:41 | 0:40 | 0:41 | 0:41 | 0:41 | 0:40 | 0:41 | 0:41 | 0:41 | 0:41 | 0:41 | 0:41 | 0:41 | 0:40 | 0:41 | 0:41 | 0:41 | 0:13 | 0:41 | 0:19 | 0:41 | 0:41 | 0:41 | 0:41 | 0:19 | 0:41 | 0:41 | 0:41 | 0:41 | 0:40 | 0:41 | 0:40 | 0:40 | 0:40 | 0:32 | 0:41 | 0:41 | 0:41 | 0:41 | 0:33 | 0:41 | 0:41 | 0:41 | 0:41 | 0:41 | 0:41 | 0:27 | 0:32 | 0:41 | 0:41 | 0:40 | 0:23 | 0:41 | 0:17 | 0:40 | 0:40 | 0:40 | 0:40 | 0:41 | 0:41 | 0:41 | 0:41 | 0:41 | 0:40 | 0:41 | 0:41 | 0:36 | 0:40 | 0:41 | 0:41 | 0:41 | 0:41 | 0:40 | 0:41 | 0:41 | 0:41 | 0:40 | 0:40 | 0:41 | 0:41 | 0:41 | 0:41 | 0:41 | 0:41 | 0:41 | 0:41 | 0:41 | 0:37 | 0:41 | 0:41 | 0:41 | 0:41 | 0:41 | 0:41 | 0:41 | 0:41 | 0:41 | 0:41 | 0:31 | 0:41 | 0:41 | 0:40 | 0:41 | 0:40 | 0:41 | 0:41 | 0:41 | 0:41 | 0:41 | 0:41 | 0:41 | 0:41 | 0:41 | 0:41 | 0:41 | 0:41 | 0:41 | 0:41 | 0:41 | 0:41 | 0:41 | 0:41 | 0:41 | 0:41 | 0:41 | 0:41 | 0:41 | 0:41 | 0:41 | 0:41 | 0:41 | 0:40 | 0:41 | 0:41 | 0:41 | 0:41 | 0:40 | 0:41 | 0:41 | 0:41 | 0:41 | 0:03 | 0:41 | 0:41 | 0:41 | 0:41 | 0:41 | 0:41 | 0:41 | 0:40 | 0:41 | 0:17 | 0:41 | 0:41 | 0:40 | 0:41 | 0:41 | 0:41 | 0:41 | 0:40 | 0:41 | 0:41 | 0:40 | 0:40 | 0:41 | 0:41 | 0:41 | 0:40 | 0:41 | 0:41 | 0:41 | 0:41 | 0:41 | 0:41 | 0:41 | 0:41 | 0:41 | 0:41 | 0:41 | 0:41 | 0:41 | 0:41 | 0:41 | 0:41 | 0:41 | 0:41 | 0:41 | 0:41 | 0:41 | 0:40 | 0:41 | 0:40 | 0:41 | 0:41 | 0:01 | 0:41 | 0:41 | 0:41 | 0:41 | 0:41 | 0:41 | 0:41 | 0:41 | 0:41 | 0:40 | 0:41 | 0:41 | 0:41 | 0:41 | 0:29 | 0:41 | 0:40 | 0:41 | 0:41 | 0:41 | 0:41 | 0:41 | 0:41 | 0:41 | 0:41 | 0:41 | 0:41 | 0:41 | 0:41 | 0:41 | 0:06 | 0:41 | 0:41 | 0:41 | 0:41 | 0:41 | 0:41 | 0:40 | 0:41 | 0:41 | 0:41 | 0:41 | 0:41 | 0:41 | 0:41 | 0:41 | 0:41 | 0:41 | 0:40 | 0:40 | 0:41 | 0:41 | 0:40 | 0:41 | 0:39 | 0:41 | 0:41 | 0:41 | 0:41 | 0:41 | 0:41 | 0:41 | 0:41 | 0:41 | 0:35 | 0:41 | 0:41 | 0:41 | 0:41 | 0:41 | 0:41 | 0:41 | 0:35 | 0:41 | 0:41 | 0:41 | 0:41 | 0:41 | 0:41 | 0:40 | 0:41 | 0:41 | 0:40 | 0:41 | 0:41 | 0:41 | 0:40 | 0:41 | 0:41 | 0:41 | 0:40 | 0:41 | 0:41 | 0:41 | 0:41 | 0:40 | 0:41 | 0:41 | 0:41 | 0:40 | 0:41 | 0:41 | 0:40 | 0:41 | 0:41 | 0:41 | 0:41 | 0:41 | 0:41 | 0:41 | 0:41 | 0:41 | 0:41 | 0:41 | 0:40 | 0:41 | 0:40 | 0:41 | 0:40 | 0:41 | 0:41 | 0:41 | 0:40 | 0:41 | 0:41 | 0:41 | 0:41 | 0:41 | 0:41 | 0:41 | 0:40 | 0:41 | 0:40 | 0:41 | 0:41 | 0:41 | 0:41 | 0:41 | 0:32 | 0:41 | 0:41 | 0:41 | 0:41 | 0:40 | 0:41 | 0:41 | 0:41 | 0:41 | 0:40 | 0:40 | 0:41 | 0:39 | 0:41 | 0:41 | 0:41 | 0:41 | 0:41 | 0:41 | 0:41 | 0:41 | 0:41 | 0:40 | 0:38 | 0:41 | 0:41 | 0:41 | 0:23 | 0:41 | 0:41 | 0:41 | 0:40 | 0:41 | 0:41 | 0:41 | 0:41 | 0:41 | 0:41 | 0:41 | 0:41 | 0:41 | 0:40 | 0:41 | 0:40 | 0:41 | 0:41 | 0:38 | 0:41 | 0:41 | 0:40 | 0:41 | 0:41 | 0:40 | 0:41 | 0:41 | 0:41 | 0:41 | 0:41 | 0:41 | 0:41 | 0:41 | 0:41 | 0:41 | 0:41 | 0:41 | 0:41 | 0:41 | 0:40 | 0:41 | 0:41 | 0:41 | 0:41 | 0:41 | 0:32 | 0:39 | 0:41 | 0:41 | 0:41 | 0:41 | 0:41 | 0:41 | 0:40 | 0:40 | 0:41 | 0:41 | 0:41 | 0:20 | 0:41 | 0:41 | 0:40 | 0:41 | 0:32 | 0:41 | 0:41 | 0:41 | 0:41 | 0:41 | 0:41 | 0:41 | 0:40 | 0:41 | 0:40 | 0:15 | 0:41 | 0:41 | 0:41 | 0:41 | 0:41 | 0:40 | 0:41 | 0:41 | 0:41 | 0:41 | 0:41 | 0:41 | 0:41 | 0:40 | 0:41 | 0:40 | 0:41 | 0:40 | 0:40 | 0:41 | 0:41 | 0:38 | 0:41 | 0:41 | 0:41 | 0:40 | 0:41 | 0:41 | 0:41 | 0:41 | 0:41 | 0:41 | 0:41 | 0:41 | 0:41 | 0:41 | 0:41 | 0:41 | 0:41 | 0:41 | 0:41 | 0:41 | 0:40 | 0:41 | 0:41 | 0:41 | 0:41 | 0:40 | 0:40 | 0:41 | 0:41 | 0:41 | 0:41 | 0:41 | 0:41 | 0:41 | 0:41 | 0:41 | 0:41 | 0:41 | 0:40 | 0:41 | 0:41 | 0:41 | 0:41 | 0:41 | 0:41 | 0:39 | 0:41 | 0:40 | 0:41 | 0:40 | 0:41 | 0:41 | 0:41 | 0:41 | 0:41 | 0:41 | 0:41 | 0:40 | 0:40 | 0:41 | 0:41 | 0:41 | 0:41 | 0:41 | 0:41 | 0:41 | 0:41 | 0:41 | 0:41 | 0:41 | 0:41 | 0:40 | 0:41 | 0:41 | 0:40 | 0:40 | 0:41 | 0:41 | 0:41 | 0:40 | 0:41 | 0:41 | 0:41 | 0:41 | 0:23 | 0:40 | 0:40 | 0:41 | 0:41 | 0:41 | 0:41 | 0:40 | 0:41 | 0:41 | 0:40 | 0:41 | 0:41 | 0:41 | 0:40 | 0:40 | 0:41 | 0:41 | 0:41 | 0:40 | 0:41 | 0:41 | 0:39 | 0:41 | 0:41 | 0:41 | 0:40 | 0:41 | 0:41 | 0:40 | 0:41 | 0:41 | 0:41 | 0:41 | 0:41 | 0:40 | 0:40 | 0:41 | 0:41 | 0:41 | 0:41 | 0:41 | 0:41 | 0:41 | 0:41 | 0:41 | 0:41 | 0:41 | 0:41 | 0:41 | 0:41 | 0:41 | 0:41 | 0:41 | 0:41 | 0:41 | 0:41 | 0:41 | 0:41 | 0:41 | 0:41 | 0:41 | 0:37 | 0:41 | 0:41 | 0:40 | 0:41 | 0:33 | 0:41 | 0:41 | 0:41 | 0:41 | 0:41 | 0:41 | 0:41 | 0:40 | 0:24 | 0:41 | 0:41 | 0:41 | 0:41 | 0:41 | 0:41 | 0:40 | 0:41 | 0:41 | 0:41 | 0:41 | 0:40 | 0:41 | 0:41 | 0:41 | 0:41 | 0:41 | 0:41 | 0:41 | 0:40 | 0:41 | 0:41 | 0:41 | 0:41 | 0:41 | 0:41 | 0:41 | 0:40 | 0:41 | 0:37 | 0:40 | 0:41 | 0:41 | 0:40 | 0:41 | 0:41 | 0:41 | 0:41 | 0:14 | 0:41 | 0:41 | 0:40 | 0:41 | 0:39 | 0:40 | 0:39 | 0:41 | 0:40 | 0:38 | 0:41 | 0:41 | 0:41 | 0:41 | 0:41 | 0:41 | 0:41 | 0:41 | 0:41 | 0:41 | 0:41 | 0:41 | 0:41 | 0:41 | 0:41 | 0:40 | 0:41 | 0:41 | 0:41 | 0:41 | 0:40 | 0:41 | 0:40 | 0:41 | 0:41 | 0:41 | 0:41 | 0:41 | 0:40 | 0:41 | 0:41 | 0:41 | 0:41 | 0:41 | 0:41 | 0:38 | 0:40 | 0:41 | 0:40 | 0:41 | 0:41 | 0:41 | 0:41 | 0:41 | 0:40 | 0:41 | 0:41 | 0:41 | 0:41 | 0:41 | 0:40 | 0:41 | 0:32 | 0:41 | 0:41 | 0:41 | 0:41 | 0:41 | 0:41 | 0:41 | 0:41 | 0:41 | 0:41 | 0:41 | 0:40 | 0:40 | 0:41 | 0:40 | 0:39 | 0:41 | 0:41 | 0:40 | 0:41 | 0:41 | 0:40 | 0:38 | 0:41 | 0:41 | 0:41 | 0:33 | 0:41 | 0:41 | 0:41 | 0:38 | 0:41 | 0:41 | 0:41 | 0:41 | 0:41 | 0:41 | 0:41 | 0:40 | 0:41 | 0:39 | 0:39 | 0:40 | 0:41 | 0:41 | 0:41 | 0:40 | 0:41 | 0:41 | 0:41 | 0:41 | 0:41 | 0:41 | 0:41 | 0:41 | 0:41 | 0:41 | 0:41 | 0:41 | 0:41 | 0:40 | 0:41 | 0:41 | 0:41 | 0:41 | 0:40 | 0:40 | 0:41 | 0:36 | 0:41 | 0:41 | 0:41 | 0:41 | 0:41 | 0:41 | 0:41 | 0:41 | 0:41 | 0:41 | 0:39 | 0:41 | 0:41 | 0:41 | 0:41 | 0:41 | 0:41 | 0:41 | 0:40 | 0:41 | 0:41 | 0:41 | 0:41 | 0:41 | 0:41 | 0:41 | 0:41 | 0:41 | 0:41 | 0:41 | 0:41 | 0:41 | 0:40 | 0:41 | 0:41 | 0:41 | 0:41 | 0:41 | 0:36 | 0:41 | 0:41 | 0:05 | 0:41 | 0:41 | 0:41 | 0:41 | 0:41 | 0:39 | 0:41 | 0:41 | 0:40 | 0:41 | 0:40 | 0:41 | 0:41 | 0:41 | 0:40 | 0:41 | 0:40 | 0:40 | 0:40 | 0:41 | 0:41 | 0:41 | 0:41 | 0:41 | 0:41 | 0:41 | 0:41 | 0:06 | 0:41 | 0:41 | 0:40 | 0:41 | 0:41 | 0:41 | 0:41 | 0:41 | 0:41 | 0:41 | 0:41 | 0:41 | 0:41 | 0:41 | 0:41 | 0:40 | 0:39 | 0:41 | 0:41 | 0:41 | 0:39 | 0:41 | 0:41 | 0:41 | 0:41 | 0:41 | 0:41 | 0:40 | 0:41 | 0:41 | 0:41 | 0:40 | 0:41 | 0:41 | 0:41 | 0:40 | 0:41 | 0:40 | 0:41 | 0:41 | 0:41 | 0:41 | 0:41 | 0:41 | 0:41 | 0:37 | 0:41 | 0:41 | 0:41 | 0:41 | 0:41 | 0:41 | 0:41 | 0:41 | 0:41 | 0:39 | 0:41 | 0:41 | 0:41 | 0:41 | 0:40 | 0:37 | 0:40 | 0:41 | 0:39 | 0:41 | 0:40 | 0:41 | 0:41 | 0:41 | 0:41 | 0:40 | 0:41 | 0:41 | 0:41 | 0:41 | 0:41 | 0:41 | 0:41 | 0:41 | 0:41 | 0:41 | 0:41 | 0:40 | 0:41 | 0:41 | 0:41 | 0:41 | 0:41 | 0:03 | 0:41 | 0:41 | 0:40 | 0:41 | 0:40 | 0:41 | 0:40 | 0:41 | 0:41 | 0:41 | 0:41 | 0:41 | 0:40 | 0:41 | 0:39 | 0:41 | 0:34 | 0:41 | 0:40 | 0:41 | 0:41 | 0:40 | 0:41 | 0:40 | 0:41 | 0:41 | 0:41 | 0:41 | 0:41 | 0:40 | 0:41 | 0:41 | 0:41 | 0:41 | 0:41 | 0:41 | 0:41 | 0:40 | 0:41 | 0:41 | 0:41 | 0:41 | 0:41 | 0:41 | 0:41 | 0:41 | 0:41 | 0:41 | 0:41 | 0:41 | 0:41 | 0:41 | 0:41 | 0:41 | 0:40 | 0:41 | 0:41 | 0:40 | 0:41 | 0:41 | 0:40 | 0:41 | 0:40 | 0:41 | 0:40 | 0:40 | 0:18 | 0:40 | 0:40 | 0:39 | 0:40 | 0:41 | 0:41 | 0:41 | 0:41 | 0:41 | 0:41 | 0:41 | 0:41 | 0:41 | 0:41 | 0:41 | 0:41 | 0:40 | 0:41 | 0:41 | 0:38 | 0:41 | 0:41 | 0:40 | 0:41 | 0:39 | 0:41 | 0:41 | 0:41 | 0:40 | 0:41 | 0:41 | 0:39 | 0:41 | 0:41 | 0:41 | 0:41 | 0:41 | 0:40 | 0:40 | 0:41 | 0:41 | 0:41 | 0:41 | 0:24 | 0:41 | 0:41 | 0:41 | 0:41 | 0:41 | 0:41 | 0:40 | 0:41 | 0:41 | 0:41 | 0:41 | 0:41 | 0:41 | 0:41 | 0:41 | 0:41 | 0:40 | 0:40 | 0:41 | 0:41 | 0:41 | 0:41 | 0:41 | 0:41 | 0:41 | 0:41 | 0:40 | 0:01 | 0:41 | 0:41 | 0:41 | 0:41 | 0:41 | 0:41 | 0:40 | 0:41 | 0:41 | 0:41 | 0:41 | 0:41 | 0:41 | 0:41 | 0:40 | 0:41 | 0:41 | 0:40 | 0:41 | 0:41 | 0:41 | 0:41 | 0:41 | 0:41 | 0:39 | 0:41 | 0:41 | 0:41 | 0:41 | 0:41 | 0:41 | 0:41 | 0:40 | 0:41 | 0:40 | 0:41 | 0:41 | 0:41 | 0:41 | 0:41 | 0:41 | 0:41 | 0:41 | 0:41 | 0:41 | 0:41 | 0:40 | 0:41 | 0:41 | 0:41 | 0:41 | 0:41 | 0:41 | 0:41 | 0:41 | 0:41 | 0:41 | 0:41 | 0:41 | 0:41 | 0:41 | 0:41 | 0:41 | 0:41 | 0:41 | 0:41 | 0:41 | 0:41 | 0:41 | 0:41 | 0:41 | 0:41 | 0:40 | 0:41 | 0:40 | 0:41 | 0:36 | 0:41 | 0:41 | 0:41 | 0:41 | 0:41 | 0:41 | 0:41 | 0:41 | 0:41 | 0:41 | 0:41 | 0:40 | 0:40 | 0:41 | 0:40 | 0:41 | 0:41 | 0:40 | 0:40 | 0:41 | 0:41 | 0:41 | 0:41 | 0:41 | 0:41 | 0:41 | 0:34 | 0:40 | 0:40 | 0:41 | 0:41 | 0:40 | 0:41 | 0:41 | 0:41 | 0:41 | 0:41 | 0:41 | 0:41 | 0:41 | 0:41 | 0:41 | 0:41 | 0:41 | 0:41 | 0:41 | 0:41 | 0:41 | 0:41 | 0:41 | 0:41 | 0:41 | 0:41 | 0:41 | 0:39 | 0:41 | 0:41 | 0:41 | 0:41 | 0:41 | 0:40 | 0:41 | 0:41 | 0:41 | 0:40 | 0:41 | 0:41 | 0:30 | 0:41 | 0:41 | 0:41 | 0:41 | 0:40 | 0:40 | 0:41 | 0:40 | 0:41 | 0:41 | 0:38 | 0:41 | 0:41 | 0:34 | 0:41 | 0:41 | 0:39 | 0:41 | 0:41 | 0:41 | 0:41 | 0:41 | 0:41 | 0:41 | 0:40 | 0:40 | 0:41 | 0:41 | 0:41 | 0:41 | 0:41 | 0:41 | 0:41 | 0:41 | 0:41 | 0:41 | 0:41 | 0:41 | 0:41 | 0:41 | 0:41 | 0:41 | 0:41 | 0:41 | 0:41 | 0:40 | 0:41 | 0:41 | 0:41 | 0:41 | 0:41 | 0:21 | 0:41 | 0:41 | 0:41 | 0:41 | 0:41 | 0:41 | 0:41 | 0:40 | 0:41 | 0:41 | 0:41 | 0:09 | 0:40 | 0:41 | 0:41 | 0:41 | 0:41 | 0:41 | 0:40 | 0:41 | 0:40 | 0:41 | 0:41 | 0:41 | 0:41 | 0:41 | 0:41 | 0:41 | 0:41 | 0:41 | 0:41 | 0:41 | 0:41 | 0:41 | 0:41 | 0:41 | 0:41 | 0:41 | 0:40 | 0:40 | 0:40 | 0:41 | 0:41 | 0:40 | 0:41 | 0:41 | 0:40 | 0:41 | 0:41 | 0:41 | 0:41 | 0:41 | 0:41 | 0:40 | 0:41 | 0:41 | 0:41 | 0:41 | 0:40 | 0:41 | 0:41 | 0:41 | 0:41 | 0:41 | 0:41 | 0:41 | 0:36 | 0:41 | 0:41 | 0:41 | 0:41 | 0:41 | 0:40 | 0:41 | 0:41 | 0:41 | 0:41 | 0:41 | 0:41 | 0:41 | 0:40 | 0:41 | 0:41 | 0:41 | 0:41 | 0:40 | 0:40 | 0:35 | 0:41 | 0:41 | 0:41 | 0:41 | 0:41 | 0:41 | 0:41 | 0:41 | 0:41 | 0:41 | 0:41 | 0:41 | 0:35 | 0:38 | 0:40 | 0:40 | 0:41 | 0:41 | 0:38 | 0:41 | 0:41 | 0:41 | 0:41 | 0:41 | 0:41 | 0:41 | 0:40 | 0:41 | 0:41 | 0:38 | 0:41 | 0:40 | 0:41 | 0:41 | 0:40 | 0:41 | 0:41 | 0:40 | 0:41 | 0:41 | 0:41 | 0:41 | 0:41 | 0:41 | 0:41 | 0:41 | 0:41 | 0:41 | 0:41 | 0:41 | 0:41 | 0:41 | 0:41 | 0:41 | 0:41 | 0:41 | 0:41 | 0:41 | 0:41 | 0:41 | 0:41 | 0:41 | 0:40 | 0:40 | 0:41 | 0:41 | 0:41 | 0:41 | 0:41 | 0:41 | 0:40 | 0:38 | 0:41 | 0:41 | 0:41 | 0:41 | 0:41 | 0:41 | 0:41 | 0:41 | 0:41 | 0:41 | 0:41 | 0:41 | 0:41 | 0:41 | 0:41 | 0:41 | 0:41 | 0:41 | 0:41 | 0:41 | 0:40 | 0:41 | 0:41 | 0:41 | 0:41 | 0:41 | 0:41 | 0:41 | 0:41 | 0:40 | 0:40 | 0:41 | 0:41 | 0:41 | 0:41 | 0:41 | 0:41 | 0:41 | 0:40 | 0:41 | 0:41 | 0:41 | 0:41 | 0:41 | 0:41 | 0:41 | 0:41 | 0:41 | 0:41 | 0:41 | 0:40 | 0:41 | 0:41 | 0:40 | 0:38 | 0:41 | 0:41 | 0:41 | 0:41 | 0:41 | 0:41 | 0:40 | 0:41 | 0:41 | 0:40 | 0:41 | 0:41 | 0:41 | 0:39 | 0:41 | 0:41 | 0:41 | 0:41 | 0:41 | 0:41 | 0:41 | 0:41 | 0:41 | 0:41 | 0:41 | 0:41 | 0:41 | 0:41 | 0:40 | 0:41 | 0:41 | 0:41 | 0:41 | 0:41 | 0:01 | 0:41 | 0:41 | 0:40 | 0:39 | 0:40 | 0:41 | 0:41 | 0:41 | 0:41 | 0:41 | 0:18 | 0:41 | 0:41 | 0:41 | 0:41 | 0:41 | 0:40 | 0:41 | 0:41 | 0:41 | 0:41 | 0:41 | 0:41 | 0:41 | 0:40 | 0:40 | 0:41 | 0:21 | 0:41 | 0:41 | 0:41 | 0:41 | 0:41 | 0:41 | 0:41 | 0:41 | 0:40 | 0:41 | 0:41 | 0:41 | 0:41 | 0:41 | 0:41 | 0:41 | 0:41 | 0:40 | 0:40 | 0:41 | 0:41 | 0:41 | 0:34 | 0:41 | 0:40 | 0:41 | 0:41 | 0:41 | 0:41 | 0:39 | 0:40 | 0:41 | 0:41 | 0:41 | 0:41 | 0:41 | 0:41 | 0:41 | 0:41 | 0:41 | 0:40 | 0:41 | 0:41 | 0:40 | 0:41 | 0:41 | 0:41 | 0:41 | 0:41 | 0:41 | 0:41 | 0:41 | 0:18 | 0:41 | 0:41 | 0:41 | 0:37 | 0:41 | 0:41 | 0:41 | 0:41 | 0:41 | 0:41 | 0:40 | 0:41 | 0:41 | 0:41 | 0:41 | 0:41 | 0:41 | 0:41 | 0:40 | 0:41 | 0:41 | 0:40 | 0:41 | 0:41 | 0:38 | 0:40 | 0:41 | 0:40 | 0:41 | 0:41 | 0:41 | 0:41 | 0:40 | 0:41 | 0:41 | 0:41 | 0:41 | 0:41 | 0:40 | 0:41 | 0:41 | 0:41 | 0:41 | 0:40 | 0:37 | 0:41 | 0:41 | 0:41 | 0:41 | 0:41 | 0:41 | 0:41 | 0:41 | 0:41 | 0:40 | 0:41 | 0:41 | 0:41 | 0:41 | 0:41 | 0:41 | 0:40 | 0:41 | 0:41 | 0:41 | 0:41 | 0:41 | 0:41 | 0:41 | 0:41 | 0:41 | 0:41 | 0:41 | 0:41 | 0:41 | 0:40 | 0:41 | 0:41 | 0:41 | 0:41 | 0:38 | 0:40 | 0:41 | 0:41 | 0:41 | 0:41 | 0:41 | 0:41 | 0:41 | 0:15 | 0:41 | 0:41 | 0:41 | 0:41 | 0:40 | 0:41 | 0:41 | 0:41 | 0:41 | 0:41 | 0:41 | 0:41 | 0:41 | 0:41 | 0:41 | 0:41 | 0:41 | 0:41 | 0:41 | 0:41 | 0:41 | 0:41 | 0:41 | 0:41 | 0:41 | 0:41 | 0:41 | 0:41 | 0:41 | 0:41 | 0:40 | 0:41 | 0:41 | 0:41 | 0:41 | 0:41 | 0:41 | 0:41 | 0:41 | 0:41 | 0:38 | 0:41 | 0:41 | 0:41 | 0:41 | 0:41 | 0:40 | 0:40 | 0:41 | 0:41 | 0:41 | 0:41 | 0:41 | 0:40 | 0:41 | 0:41 | 0:41 | 0:41 | 0:41 | 0:41 | 0:41 | 0:41 | 0:41 | 0:41 | 0:41 | 0:41 | 0:40 | 0:41 | 0:41 | 0:41 | 0:41 | 0:41 | 0:41 | 0:41 | 0:41 | 0:41 | 0:40 | 0:41 | 0:41 | 0:40 | 0:40 | 0:41 | 0:41 | 0:41 | 0:41 | 0:41 | 0:41 | 0:41 | 0:39 | 0:41 | 0:41 | 0:41 | 0:41 | 0:41 | 0:41 | 0:40 | 0:41 | 0:41 | 0:40 | 0:41 | 0:41 | 0:41 | 0:41 | 0:41 | 0:41 | 0:41 | 0:41 | 0:40 | 0:41 | 0:41 | 0:41 | 0:41 | 0:41 | 0:41 | 0:41 | 0:41 | 0:41 | 0:41 | 0:41 | 0:41 | 0:41 | 0:41 | 0:41 | 0:41 | 0:41 | 0:41 | 0:41 | 0:41 | 0:41 | 0:41 | 0:41 | 0:41 | 0:41 | 0:41 | 0:41 | 0:41 | 0:41 | 0:40 | 0:41 | 0:41 | 0:41 | 0:41 | 0:41 | 0:41 | 0:40 | 0:41 | 0:41 | 0:41 | 0:41 | 0:41 | 0:41 | 0:41 | 0:40 | 0:41 | 0:41 | 0:41 | 0:41 | 0:41 | 0:41 | 0:41 | 0:41 | 0:41 | 0:41 | 0:41 | 0:41 | 0:41 | 0:41 | 0:41 | 0:41 | 0:41 | 0:41 | 0:41 | 0:41 | 0:40 | 0:41 | 0:41 | 0:41 | 0:41 | 0:41 | 0:41 | 0:41 | 0:41 | 0:41 | 0:41 | 0:41 | 0:41 | 0:41 | 0:41 | 0:41 | 0:41 | 0:40 | 0:41 | 0:41 | 0:41 | 0:41 | 0:41 | 0:41 | 0:41 | 0:37 | 0:41 | 0:41 | 0:41 | 0:41 | 0:40 | 0:41 | 0:40 | 0:38 | 0:41 | 0:41 | 0:40 | 0:41 | 0:41 | 0:41 | 0:41 | 0:41 | 0:40 | 0:41 | 0:40 | 0:41 | 0:41 | 0:41 | 0:40 | 0:41 | 0:40 | 0:41 | 0:41 | 0:41 | 0:40 | 0:41 | 0:41 | 0:41 | 0:41 | 0:40 | 0:41 | 0:40 | 0:39 | 0:41 | 0:41 | 0:36 | 0:41 | 0:41 | 0:41 | 0:41 | 0:41 | 0:41 | 0:41 | 0:41 | 0:41 | 0:41 | 0:41 | 0:41 | 0:38 | 0:41 | 0:41 | 0:41 | 0:41 | 0:41 | 0:41 | 0:40 | 0:41 | 0:40 | 0:41 | 0:41 | 0:41 | 0:41 | 0:40 | 0:41 | 0:41 | 0:41 | 0:41 | 0:41 | 0:41 | 0:41 | 0:41 | 0:41 | 0:41 | 0:37 | 0:24 | 0:41 | 0:40 | 0:41 | 0:40 | 0:41 | 0:41 | 0:41 | 0:41 | 0:41 | 0:41 | 0:41 | 0:41 | 0:41 | 0:40 | 0:41 | 0:41 | 0:41 | 0:40 | 0:41 | 0:41 | 0:41 | 0:39 | 0:41 | 0:41 | 0:41 | 0:40 | 0:21 | 0:41 | 0:41 | 0:28 | 0:41 | 0:41 | 0:41 | 0:40 | 0:41 | 0:41 | 0:41 | 0:41 | 0:40 | 0:41 | 0:41 | 0:41 | 0:41 | 0:41 | 0:41 | 0:41 | 0:41 | 0:41 | 0:41 | 0:41 | 0:41 | 0:41 | 0:41 | 0:41 | 0:41 | 0:41 | 0:41 | 0:41 | 0:41 | 0:40 | 0:41 | 0:41 | 0:41 | 0:40 | 0:41 | 0:41 | 0:41 | 0:41 | 0:41 | 0:41 | 0:41 | 0:40 | 0:27 | 0:41 | 0:41 | 0:41 | 0:41 | 0:41 | 0:41 | 0:41 | 0:40 | 0:41 | 0:41 | 0:41 | 0:41 | 0:41 | 0:41 | 0:41 | 0:40 | 0:25 | 0:41 | 0:41 | 0:41 | 0:41 | 0:41 | 0:40 | 0:40 | 0:41 | 0:40 | 0:41 | 0:41 | 0:41 | 0:41 | 0:41 | 0:41 | 0:39 | 0:41 | 0:41 | 0:41 | 0:41 | 0:41 | 0:41 | 0:41 | 0:39 | 0:12 | 0:40 | 0:41 | 0:41 | 0:39 | 0:41 | 0:41 | 0:41 | 0:41 | 0:41 | 0:41 | 0:41 | 0:41 | 0:41 | 0:41 | 0:40 | 0:41 | 0:41 | 0:41 | 0:00 | 0:40 | 0:41 | 0:41 | 0:41 | 0:41 | 0:41 | 0:41 | 0:41 | 0:41 | 0:41 | 0:41 | 0:41 | 0:41 | 0:41 | 0:41 | 0:38 | 0:41 | 0:41 | 0:41 | 0:41 | 0:41 | 0:41 | 0:40 | 0:41 | 0:41 | 0:41 | 0:41 | 0:41 | 0:41 | 0:41 | 0:41 | 0:41 | 0:41 | 0:41 | 0:41 | 0:41 | 0:41 | 0:41 | 0:41 | 0:41 | 0:41 | 0:40 | 0:41 | 0:41 | 0:41 | 0:41 | 0:41 | 0:41 | 0:41 | 0:41 | 0:41 | 0:41 | 0:41 | 0:41 | 0:41 | 0:41 | 0:41 | 0:41 | 0:41 | 0:41 | 0:40 | 0:40 | 0:41 | 0:41 | 0:41 | 0:41 | 0:40 | 0:40 | 0:40 | 0:41 | 0:41 | 0:41 | 0:41 | 0:41 | 0:41 | 0:40 | 0:40 | 0:41 | 0:41 | 0:40 | 0:41 | 0:41 | 0:41 | 0:41 | 0:41 | 0:40 | 0:41 | 0:41 | 0:41 | 0:41 | 0:41 | 0:41 | 0:41 | 0:41 | 0:40 | 0:40 | 0:40 | 0:40 | 0:41 | 0:41 | 0:41 | 0:38 | 0:41 | 0:41 | 0:41 | 0:41 | 0:39 | 0:40 | 0:41 | 0:41 | 0:41 | 0:41 | 0:41 | 0:41 | 0:35 | 0:41 | 0:41 | 0:41 | 0:41 | 0:41 | 0:41 | 0:41 | 0:40 | 0:41 | 0:40 | 0:40 | 0:41 | 0:41 | 0:41 | 0:41 | 0:41 | 0:40 | 0:41 | 0:41 | 0:41 | 0:41 | 0:41 | 0:41 | 0:41 | 0:41 | 0:41 | 0:41 | 0:41 | 0:36 | 0:41 | 0:41 | 0:41 | 0:36 | 0:41 | 0:41 | 0:41 | 0:41 | 0:41 | 0:40 | 0:41 | 0:41 | 0:41 | 0:41 | 0:41 | 0:41 | 0:41 | 0:41 | 0:41 | 0:40 | 0:41 | 0:41 | 0:41 | 0:41 | 0:41 | 0:41 | 0:41 | 0:41 | 0:41 | 0:40 | 0:41 | 0:41 | 0:41 | 0:41 | 0:41 | 0:41 | 0:41 | 0:41 | 0:41 | 0:41 | 0:41 | 0:41 | 0:41 | 0:41 | 0:41 | 0:41 | 0:38 | 0:41 | 0:40 | 0:41 | 0:41 | 0:41 | 0:41 | 0:41 | 0:40 | 0:41 | 0:41 | 0:41 | 0:40 | 0:40 | 0:41 | 0:41 | 0:41 | 0:40 | 0:41 | 0:41 | 0:40 | 0:41 | 0:41 | 0:41 | 0:41 | 0:41 | 0:41 | 0:41 | 0:41 | 0:41 | 0:41 | 0:40 | 0:41 | 0:41 | 0:41 | 0:41 | 0:41 | 0:41 | 0:41 | 0:33 | 0:41 | 0:40 | 0:41 | 0:41 | 0:41 | 0:41 | 0:41 | 0:41 | 0:41 | 0:41 | 0:40 | 0:40 | 0:41 | 0:40 | 0:41 | 0:41 | 0:41 | 0:41 | 0:40 | 0:41 | 0:41 | 0:40 | 0:40 | 0:41 | 0:15 | 0:37 | 0:41 | 0:41 | 0:41 | 0:41 | 0:41 | 0:41 | 0:41 | 0:40 | 0:41 | 0:41 | 0:41 | 0:41 | 0:41 | 0:41 | 0:41 | 0:41 | 0:41 | 0:41 | 0:41 | 0:41 | 0:41 | 0:41 | 0:41 | 0:41 | 0:41 | 0:41 | 0:40 | 0:41 | 0:41 | 0:41 | 0:40 | 0:40 | 0:41 | 0:36 | 0:41 | 0:41 | 0:41 | 0:41 | 0:41 | 0:41 | 0:41 | 0:41 | 0:41 | 0:40 | 0:41 | 0:41 | 0:41 | 0:41 | 0:41 | 0:41 | 0:41 | 0:41 | 0:41 | 0:41 | 0:41 | 0:41 | 0:40 | 0:41 | 0:41 | 0:41 | 0:39 | 0:41 | 0:41 | 0:41 | 0:41 | 0:41 | 0:41 | 0:41 | 0:41 | 0:41 | 0:41 | 0:41 | 0:41 | 0:41 | 0:40 | 0:41 | 0:41 | 0:41 | 0:41 | 0:41 | 0:41 | 0:41 | 0:41 | 0:41 | 0:41 | 0:41 | 0:40 | 0:41 | 0:41 | 0:41 | 0:02 | 0:40 | 0:41 | 0:41 | 0:41 | 0:41 | 0:41 | 0:40 | 0:41 | 0:41 | 0:41 | 0:41 | 0:40 | 0:41 | 0:41 | 0:41 | 0:40 | 0:41 | 0:41 | 0:41 | 0:40 | 0:41 | 0:41 | 0:40 | 0:41 | 0:41 | 0:41 | 0:41 | 0:41 | 0:41 | 0:41 | 0:41 | 0:39 | 0:41 | 0:40 | 0:41 | 0:41 | 0:41 | 0:41 | 0:40 | 0:41 | 0:41 | 0:41 | 0:41 | 0:40 | 0:41 | 0:41 | 0:41 | 0:41 | 0:41 | 0:41 | 0:41 | 0:41 | 0:41 | 0:41 | 0:41 | 0:41 | 0:41 | 0:40 | 0:41 | 0:40 | 0:41 | 0:41 | 0:41 | 0:41 | 0:41 | 0:41 | 0:41 | 0:40 | 0:41 | 0:40 | 0:41 | 0:41 | 0:41 | 0:40 | 0:41 | 0:41 | 0:41 | 0:40 | 0:29 | 0:41 | 0:41 | 0:41 | 0:41 | 0:05 | 0:41 | 0:41 | 0:35 | 0:41 | 0:41 | 0:41 | 0:41 | 0:41 | 0:41 | 0:41 | 0:41 | 0:41 | 0:41 | 0:41 | 0:41 | 0:40 | 0:41 | 0:40 | 0:40 | 0:41 | 0:41 | 0:40 | 0:41 | 0:41 | 0:41 | 0:41 | 0:41 | 0:41 | 0:41 | 0:41 | 0:41 | 0:41 | 0:41 | 0:41 | 0:41 | 0:41 | 0:26 | 0:17 | 0:41 | 0:41 | 0:40 | 0:41 | 0:07 | 0:40 | 0:41 | 0:41 | 0:41 | 0:41 | 0:41 | 0:41 | 0:41 | 0:41 | 0:41 | 0:41 | 0:41 | 0:41 | 0:41 | 0:41 | 0:41 | 0:41 | 0:41 | 0:41 | 0:41 | 0:41 | 0:41 | 0:41 | 0:40 | 0:41 | 0:41 | 0:41 | 0:41 | 0:41 | 0:41 | 0:41 | 0:41 | 0:41 | 0:41 | 0:41 | 0:41 | 0:41 | 0:40 | 0:41 | 0:40 | 0:41 | 0:41 | 0:10 | 0:41 | 0:41 | 0:41 | 0:41 | 0:38 | 0:41 | 0:41 | 0:41 | 0:41 | 0:41 | 0:40 | 0:41 | 0:41 | 0:41 | 0:41 | 0:41 | 0:41 | 0:41 | 0:41 | 0:41 | 0:41 | 0:41 | 0:40 | 0:41 | 0:40 | 0:41 | 0:41 | 0:41 | 0:41 | 0:34 | 0:41 | 0:41 | 0:36 | 0:41 | 0:32 | 0:40 | 0:41 | 0:41 | 0:40 | 0:40 | 0:40 | 0:41 | 0:41 | 0:40 | 0:41 | 0:41 | 0:41 | 0:41 | 0:40 | 0:41 | 0:41 | 0:39 | 0:41 | 0:41 | 0:41 | 0:41 | 0:41 | 0:41 | 0:41 | 0:41 | 0:41 | 0:41 | 0:40 | 0:40 | 0:41 | 0:41 | 0:40 | 0:41 | 0:41 | 0:41 | 0:40 | 0:40 | 0:41 | 0:41 | 0:41 | 0:41 | 0:41 | 0:41 | 0:41 | 0:41 | 0:41 | 0:41 | 0:41 | 0:41 | 0:40 | 0:41 | 0:41 | 0:41 | 0:41 | 0:40 | 0:40 | 0:41 | 0:41 | 0:40 | 0:41 | 0:41 | 0:41 | 0:40 | 0:40 | 0:40 | 0:41 | 0:41 | 0:40 | 0:41 | 0:41 | 0:41 | 0:41 | 0:41 | 0:41 | 0:40 | 0:40 | 0:41 | 0:41 | 0:41 | 0:41 | 0:41 | 0:41 | 0:41 | 0:41 | 0:40 | 0:41 | 0:41 | 0:41 | 0:41 | 0:41 | 0:41 | 0:41 | 0:40 | 0:41 | 0:41 | 0:41 | 0:41 | 0:41 | 0:41 | 0:41 | 0:41 | 0:33 | 0:41 | 0:41 | 0:41 | 0:41 | 0:41 | 0:41 | 0:41 | 0:41 | 0:41 | 0:41 | 0:39 | 0:41 | 0:41 | 0:41 | 0:37 | 0:41 | 0:41 | 0:41 | 0:41 | 0:39 | 0:41 | 0:24 | 0:41 | 0:41 | 0:39 | 0:41 | 0:41 | 0:41 | 0:41 | 0:40 | 0:41 | 0:41 | 0:41 | 0:40 | 0:41 | 0:40 | 0:41 | 0:41 | 0:41 | 0:41 | 0:41 | 0:41 | 0:41 | 0:41 | 0:41 | 0:41 | 0:41 | 0:41 | 0:41 | 0:41 | 0:41 | 0:41 | 0:41 | 0:41 | 0:41 | 0:41 | 0:41 | 0:41 | 0:41 | 0:41 | 0:41 | 0:40 | 0:41 | 0:41 | 0:41 | 0:41 | 0:41 | 0:41 | 0:40 | 0:37 | 0:41 | 0:41 | 0:40 | 0:41 | 0:41 | 0:36 | 0:41 | 0:41 | 0:41 | 0:41 | 0:41 | 0:41 | 0:41 | 0:41 | 0:41 | 0:41 | 0:41 | 0:41 | 0:41 | 0:41 | 0:41 | 0:40 | 0:41 | 0:40 | 0:41 | 0:41 | 0:41 | 0:36 | 0:41 | 0:41 | 0:41 | 0:41 | 0:41 | 0:40 | 0:41 | 0:41 | 0:41 | 0:41 | 0:41 | 0:41 | 0:41 | 0:41 | 0:41 | 0:41 | 0:41 | 0:40 | 0:40 | 0:39 | 0:32 | 0:41 | 0:38 | 0:41 | 0:41 | 0:41 | 0:41 | 0:41 | 0:41 | 0:41 | 0:41 | 0:41 | 0:41 | 0:41 | 0:41 | 0:41 | 0:41 | 0:40 | 0:41 | 0:41 | 0:41 | 0:41 | 0:41 | 0:40 | 0:41 | 0:40 | 0:41 | 0:41 | 0:40 | 0:14 | 0:41 | 0:41 | 0:41 | 0:41 | 0:41 | 0:41 | 0:40 | 0:41 | 0:41 | 0:41 | 0:38 | 0:41 | 0:41 | 0:40 | 0:40 | 0:41 | 0:41 | 0:41 | 0:41 | 0:40 | 0:24 | 0:41 | 0:41 | 0:41 | 0:41 | 0:40 | 0:41 | 0:41 | 0:15 | 0:41 | 0:40 | 0:41 | 0:06 | 0:40 | 0:41 | 0:39 | 0:41 | 0:41 | 0:41 | 0:41 | 0:41 | 0:41 | 0:41 | 0:41 | 0:41 | 0:41 | 0:37 | 0:41 | 0:40 | 0:40 | 0:41 | 0:41 | 0:41 | 0:41 | 0:41 | 0:41 | 0:41 | 0:40 | 0:41 | 0:21 | 0:40 | 0:41 | 0:41 | 0:41 | 0:41 | 0:41 | 0:28 | 0:41 | 0:41 | 0:41 | 0:41 | 0:30 | 0:40 | 0:41 | 0:41 | 0:41 | 0:40 | 0:41 | 0:41 | 0:41 | 0:41 | 0:41 | 0:41 | 0:41 | 0:40 | 0:41 | 0:40 | 0:41 | 0:41 | 0:40 | 0:41 | 0:41 | 0:39 | 0:41 | 0:41 | 0:41 | 0:41 | 0:41 | 0:41 | 0:41 | 0:40 | 0:41 | 0:41 | 0:41 | 0:41 | 0:41 | 0:41 | 0:41 | 0:41 | 0:41 | 0:41 | 0:41 | 0:41 | 0:41 | 0:41 | 0:41 | 0:41 | 0:41 | 0:41 | 0:39 | 0:41 | 0:41 | 0:41 | 0:41 | 0:41 | 0:41 | 0:41 | 0:41 | 0:41 | 0:41 | 0:41 | 0:41 | 0:41 | 0:41 | 0:40 | 0:41 | 0:33 | 0:41 | 0:41 | 0:41 | 0:39 | 0:41 | 0:40 | 0:41 | 0:31 | 0:41 | 0:41 | 0:41 | 0:40 | 0:41 | 0:40 | 0:41 | 0:26 | 0:41 | 0:41 | 0:41 | 0:41 | 0:41 | 0:41 | 0:41 | 0:41 | 0:41 | 0:41 | 0:41 | 0:41 | 0:41 | 0:41 | 0:41 | 0:41 | 0:41 | 0:41 | 0:41 | 0:41 | 0:41 | 0:41 | 0:41 | 0:41 | 0:41 | 0:41 | 0:41 | 0:41 | 0:41 | 0:41 | 0:40 | 0:41 | 0:41 | 0:38 | 0:41 | 0:41 | 0:40 | 0:41 | 0:41 | 0:41 | 0:41 | 0:41 | 0:41 | 0:41 | 0:41 | 0:41 | 0:41 | 0:41 | 0:41 | 0:41 | 0:41 | 0:41 | 0:41 | 0:40 | 0:40 | 0:41 | 0:41 | 0:41 | 0:41 | 0:41 | 0:40 | 0:41 | 0:41 | 0:41 | 0:41 | 0:41 | 0:41 | 0:41 | 0:41 | 0:41 | 0:41 | 0:41 | 0:41 | 0:40 | 0:40 | 0:41 | 0:37 | 0:41 | 0:41 | 0:41 | 0:41 | 0:41 | 0:40 | 0:41 | 0:41 | 0:41 | 0:41 | 0:41 | 0:41 | 0:40 | 0:41 | 0:40 | 0:41 | 0:41 | 0:41 | 0:41 | 0:40 | 0:35 | 0:41 | 0:41 | 0:41 | 0:41 | 0:41 | 0:41 | 0:40 | 0:41 | 0:41 | 0:41 | 0:41 | 0:40 | 0:40 | 0:41 | 0:41 | 0:41 | 0:41 | 0:41 | 0:41 | 0:41 | 0:41 | 0:39 | 0:41 | 0:41 | 0:41 | 0:41 | 0:40 | 0:40 | 0:41 | 0:41 | 0:41 | 0:40 | 0:41 | 0:41 | 0:40 | 0:41 | 0:40 | 0:41 | 0:40 | 0:41 | 0:41 | 0:41 | 0:41 | 0:41 | 0:41 | 0:41 | 0:41 | 0:41 | 0:41 | 0:41 | 0:41 | 0:41 | 0:41 | 0:41 | 0:41 | 0:39 | 0:41 | 0:41 | 0:40 | 0:41 | 0:41 | 0:40 | 0:41 | 0:41 | 0:41 | 0:41 | 0:41 | 0:41 | 0:41 | 0:41 | 0:41 | 0:40 | 0:41 | 0:41 | 0:40 | 0:41 | 0:41 | 0:41 | 0:40 | 0:41 | 0:41 | 0:40 | 0:40 | 0:41 | 0:38 | 0:41 | 0:41 | 0:40 | 0:41 | 0:41 | 0:41 | 0:41 | 0:41 | 0:41 | 0:41 | 0:41 | 0:35 | 0:41 | 0:41 | 0:41 | 0:41 | 0:41 | 0:41 | 0:40 | 0:41 | 0:41 | 0:41 | 0:41 | 0:41 | 0:41 | 0:37 | 0:41 | 0:41 | 0:41 | 0:41 | 0:40 | 0:41 | 0:32 | 0:41 | 0:41 | 0:41 | 0:41 | 0:41 | 0:41 | 0:23 | 0:41 | 0:40 | 0:41 | 0:41 | 0:41 | 0:41 | 0:41 | 0:41 | 0:41 | 0:41 | 0:41 | 0:41 | 0:41 | 0:41 | 0:41 | 0:40 | 0:41 | 0:41 | 0:41 | 0:41 | 0:41 | 0:41 | 0:40 | 0:41 | 0:41 | 0:41 | 0:39 | 0:41 | 0:40 | 0:41 | 0:41 | 0:41 | 0:41 | 0:41 | 0:41 | 0:38 | 0:41 | 0:41 | 0:41 | 0:41 | 0:41 | 0:41 | 0:40 | 0:41 | 0:41 | 0:41 | 0:41 | 0:41 | 0:41 | 0:20 | 0:41 | 0:41 | 0:41 | 0:40 | 0:41 | 0:41 | 0:41 | 0:41 | 0:41 | 0:16 | 0:41 | 0:40 | 0:41 | 0:41 | 0:41 | 0:40 | 0:41 | 0:41 | 0:41 | 0:40 | 0:41 | 0:41 | 0:41 | 0:40 | 0:41 | 0:40 | 0:40 | 0:41 | 0:40 | 0:41 | 0:41 | 0:41 | 0:39 | 0:41 | 0:37 | 0:41 | 0:40 | 0:41 | 0:41 | 0:41 | 0:41 | 0:41 | 0:40 | 0:40 | 0:41 | 0:41 | 0:41 | 0:29 | 0:41 | 0:41 | 0:41 | 0:40 | 0:41 | 0:41 | 0:41 | 0:41 | 0:41 | 0:41 | 0:41 | 0:41 | 0:40 | 0:41 | 0:40 | 0:41 | 0:41 | 0:40 | 0:32 | 0:41 | 0:41 | 0:41 | 0:40 | 0:37 | 0:41 | 0:41 | 0:41 | 0:41 | 0:41 | 0:41 | 0:41 | 0:30 | 0:41 | 0:41 | 0:41 | 0:41 | 0:40 | 0:40 | 0:40 | 0:41 | 0:41 | 0:41 | 0:41 | 0:41 | 0:40 | 0:41 | 0:41 | 0:41 | 0:41 | 0:41 | 0:41 | 0:41 | 0:41 | 0:41 | 0:41 | 0:40 | 0:41 | 0:41 | 0:41 | 0:26 | 0:41 | 0:41 | 0:40 | 0:41 | 0:41 | 0:41 | 0:41 | 0:41 | 0:41 | 0:41 | 0:41 | 0:41 | 0:41 | 0:41 | 0:40 | 0:41 | 0:41 | 0:41 | 0:41 | 0:41 | 0:41 | 0:41 | 0:41 | 0:41 | 0:41 | 0:41 | 0:40 | 0:40 | 0:40 | 0:41 | 0:41 | 0:38 | 0:41 | 0:41 | 0:41 | 0:41 | 0:41 | 0:40 | 0:41 | 0:40 | 0:41 | 0:41 | 0:41 | 0:41 | 0:41 | 0:41 | 0:41 | 0:39 | 0:27 | 0:41 | 0:41 | 0:40 | 0:38 | 0:41 | 0:41 | 0:41 | 0:41 | 0:41 | 0:41 | 0:41 | 0:41 | 0:40 | 0:41 | 0:41 | 0:41 | 0:41 | 0:41 | 0:41 | 0:40 | 0:41 | 0:41 | 0:41 | 0:41 | 0:40 | 0:41 | 0:41 | 0:41 | 0:41 | 0:41 | 0:41 | 0:41 | 0:41 | 0:41 | 0:41 | 0:41 | 0:41 | 0:40 | 0:41 | 0:41 | 0:41 | 0:41 | 0:41 | 0:41 | 0:41 | 0:40 | 0:41 | 0:41 | 0:41 | 0:40 | 0:40 | 0:40 | 0:41 | 0:41 | 0:41 | 0:41 | 0:41 | 0:41 | 0:41 | 0:41 | 0:41 | 0:41 | 0:41 | 0:41 | 0:41 | 0:41 | 0:41 | 0:41 | 0:41 | 0:40 | 0:41 | 0:41 | 0:38 | 0:40 | 0:41 | 0:40 | 0:41 | 0:41 | 0:41 | 0:41 | 0:41 | 0:41 | 0:26 | 0:41 | 0:41 | 0:41 | 0:40 | 0:41 | 0:41 | 0:41 | 0:41 | 0:41 | 0:40 | 0:41 | 0:41 | 0:41 | 0:41 | 0:41 | 0:41 | 0:41 | 0:41 | 0:40 | 0:41 | 0:41 | 0:41 | 0:41 | 0:41 | 0:41 | 0:41 | 0:40 | 0:41 | 0:41 | 0:41 | 0:40 | 0:41 | 0:40 | 0:41 | 0:41 | 0:41 | 0:41 | 0:41 | 0:41 | 0:41 | 0:41 | 0:40 | 0:41 | 0:40 | 0:40 | 0:41 | 0:40 | 0:39 | 0:41 | 0:41 | 0:41 | 0:40 | 0:40 | 0:41 | 0:41 | 0:41 | 0:41 | 0:41 | 0:41 | 0:41 | 0:41 | 0:40 | 0:41 | 0:41 | 0:40 | 0:41 | 0:38 | 0:08 | 0:40 | 0:41 | 0:41 | 0:41 | 0:41 | 0:41 | 0:40 | 0:41 | 0:41 | 0:41 | 0:41 | 0:41 | 0:41 | 0:41 | 0:41 | 0:41 | 0:40 | 0:41 | 0:41 | 0:41 | 0:40 | 0:41 | 0:41 | 0:40 | 0:39 | 0:40 | 0:41 | 0:41 | 0:40 | 0:41 | 0:41 | 0:41 | 0:41 | 0:41 | 0:41 | 0:41 | 0:40 | 0:41 | 0:41 | 0:41 | 0:41 | 0:39 | 0:41 | 0:41 | 0:41 | 0:41 | 0:41 | 0:41 | 0:41 | 0:41 | 0:41 | 0:20 | 0:41 | 0:41 | 0:41 | 0:40 | 0:41 | 0:41 | 0:40 | 0:41 | 0:21 | 0:41 | 0:41 | 0:41 | 0:41 | 0:41 | 0:41 | 0:24 | 0:39 | 0:41 | 0:41 | 0:41 | 0:41 | 0:40 | 0:40 | 0:41 | 0:41 | 0:41 | 0:36 | 0:40 | 0:41 | 0:41 | 0:41 | 0:41 | 0:41 | 0:41 | 0:41 | 0:41 | 0:41 | 0:41 | 0:41 | 0:41 | 0:41 | 0:41 | 0:41 | 0:41 | 0:41 | 0:41 | 0:41 | 0:41 | 0:41 | 0:41 | 0:40 | 0:41 | 0:41 | 0:41 | 0:41 | 0:41 | 0:41 | 0:41 | 0:41 | 0:41 | 0:41 | 0:40 | 0:41 | 0:41 | 0:41 | 0:38 | 0:41 | 0:38 | 0:41 | 0:41 | 0:41 | 0:40 | 0:41 | 0:41 | 0:41 | 0:41 | 0:41 | 0:41 | 0:41 | 0:41 | 0:41 | 0:41 | 0:40 | 0:41 | 0:41 | 0:41 | 0:41 | 0:41 | 0:41 | 0:41 | 0:40 | 0:39 | 0:41 | 0:41 | 0:39 | 0:41 | 0:41 | 0:41 | 0:41 | 0:41 | 0:41 | 0:41 | 0:41 | 0:41 | 0:41 | 0:41 | 0:41 | 0:41 | 0:40 | 0:41 | 0:41 | 0:41 | 0:41 | 0:41 | 0:41 | 0:41 | 0:40 | 0:41 | 0:40 | 0:41 | 0:41 | 0:41 | 0:41 | 0:41 | 0:41 | 0:41 | 0:40 | 0:41 | 0:40 | 0:41 | 0:41 | 0:41 | 0:41 | 0:41 | 0:41 | 0:41 | 0:41 | 0:41 | 0:41 | 0:38 | 0:41 | 0:41 | 0:41 | 0:41 | 0:40 | 0:41 | 0:41 | 0:41 | 0:41 | 0:41 | 0:41 | 0:41 | 0:41 | 0:41 | 0:41 | 0:41 | 0:41 | 0:40 | 0:41 | 0:41 | 0:41 | 0:41 | 0:41 | 0:41 | 0:40 | 0:41 | 0:41 | 0:32 | 0:41 | 0:40 | 0:41 | 0:41 | 0:41 | 0:41 | 0:41 | 0:40 | 0:41 | 0:41 | 0:41 | 0:41 | 0:41 | 0:40 | 0:41 | 0:41 | 0:41 | 0:41 | 0:41 | 0:40 | 0:41 | 0:41 | 0:41 | 0:41 | 0:40 | 0:41 | 0:41 | 0:41 | 0:41 | 0:41 | 0:40 | 0:41 | 0:41 | 0:41 | 0:41 | 0:40 | 0:41 | 0:41 | 0:41 | 0:41 | 0:38 | 0:41 | 0:41 | 0:41 | 0:41 | 0:40 | 0:41 | 0:41 | 0:40 | 0:41 | 0:40 | 0:41 | 0:41 | 0:41 | 0:40 | 0:40 | 0:41 | 0:41 | 0:41 | 0:41 | 0:41 | 0:41 | 0:24 | 0:41 | 0:41 | 0:41 | 0:41 | 0:41 | 0:41 | 0:41 | 0:41 | 0:41 | 0:41 | 0:40 | 0:41 | 0:40 | 0:41 | 0:41 | 0:41 | 0:41 | 0:40 | 0:41 | 0:41 | 0:41 | 0:40 | 0:41 | 0:38 | 0:41 | 0:41 | 0:40 | 0:41 | 0:41 | 0:41 | 0:41 | 0:41 | 0:41 | 0:41 | 0:41 | 0:41 | 0:41 | 0:40 | 0:41 | 0:41 | 0:41 | 0:41 | 0:41 | 0:41 | 0:41 | 0:41 | 0:41 | 0:41 | 0:41 | 0:41 | 0:41 | 0:41 | 0:41 | 0:41 | 0:41 | 0:41 | 0:40 | 0:41 | 0:41 | 0:40 | 0:41 | 0:41 | 0:41 | 0:39 | 0:41 | 0:41 | 0:40 | 0:41 | 0:41 | 0:41 | 0:41 | 0:41 | 0:41 | 0:40 | 0:41 | 0:41 | 0:38 | 0:41 | 0:41 | 0:41 | 0:41 | 0:41 | 0:41 | 0:14 | 0:41 | 0:41 | 0:41 | 0:40 | 0:41 | 0:38 | 0:41 | 0:41 | 0:41 | 0:41 | 0:22 | 0:41 | 0:41 | 0:41 | 0:41 | 0:40 | 0:40 | 0:41 | 0:41 | 0:41 | 0:41 | 0:41 | 0:41 | 0:41 | 0:41 | 0:41 | 0:40 | 0:41 | 0:40 | 0:41 | 0:41 | 0:41 | 0:41 | 0:41 | 0:41 | 0:41 | 0:41 | 0:41 | 0:41 | 0:41 | 0:41 | 0:41 | 0:41 | 0:40 | 0:41 | 0:41 | 0:41 | 0:11 | 0:40 | 0:41 | 0:41 | 0:41 | 0:41 | 0:41 | 0:41 | 0:41 | 0:41 | 0:40 | 0:41 | 0:41 | 0:41 | 0:41 | 0:41 | 0:41 | 0:41 | 0:41 | 0:41 | 0:41 | 0:41 | 0:40 | 0:40 | 0:41 | 0:40 | 0:40 | 0:41 | 0:41 | 0:41 | 0:40 | 0:41 | 0:41 | 0:41 | 0:41 | 0:33 | 0:40 | 0:41 | 0:41 | 0:41 | 0:41 | 0:40 | 0:41 | 0:40 | 0:41 | 0:41 | 0:41 | 0:41 | 0:40 | 0:41 | 0:41 | 0:40 | 0:41 | 0:40 | 0:41 | 0:38 | 0:41 | 0:41 | 0:41 | 0:41 | 0:41 | 0:41 | 0:41 | 0:41 | 0:41 | 0:41 | 0:41 | 0:41 | 0:41 | 0:41 | 0:41 | 0:41 | 0:41 | 0:41 | 0:41 | 0:41 | 0:41 | 0:41 | 0:40 | 0:13 | 0:40 | 0:41 | 0:41 | 0:41 | 0:41 | 0:41 | 0:41 | 0:39 | 0:41 | 0:41 | 0:41 | 0:41 | 0:40 | 0:41 | 0:41 | 0:41 | 0:41 | 0:41 | 0:40 | 0:41 | 0:40 | 0:41 | 0:41 | 0:41 | 0:41 | 0:31 | 0:41 | 0:41 | 0:41 | 0:41 | 0:40 | 0:41 | 0:41 | 0:41 | 0:41 | 0:41 | 0:41 | 0:41 | 0:41 | 0:41 | 0:41 | 0:41 | 0:41 | 0:40 | 0:41 | 0:25 | 0:41 | 0:19 | 0:41 | 0:41 | 0:41 | 0:41 | 0:39 | 0:41 | 0:41 | 0:41 | 0:41 | 0:41 | 0:41 | 0:41 | 0:41 | 0:41 | 0:41 | 0:41 | 0:41 | 0:41 | 0:41 | 0:41 | 0:41 | 0:41 | 0:41 | 0:41 | 0:41 | 0:41 | 0:41 | 0:41 | 0:41 | 0:41 | 0:41 | 0:41 | 0:41 | 0:41 | 0:41 | 0:41 | 0:40 | 0:41 | 0:35 | 0:41 | 0:41 | 0:41 | 0:41 | 0:41 | 0:41 | 0:41 | 0:41 | 0:41 | 0:41 | 0:41 | 0:41 | 0:41 | 0:41 | 0:41 | 0:41 | 0:41 | 0:41 | 0:41 | 0:40 | 0:41 | 0:41 | 0:41 | 0:40 | 0:41 | 0:40 | 0:41 | 0:41 | 0:38 | 0:41 | 0:41 | 0:41 | 0:41 | 0:29 | 0:39 | 0:41 | 0:41 | 0:41 | 0:41 | 0:41 | 0:41 | 0:41 | 0:41 | 0:38 | 0:28 | 0:41 | 0:41 | 0:41 | 0:41 | 0:41 | 0:41 | 0:40 | 0:40 | 0:41 | 0:40 | 0:41 | 0:38 | 0:41 | 0:41 | 0:41 | 0:40 | 0:40 | 0:41 | 0:41 | 0:41 | 0:41 | 0:41 | 0:41 | 0:41 | 0:41 | 0:40 | 0:41 | 0:41 | 0:41 | 0:41 | 0:40 | 0:41 | 0:41 | 0:41 | 0:41 | 0:41 | 0:41 | 0:41 | 0:39 | 0:41 | 0:41 | 0:41 | 0:41 | 0:40 | 0:41 | 0:41 | 0:41 | 0:41 | 0:40 | 0:40 | 0:41 | 0:41 | 0:40 | 0:41 | 0:41 | 0:41 | 0:41 | 0:41 | 0:41 | 0:41 | 0:35 | 0:41 | 0:41 | 0:41 | 0:41 | 0:40 | 0:40 | 0:41 | 0:41 | 0:41 | 0:41 | 0:41 | 0:41 | 0:41 | 0:41 | 0:41 | 0:40 | 0:41 | 0:41 | 0:40 | 0:41 | 0:41 | 0:40 | 0:41 | 0:41 | 0:41 | 0:40 | 0:41 | 0:41 | 0:41 | 0:41 | 0:41 | 0:40 | 0:41 | 0:41 | 0:41 | 0:41 | 0:41 | 0:41 | 0:41 | 0:41 | 0:41 | 0:41 | 0:41 | 0:41 | 0:41 | 0:41 | 0:41 | 0:41 | 0:41 | 0:41 | 0:40 | 0:39 | 0:41 | 0:41 | 0:41 | 0:41 | 0:40 | 0:41 | 0:41 | 0:40 | 0:41 | 0:40 | 0:30 | 0:37 | 0:40 | 0:41 | 0:40 | 0:41 | 0:41 | 0:41 | 0:41 | 0:41 | 0:23 | 0:41 | 0:41 | 0:38 | 0:41 | 0:41 | 0:41 | 0:41 | 0:41 | 0:41 | 0:41 | 0:41 | 0:41 | 0:41 | 0:41 | 0:41 | 0:41 | 0:41 | 0:41 | 0:41 | 0:41 | 0:41 | 0:41 | 0:41 | 0:41 | 0:41 | 0:41 | 0:41 | 0:41 | 0:41 | 0:41 | 0:39 | 0:41 | 0:41 | 0:41 | 0:41 | 0:41 | 0:41 | 0:41 | 0:41 | 0:41 | 0:41 | 0:40 | 0:41 | 0:40 | 0:40 | 0:41 | 0:41 | 0:41 | 0:41 | 0:41 | 0:40 | 0:40 | 0:41 | 0:41 | 0:41 | 0:41 | 0:41 | 0:40 | 0:41 | 0:41 | 0:41 | 0:41 | 0:41 | 0:41 | 0:41 | 0:41 | 0:41 | 0:41 | 0:41 | 0:41 | 0:41 | 0:41 | 0:41 | 0:40 | 0:41 | 0:41 | 0:40 | 0:41 | 0:41 | 0:41 | 0:41 | 0:41 | 0:41 | 0:41 | 0:41 | 0:41 | 0:41 | 0:41 | 0:41 | 0:41 | 0:41 | 0:41 | 0:41 | 0:41 | 0:40 | 0:41 | 0:41 | 0:41 | 0:41 | 0:39 | 0:40 | 0:41 | 0:41 | 0:41 | 0:41 | 0:41 | 0:40 | 0:41 | 0:41 | 0:41 | 0:41 | 0:41 | 0:41 | 0:41 | 0:41 | 0:41 | 0:41 | 0:41 | 0:40 | 0:41 | 0:41 | 0:40 | 0:39 | 0:41 | 0:40 | 0:41 | 0:41 | 0:41 | 0:41 | 0:41 | 0:41 | 0:41 | 0:38 | 0:00 | 0:41 | 0:41 | 0:41 | 0:39 | 0:41 | 0:40 | 0:41 | 0:41 | 0:41 | 0:41 | 0:40 | 0:40 | 0:41 | 0:41 | 0:41 | 0:41 | 0:41 | 0:41 | 0:41 | 0:41 | 0:41 | 0:41 | 0:40 | 0:41 | 0:41 | 0:41 | 0:41 | 0:41 | 0:41 | 0:40 | 0:41 | 0:41 | 0:41 | 0:41 | 0:41 | 0:41 | 0:41 | 0:37 | 0:41 | 0:41 | 0:41 | 0:41 | 0:41 | 0:41 | 0:41 | 0:41 | 0:41 | 0:41 | 0:40 | 0:41 | 0:41 | 0:41 | 0:40 | 0:41 | 0:41 | 0:41 | 0:40 | 0:41 | 0:41 | 0:41 | 0:40 | 0:41 | 0:41 | 0:41 | 0:41 | 0:41 | 0:41 | 0:40 | 0:40 | 0:41 | 0:41 | 0:41 | 0:41 | 0:41 | 0:40 | 0:41 | 0:41 | 0:41 | 0:41 | 0:41 | 0:41 | 0:40 | 0:41 | 0:41 | 0:41 | 0:41 | 0:41 | 0:41 | 0:41 | 0:41 | 0:41 | 0:41 | 0:41 | 0:41 | 0:41 | 0:41 | 0:40 | 0:40 | 0:41 | 0:41 | 0:41 | 0:41 | 0:41 | 0:41 | 0:40 | 0:41 | 0:41 | 0:41 | 0:40 | 0:26 | 0:41 | 0:41 | 0:41 | 0:41 | 0:41 | 0:40 | 0:41 | 0:41 | 0:41 | 0:41 | 0:41 | 0:41 | 0:41 | 0:39 | 0:41 | 0:41 | 0:41 | 0:41 | 0:41 | 0:41 | 0:40 | 0:41 | 0:41 | 0:41 | 0:41 | 0:41 | 0:41 | 0:41 | 0:41 | 0:41 | 0:41 | 0:41 | 0:41 | 0:41 | 0:40 | 0:40 | 0:41 | 0:41 | 0:41 | 0:39 | 0:39 | 0:41 | 0:41 | 0:41 | 0:40 | 0:41 | 0:41 | 0:41 | 0:41 | 0:41 | 0:41 | 0:41 | 0:41 | 0:23 | 0:41 | 0:41 | 0:32 | 0:41 | 0:40 | 0:41 | 0:41 | 0:41 | 0:41 | 0:40 | 0:41 | 0:40 | 0:40 | 0:38 | 0:41 | 0:39 | 0:41 | 0:41 | 0:41 | 0:41 | 0:41 | 0:41 | 0:33 | 0:41 | 0:41 | 0:41 | 0:41 | 0:41 | 0:40 | 0:41 | 0:39 | 0:41 | 0:40 | 0:41 | 0:40 | 0:41 | 0:41 | 0:41 | 0:41 | 0:41 | 0:41 | 0:41 | 0:41 | 0:40 | 0:41 | 0:15 | 0:41 | 0:41 | 0:41 | 0:41 | 0:41 | 0:41 | 0:41 | 0:41 | 0:41 | 0:41 | 0:41 | 0:41 | 0:41 | 0:41 | 0:41 | 0:41 | 0:41 | 0:08 | 0:41 | 0:41 | 0:41 | 0:41 | 0:41 | 0:41 | 0:41 | 0:41 | 0:41 | 0:40 | 0:41 | 0:41 | 0:40 | 0:41 | 0:41 | 0:40 | 0:41 | 0:40 | 0:41 | 0:41 | 0:41 | 0:38 | 0:41 | 0:41 | 0:41 | 0:41 | 0:41 | 0:41 | 0:41 | 0:41 | 0:41 | 0:41 | 0:41 | 0:41 | 0:41 | 0:40 | 0:41 | 0:41 | 0:41 | 0:41 | 0:41 | 0:41 | 0:41 | 0:41 | 0:41 | 0:41 | 0:40 | 0:41 | 0:41 | 0:41 | 0:41 | 0:40 | 0:41 | 0:41 | 0:41 | 0:41 | 0:41 | 0:41 | 0:41 | 0:41 | 0:40 | 0:41 | 0:41 | 0:41 | 0:41 | 0:41 | 0:41 | 0:41 | 0:41 | 0:41 | 0:41 | 0:40 | 0:40 | 0:39 | 0:41 | 0:41 | 0:41 | 0:41 | 0:41 | 0:39 | 0:41 | 0:41 | 0:41 | 0:41 | 0:40 | 0:41 | 0:41 | 0:41 | 0:40 | 0:40 | 0:41 | 0:40 | 0:41 | 0:41 | 0:41 | 0:41 | 0:41 | 0:41 | 0:41 | 0:41 | 0:40 | 0:41 | 0:40 | 0:41 | 0:40 | 0:41 | 0:41 | 0:40 | 0:41 | 0:40 | 0:41 | 0:41 | 0:41 | 0:41 | 0:32 | 0:41 | 0:41 | 0:41 | 0:41 | 0:39 | 0:40 | 0:41 | 0:41 | 0:41 | 0:41 | 0:40 | 0:40 | 0:41 | 0:41 | 0:41 | 0:41 | 0:41 | 0:41 | 0:41 | 0:41 | 0:41 | 0:41 | 0:41 | 0:41 | 0:41 | 0:41 | 0:40 | 0:41 | 0:40 | 0:40 | 0:41 | 0:41 | 0:40 | 0:41 | 0:41 | 0:41 | 0:41 | 0:40 | 0:41 | 0:41 | 0:41 | 0:41 | 0:41 | 0:41 | 0:41 | 0:41 | 0:41 | 0:41 | 0:41 | 0:40 | 0:41 | 0:41 | 0:41 | 0:41 | 0:41 | 0:41 | 0:41 | 0:41 | 0:41 | 0:41 | 0:40 | 0:40 | 0:41 | 0:41 | 0:41 | 0:41 | 0:35 | 0:41 | 0:41 | 0:41 | 0:41 | 0:41 | 0:41 | 0:41 | 0:41 | 0:40 | 0:41 | 0:41 | 0:41 | 0:39 | 0:41 | 0:41 | 0:41 | 0:41 | 0:41 | 0:41 | 0:41 | 0:41 | 0:40 | 0:41 | 0:41 | 0:41 | 0:41 | 0:41 | 0:41 | 0:41 | 0:41 | 0:41 | 0:41 | 0:41 | 0:41 | 0:41 | 0:41 | 0:41 | 0:41 | 0:41 | 0:41 | 0:41 | 0:41 | 0:41 | 0:41 | 0:41 | 0:41 | 0:40 | 0:41 | 0:41 | 0:41 | 0:41 | 0:41 | 0:41 | 0:41 | 0:41 | 0:39 | 0:40 | 0:41 | 0:41 | 0:41 | 0:41 | 0:41 | 0:41 | 0:41 | 0:41 | 0:41 | 0:41 | 0:41 | 0:41 | 0:41 | 0:41 | 0:41 | 0:41 | 0:41 | 0:40 | 0:41 | 0:41 | 0:40 | 0:41 | 0:41 | 0:41 | 0:41 | 0:41 | 0:41 | 0:41 | 0:41 | 0:41 | 0:41 | 0:41 | 0:41 | 0:41 | 0:41 | 0:41 | 0:40 | 0:41 | 0:41 | 0:41 | 0:40 | 0:37 | 0:41 | 0:41 | 0:41 | 0:41 | 0:41 | 0:33 | 0:41 | 0:41 | 0:41 | 0:41 | 0:41 | 0:41 | 0:41 | 0:41 | 0:41 | 0:41 | 0:40 | 0:41 | 0:41 | 0:41 | 0:41 | 0:41 | 0:41 | 0:41 | 0:40 | 0:40 | 0:41 | 0:41 | 0:35 | 0:41 | 0:41 | 0:41 | 0:41 | 0:40 | 0:41 | 0:40 | 0:41 | 0:39 | 0:41 | 0:41 | 0:41 | 0:41 | 0:41 | 0:41 | 0:41 | 0:39 | 0:40 | 0:41 | 0:41 | 0:41 | 0:41 | 0:25 | 0:41 | 0:41 | 0:40 | 0:40 | 0:41 | 0:41 | 0:41 | 0:41 | 0:41 | 0:41 | 0:41 | 0:38 | 0:41 | 0:41 | 0:30 | 0:40 | 0:41 | 0:41 | 0:41 | 0:41 | 0:37 | 0:41 | 0:41 | 0:41 | 0:41 | 0:40 | 0:41 | 0:41 | 0:41 | 0:31 | 0:41 | 0:41 | 0:41 | 0:41 | 0:41 | 0:39 | 0:40 | 0:41 | 0:41 | 0:41 | 0:41 | 0:41 | 0:41 | 0:41 | 0:41 | 0:41 | 0:41 | 0:41 | 0:40 | 0:41 | 0:41 | 0:41 | 0:41 | 0:40 | 0:41 | 0:41 | 0:41 | 0:40 | 0:41 | 0:41 | 0:41 | 0:41 | 0:41 | 0:41 | 0:41 | 0:41 | 0:41 | 0:41 | 0:41 | 0:41 | 0:41 | 0:41 | 0:40 | 0:41 | 0:41 | 0:41 | 0:41 | 0:41 | 0:41 | 0:41 | 0:41 | 0:38 | 0:35 | 0:41 | 0:40 | 0:41 | 0:41 | 0:41 | 0:41 | 0:41 | 0:41 | 0:41 | 0:41 | 0:41 | 0:41 | 0:41 | 0:41 | 0:41 | 0:41 | 0:36 | 0:41 | 0:41 | 0:41 | 0:40 | 0:41 | 0:37 | 0:41 | 0:40 | 0:41 | 0:41 | 0:41 | 0:41 | 0:41 | 0:41 | 0:40 | 0:41 | 0:41 | 0:41 | 0:39 | 0:40 | 0:41 | 0:41 | 0:41 | 0:41 | 0:41 | 0:40 | 0:41 | 0:41 | 0:41 | 0:41 | 0:41 | 0:41 | 0:41 | 0:41 | 0:41 | 0:41 | 0:41 | 0:41 | 0:41 | 0:41 | 0:41 | 0:41 | 0:40 | 0:41 | 0:41 | 0:40 | 0:41 | 0:41 | 0:41 | 0:39 | 0:41 | 0:40 | 0:41 | 0:41 | 0:41 | 0:41 | 0:41 | 0:41 | 0:41 | 0:41 | 0:40 | 0:41 | 0:39 | 0:38 | 0:41 | 0:40 | 0:41 | 0:41 | 0:41 | 0:41 | 0:41 | 0:41 | 0:40 | 0:40 | 0:40 | 0:41 | 0:41 | 0:41 | 0:41 | 0:41 | 0:39 | 0:41 | 0:41 | 0:41 | 0:40 | 0:41 | 0:41 | 0:41 | 0:40 | 0:41 | 0:41 | 0:40 | 0:40 | 0:41 | 0:40 | 0:41 | 0:41 | 0:41 | 0:40 | 0:41 | 0:41 | 0:21 | 0:41 | 0:40 | 0:41 | 0:41 | 0:41 | 0:41 | 0:41 | 0:41 | 0:41 | 0:41 | 0:16 | 0:41 | 0:40 | 0:41 | 0:41 | 0:41 | 0:41 | 0:41 | 0:41 | 0:40 | 0:40 | 0:41 | 0:41 | 0:40 | 0:41 | 0:41 | 0:41 | 0:39 | 0:40 | 0:41 | 0:41 | 0:41 | 0:41 | 0:41 | 0:41 | 0:40 | 0:41 | 0:41 | 0:41 | 0:41 | 0:41 | 0:41 | 0:41 | 0:41 | 0:41 | 0:41 | 0:41 | 0:41 | 0:41 | 0:40 | 0:41 | 0:41 | 0:41 | 0:41 | 0:41 | 0:41 | 0:41 | 0:41 | 0:14 | 0:41 | 0:40 | 0:41 | 0:41 | 0:41 | 0:41 | 0:41 | 0:40 | 0:41 | 0:41 | 0:41 | 0:41 | 0:41 | 0:41 | 0:41 | 0:41 | 0:41 | 0:41 | 0:41 | 0:41 | 0:40 | 0:41 | 0:41 | 0:41 | 0:41 | 0:40 | 0:41 | 0:41 | 0:40 | 0:39 | 0:41 | 0:41 | 0:41 | 0:41 | 0:41 | 0:41 | 0:41 | 0:41 | 0:41 | 0:41 | 0:41 | 0:41 | 0:37 | 0:41 | 0:41 | 0:41 | 0:41 | 0:41 | 0:41 | 0:41 | 0:41 | 0:41 | 0:41 | 0:41 | 0:41 | 0:41 | 0:41 | 0:41 | 0:41 | 0:41 | 0:41 | 0:41 | 0:41 | 0:37 | 0:41 | 0:41 | 0:41 | 0:41 | 0:41 | 0:41 | 0:41 | 0:40 | 0:41 | 0:41 | 0:41 | 0:41 | 0:41 | 0:41 | 0:41 | 0:40 | 0:41 | 0:41 | 0:41 | 0:41 | 0:41 | 0:41 | 0:40 | 0:41 | 0:41 | 0:41 | 0:41 | 0:41 | 0:40 | 0:41 | 0:40 | 0:41 | 0:41 | 0:41 | 0:41 | 0:41 | 0:41 | 0:41 | 0:41 | 0:41 | 0:41 | 0:41 | 0:41 | 0:41 | 0:41 | 0:41 | 0:21 | 0:41 | 0:41 | 0:41 | 0:41 | 0:41 | 0:41 | 0:41 | 0:40 | 0:41 | 0:41 | 0:41 | 0:39 | 0:41 | 0:41 | 0:41 | 0:41 | 0:41 | 0:40 | 0:41 | 0:41 | 0:41 | 0:41 | 0:41 | 0:41 | 0:41 | 0:41 | 0:41 | 0:41 | 0:41 | 0:40 | 0:40 | 0:41 | 0:40 | 0:40 | 0:41 | 0:41 | 0:41 | 0:41 | 0:40 | 0:41 | 0:40 | 0:41 | 0:41 | 0:41 | 0:41 | 0:41 | 0:40 | 0:41 | 0:41 | 0:41 | 0:40 | 0:41 | 0:41 | 0:41 | 0:41 | 0:41 | 0:41 | 0:41 | 0:41 | 0:41 | 0:41 | 0:41 | 0:38 | 0:41 | 0:41 | 0:41 | 0:41 | 0:41 | 0:39 | 0:41 | 0:41 | 0:41 | 0:41 | 0:41 | 0:41 | 0:41 | 0:41 | 0:41 | 0:40 | 0:41 | 0:41 | 0:41 | 0:41 | 0:41 | 0:41 | 0:41 | 0:41 | 0:41 | 0:40 | 0:41 | 0:41 | 0:41 | 0:41 | 0:41 | 0:41 | 0:41 | 0:31 | 0:41 | 0:41 | 0:40 | 0:40 | 0:40 | 0:41 | 0:41 | 0:41 | 0:40 | 0:31 | 0:41 | 0:41 | 0:41 | 0:41 | 0:41 | 0:40 | 0:41 | 0:41 | 0:41 | 0:41 | 0:41 | 0:41 | 0:41 | 0:41 | 0:40 | 0:41 | 0:41 | 0:41 | 0:41 | 0:41 | 0:40 | 0:41 | 0:41 | 0:40 | 0:41 | 0:41 | 0:41 | 0:41 | 0:41 | 0:41 | 0:41 | 0:41 | 0:41 | 0:41 | 0:41 | 0:41 | 0:41 | 0:41 | 0:41 | 0:40 | 0:41 | 0:41 | 0:41 | 0:39 | 0:40 | 0:41 | 0:41 | 0:41 | 0:41 | 0:41 | 0:41 | 0:41 | 0:41 | 0:41 | 0:41 | 0:41 | 0:41 | 0:41 | 0:41 | 0:41 | 0:41 | 0:41 | 0:41 | 0:40 | 0:41 | 0:40 | 0:40 | 0:41 | 0:40 | 0:41 | 0:41 | 0:41 | 0:40 | 0:41 | 0:40 | 0:41 | 0:41 | 0:01 | 0:41 | 0:41 | 0:41 | 0:40 | 0:36 | 0:41 | 0:38 | 0:40 | 0:41 | 0:41 | 0:41 | 0:41 | 0:41 | 0:41 | 0:41 | 0:41 | 0:41 | 0:41 | 0:40 | 0:41 | 0:41 | 0:40 | 0:41 | 0:41 | 0:41 | 0:41 | 0:40 | 0:41 | 0:41 | 0:41 | 0:40 | 0:41 | 0:41 | 0:41 | 0:41 | 0:41 | 0:41 | 0:41 | 0:41 | 0:41 | 0:41 | 0:41 | 0:41 | 0:40 | 0:41 | 0:41 | 0:41 | 0:41 | 0:41 | 0:40 | 0:40 | 0:41 | 0:41 | 0:41 | 0:40 | 0:41 | 0:41 | 0:41 | 0:41 | 0:41 | 0:41 | 0:41 | 0:41 | 0:41 | 0:41 | 0:41 | 0:41 | 0:41 | 0:41 | 0:41 | 0:41 | 0:41 | 0:41 | 0:41 | 0:41 | 0:41 | 0:41 | 0:41 | 0:41 | 0:41 | 0:41 | 0:40 | 0:41 | 0:41 | 0:41 | 0:41 | 0:41 | 0:41 | 0:41 | 0:41 | 0:41 | 0:41 | 0:35 | 0:40 | 0:41 | 0:41 | 0:40 | 0:41 | 0:41 | 0:41 | 0:41 | 0:31 | 0:41 | 0:41 | 0:41 | 0:41 | 0:41 | 0:41 | 0:41 | 0:41 | 0:41 | 0:40 | 0:14 | 0:41 | 0:41 | 0:41 | 0:40 | 0:41 | 0:40 | 0:40 | 0:41 | 0:41 | 0:41 | 0:41 | 0:41 | 0:41 | 0:41 | 0:41 | 0:40 | 0:41 | 0:41 | 0:41 | 0:41 | 0:41 | 0:41 | 0:41 | 0:40 | 0:41 | 0:41 | 0:41 | 0:40 | 0:41 | 0:39 | 0:41 | 0:41 | 0:41 | 0:40 | 0:41 | 0:41 | 0:41 | 0:41 | 0:41 | 0:41 | 0:41 | 0:40 | 0:41 | 0:38 | 0:41 | 0:41 | 0:41 | 0:40 | 0:41 | 0:41 | 0:41 | 0:31 | 0:40 | 0:41 | 0:41 | 0:41 | 0:41 | 0:41 | 0:41 | 0:41 | 0:41 | 0:41 | 0:41 | 0:41 | 0:41 | 0:41 | 0:41 | 0:41 | 0:40 | 0:32 | 0:41 | 0:41 | 0:41 | 0:41 | 0:41 | 0:41 | 0:41 | 0:40 | 0:41 | 0:29 | 0:40 | 0:41 | 0:41 | 0:41 | 0:40 | 0:41 | 0:41 | 0:40 | 0:41 | 0:41 | 0:41 | 0:41 | 0:41 | 0:41 | 0:41 | 0:41 | 0:40 | 0:41 | 0:41 | 0:41 | 0:41 | 0:41 | 0:41 | 0:41 | 0:41 | 0:41 | 0:41 | 0:40 | 0:41 | 0:41 | 0:40 | 0:40 | 0:41 | 0:41 | 0:40 | 0:41 | 0:40 | 0:41 | 0:41 | 0:41 | 0:41 | 0:41 | 0:41 | 0:41 | 0:41 | 0:41 | 0:41 | 0:41 | 0:41 | 0:41 | 0:41 | 0:40 | 0:41 | 0:41 | 0:41 | 0:40 | 0:41 | 0:41 | 0:41 | 0:41 | 0:41 | 0:41 | 0:41 | 0:41 | 0:40 | 0:41 | 0:41 | 0:41 | 0:41 | 0:40 | 0:41 | 0:41 | 0:39 | 0:40 | 0:40 | 0:39 | 0:41 | 0:41 | 0:41 | 0:41 | 0:41 | 0:41 | 0:41 | 0:41 | 0:41 | 0:41 | 0:40 | 0:41 | 0:41 | 0:41 | 0:41 | 0:41 | 0:41 | 0:41 | 0:41 | 0:41 | 0:41 | 0:41 | 0:41 | 0:40 | 0:41 | 0:41 | 0:41 | 0:41 | 0:41 | 0:41 | 0:41 | 0:41 | 0:41 | 0:41 | 0:41 | 0:41 | 0:41 | 0:37 | 0:41 | 0:41 | 0:41 | 0:41 | 0:41 | 0:41 | 0:41 | 0:41 | 0:41 | 0:41 | 0:41 | 0:41 | 0:41 | 0:41 | 0:41 | 0:41 | 0:37 | 0:41 | 0:40 | 0:41 | 0:41 | 0:41 | 0:40 | 0:41 | 0:41 | 0:40 | 0:41 | 0:41 | 0:41 | 0:41 | 0:41 | 0:41 | 0:41 | 0:41 | 0:41 | 0:41 | 0:41 | 0:41 | 0:41 | 0:41 | 0:41 | 0:41 | 0:41 | 0:41 | 0:41 | 0:40 | 0:41 | 0:40 | 0:40 | 0:41 | 0:37 | 0:40 | 0:41 | 0:41 | 0:41 | 0:41 | 0:41 | 0:40 | 0:40 | 0:41 | 0:41 | 0:41 | 0:40 | 0:41 | 0:41 | 0:41 | 0:41 | 0:40 | 0:41 | 0:41 | 0:41 | 0:41 | 0:41 | 0:41 | 0:41 | 0:41 | 0:41 | 0:41 | 0:41 | 0:41 | 0:41 | 0:40 | 0:41 | 0:35 | 0:41 | 0:41 | 0:41 | 0:41 | 0:40 | 0:40 | 0:41 | 0:41 | 0:41 | 0:37 | 0:41 | 0:41 | 0:40 | 0:41 | 0:41 | 0:41 | 0:41 | 0:41 | 0:41 | 0:41 | 0:41 | 0:41 | 0:41 | 0:41 | 0:41 | 0:40 | 0:32 | 0:41 | 0:41 | 0:38 | 0:41 | 0:41 | 0:41 | 0:41 | 0:41 | 0:40 | 0:41 | 0:41 | 0:41 | 0:41 | 0:41 | 0:40 | 0:41 | 0:41 | 0:41 | 0:40 | 0:41 | 0:41 | 0:41 | 0:41 | 0:41 | 0:40 | 0:41 | 0:41 | 0:41 | 0:41 | 0:41 | 0:41 | 0:41 | 0:41 | 0:41 | 0:40 | 0:41 | 0:31 | 0:41 | 0:41 | 0:41 | 0:40 | 0:40 | 0:40 | 0:41 | 0:40 | 0:41 | 0:41 | 0:40 | 0:41 | 0:41 | 0:41 | 0:41 | 0:41 | 0:40 | 0:41 | 0:41 | 0:41 | 0:41 | 0:41 | 0:35 | 0:41 | 0:41 | 0:31 | 0:41 | 0:41 | 0:41 | 0:41 | 0:41 | 0:41 | 0:40 | 0:40 | 0:39 | 0:41 | 0:41 | 0:40 | 0:41 | 0:41 | 0:41 | 0:41 | 0:41 | 0:41 | 0:41 | 0:41 | 0:41 | 0:41 | 0:41 | 0:41 | 0:40 | 0:41 | 0:41 | 0:41 | 0:41 | 0:41 | 0:41 | 0:40 | 0:38 | 0:40 | 0:41 | 0:28 | 0:41 | 0:41 | 0:41 | 0:40 | 0:41 | 0:41 | 0:41 | 0:41 | 0:41 | 0:41 | 0:41 | 0:41 | 0:41 | 0:41 | 0:41 | 0:41 | 0:41 | 0:41 | 0:40 | 0:41 | 0:41 | 0:41 | 0:41 | 0:41 | 0:41 | 0:41 | 0:41 | 0:41 | 0:41 | 0:41 | 0:41 | 0:19 | 0:40 | 0:41 | 0:41 | 0:40 | 0:41 | 0:41 | 0:41 | 0:41 | 0:41 | 0:41 | 0:41 | 0:41 | 0:41 | 0:41 | 0:40 | 0:41 | 0:41 | 0:40 | 0:41 | 0:40 | 0:41 | 0:40 | 0:41 | 0:41 | 0:41 | 0:41 | 0:41 | 0:41 | 0:41 | 0:41 | 0:41 | 0:41 | 0:41 | 0:41 | 0:35 | 0:41 | 0:41 | 0:40 | 0:41 | 0:41 | 0:41 | 0:41 | 0:41 | 0:41 | 0:41 | 0:41 | 0:41 | 0:41 | 0:41 | 0:41 | 0:41 | 0:41 | 0:40 | 0:41 | 0:41 | 0:41 | 0:41 | 0:41 | 0:40 | 0:41 | 0:41 | 0:41 | 0:41 | 0:41 | 0:41 | 0:41 | 0:41 | 0:41 | 0:41 | 0:41 | 0:40 | 0:41 | 0:41 | 0:41 | 0:41 | 0:41 | 0:41 | 0:41 | 0:41 | 0:41 | 0:41 | 0:41 | 0:41 | 0:40 | 0:41 | 0:41 | 0:41 | 0:41 | 0:41 | 0:41 | 0:41 | 0:41 | 0:41 | 0:41 | 0:38 | 0:41 | 0:41 | 0:41 | 0:41 | 0:41 | 0:41 | 0:41 | 0:41 | 0:41 | 0:41 | 0:41 | 0:41 | 0:41 | 0:41 | 0:41 | 0:41 | 0:41 | 0:41 | 0:40 | 0:41 | 0:41 | 0:41 | 0:41 | 0:41 | 0:40 | 0:41 | 0:41 | 0:41 | 0:41 | 0:40 | 0:41 | 0:38 | 0:41 | 0:41 | 0:41 | 0:41 | 0:40 | 0:41 | 0:41 | 0:41 | 0:41 | 0:41 | 0:41 | 0:41 | 0:41 | 0:41 | 0:41 | 0:41 | 0:41 | 0:41 | 0:41 | 0:41 | 0:41 | 0:41 | 0:41 | 0:41 | 0:41 | 0:41 | 0:41 | 0:41 | 0:41 | 0:41 | 0:41 | 0:41 | 0:41 | 0:41 | 0:41 | 0:41 | 0:41 | 0:41 | 0:41 | 0:41 | 0:40 | 0:41 | 0:41 | 0:41 | 0:41 | 0:41 | 0:41 | 0:41 | 0:40 | 0:40 | 0:41 | 0:41 | 0:41 | 0:41 | 0:41 | 0:41 | 0:41 | 0:41 | 0:40 | 0:41 | 0:40 | 0:40 | 0:41 | 0:41 | 0:41 | 0:41 | 0:41 | 0:41 | 0:41 | 0:40 | 0:41 | 0:41 | 0:41 | 0:41 | 0:41 | 0:41 | 0:41 | 0:41 | 0:41 | 0:41 | 0:41 | 0:41 | 0:40 | 0:41 | 0:41 | 0:40 | 0:41 | 0:41 | 0:41 | 0:41 | 0:41 | 0:41 | 0:41 | 0:41 | 0:40 | 0:40 | 0:41 | 0:41 | 0:41 | 0:40 | 0:41 | 0:41 | 0:40 | 0:40 | 0:03 | 0:41 | 0:41 | 0:41 | 0:26 | 0:41 | 0:41 | 0:40 | 0:37 | 0:41 | 0:41 | 0:41 | 0:41 | 0:41 | 0:41 | 0:41 | 0:41 | 0:41 | 0:39 | 0:41 | 0:41 | 0:41 | 0:41 | 0:41 | 0:41 | 0:41 | 0:41 | 0:41 | 0:41 | 0:39 | 0:41 | 0:41 | 0:41 | 0:41 | 0:41 | 0:41 | 0:41 | 0:41 | 0:41 | 0:41 | 0:41 | 0:41 | 0:41 | 0:41 | 0:41 | 0:41 | 0:41 | 0:41 | 0:41 | 0:41 | 0:41 | 0:41 | 0:40 | 0:41 | 0:40 | 0:41 | 0:41 | 0:41 | 0:40 | 0:40 | 0:41 | 0:41 | 0:41 | 0:41 | 0:41 | 0:41 | 0:40 | 0:41 | 0:41 | 0:41 | 0:41 | 0:41 | 0:41 | 0:41 | 0:41 | 0:41 | 0:40 | 0:41 | 0:41 | 0:40 | 0:41 | 0:41 | 0:41 | 0:41 | 0:41 | 0:41 | 0:41 | 0:41 | 0:41 | 0:41 | 0:41 | 0:40 | 0:40 | 0:41 | 0:40 | 0:41 | 0:30 | 0:41 | 0:41 | 0:41 | 0:40 | 0:41 | 0:41 | 0:41 | 0:41 | 0:41 | 0:40 | 0:41 | 0:40 | 0:41 | 0:41 | 0:41 | 0:41 | 0:41 | 0:41 | 0:41 | 0:41 | 0:41 | 0:41 | 0:41 | 0:41 | 0:41 | 0:40 | 0:41 | 0:41 | 0:41 | 0:32 | 0:41 | 0:40 | 0:41 | 0:41 | 0:41 | 0:41 | 0:41 | 0:41 | 0:07 | 0:41 | 0:41 | 0:19 | 0:41 | 0:38 | 0:41 | 0:41 | 0:41 | 0:41 | 0:41 | 0:41 | 0:41 | 0:39 | 0:41 | 0:41 | 0:41 | 0:41 | 0:41 | 0:41 | 0:41 | 0:41 | 0:41 | 0:41 | 0:41 | 0:40 | 0:41 | 0:40 | 0:41 | 0:41 | 0:40 | 0:41 | 0:41 | 0:40 | 0:41 | 0:40 | 0:40 | 0:41 | 0:40 | 0:41 | 0:41 | 0:41 | 0:41 | 0:41 | 0:41 | 0:41 | 0:41 | 0:40 | 0:41 | 0:41 | 0:41 | 0:41 | 0:41 | 0:41 | 0:38 | 0:41 | 0:41 | 0:40 | 0:40 | 0:40 | 0:41 | 0:41 | 0:41 | 0:41 | 0:41 | 0:41 | 0:40 | 0:41 | 0:41 | 0:41 | 0:40 | 0:41 | 0:41 | 0:41 | 0:41 | 0:41 | 0:41 | 0:41 | 0:41 | 0:41 | 0:37 | 0:41 | 0:41 | 0:41 | 0:40 | 0:41 | 0:40 | 0:41 | 0:41 | 0:41 | 0:41 | 0:22 | 0:41 | 0:41 | 0:41 | 0:39 | 0:41 | 0:41 | 0:41 | 0:41 | 0:41 | 0:41 | 0:41 | 0:41 | 0:40 | 0:41 | 0:41 | 0:41 | 0:41 | 0:41 | 0:41 | 0:41 | 0:41 | 0:41 | 0:41 | 0:41 | 0:39 | 0:41 | 0:39 | 0:41 | 0:41 | 0:41 | 0:41 | 0:41 | 0:38 | 0:41 | 0:41 | 0:41 | 0:41 | 0:40 | 0:41 | 0:40 | 0:40 | 0:41 | 0:41 | 0:39 | 0:41 | 0:41 | 0:41 | 0:41 | 0:41 | 0:41 | 0:41 | 0:41 | 0:03 | 0:41 | 0:41 | 0:41 | 0:39 | 0:41 | 0:41 | 0:41 | 0:40 | 0:41 | 0:40 | 0:41 | 0:41 | 0:39 | 0:41 | 0:41 | 0:41 | 0:41 | 0:41 | 0:41 | 0:41 | 0:41 | 0:41 | 0:41 | 0:41 | 0:41 | 0:41 | 0:41 | 0:40 | 0:41 | 0:41 | 0:40 | 0:41 | 0:41 | 0:41 | 0:41 | 0:40 | 0:23 | 0:41 | 0:41 | 0:41 | 0:41 | 0:41 | 0:41 | 0:41 | 0:41 | 0:41 | 0:41 | 0:41 | 0:39 | 0:41 | 0:41 | 0:41 | 0:41 | 0:41 | 0:41 | 0:41 | 0:41 | 0:41 | 0:41 | 0:40 | 0:40 | 0:41 | 0:41 | 0:41 | 0:41 | 0:41 | 0:41 | 0:41 | 0:41 | 0:41 | 0:41 | 0:41 | 0:41 | 0:41 | 0:39 | 0:41 | 0:41 | 0:41 | 0:41 | 0:40 | 0:41 | 0:41 | 0:41 | 0:41 | 0:41 | 0:41 | 0:41 | 0:40 | 0:41 | 0:41 | 0:41 | 0:40 | 0:25 | 0:41 | 0:40 | 0:41 | 0:41 | 0:41 | 0:41 | 0:41 | 0:41 | 0:41 | 0:40 | 0:41 | 0:41 | 0:41 | 0:41 | 0:40 | 0:41 | 0:41 | 0:41 | 0:41 | 0:40 | 0:41 | 0:41 | 0:41 | 0:41 | 0:41 | 0:40 | 0:41 | 0:41 | 0:41 | 0:41 | 0:41 | 0:41 | 0:41 | 0:41 | 0:40 | 0:41 | 0:41 | 0:41 | 0:41 | 0:41 | 0:41 | 0:41 | 0:41 | 0:41 | 0:41 | 0:41 | 0:41 | 0:38 | 0:41 | 0:41 | 0:41 | 0:41 | 0:41 | 0:41 | 0:41 | 0:41 | 0:41 | 0:41 | 0:41 | 0:41 | 0:41 | 0:41 | 0:41 | 0:41 | 0:41 | 0:41 | 0:41 | 0:41 | 0:41 | 0:41 | 0:41 | 0:41 | 0:41 | 0:41 | 0:41 | 0:41 | 0:39 | 0:41 | 0:40 | 0:41 | 0:41 | 0:41 | 0:41 | 0:41 | 0:41 | 0:41 | 0:41 | 0:41 | 0:41 | 0:41 | 0:41 | 0:41 | 0:41 | 0:41 | 0:37 | 0:41 | 0:41 | 0:41 | 0:41 | 0:41 | 0:41 | 0:40 | 0:41 | 0:41 | 0:41 | 0:36 | 0:41 | 0:41 | 0:41 | 0:40 | 0:36 | 0:39 | 0:41 | 0:41 | 0:41 | 0:41 | 0:41 | 0:41 | 0:40 | 0:41 | 0:41 | 0:41 | 0:41 | 0:41 | 0:41 | 0:39 | 0:41 | 0:40 | 0:41 | 0:41 | 0:41 | 0:39 | 0:41 | 0:41 | 0:41 | 0:41 | 0:41 | 0:41 | 0:41 | 0:41 | 0:41 | 0:41 | 0:41 | 0:41 | 0:41 | 0:41 | 0:40 | 0:40 | 0:41 | 0:41 | 0:41 | 0:40 | 0:41 | 0:41 | 0:41 | 0:34 | 0:41 | 0:41 | 0:41 | 0:41 | 0:40 | 0:40 | 0:41 | 0:40 | 0:41 | 0:40 | 0:41 | 0:41 | 0:41 | 0:41 | 0:41 | 0:41 | 0:41 | 0:41 | 0:41 | 0:41 | 0:41 | 0:41 | 0:41 | 0:41 | 0:41 | 0:41 | 0:39 | 0:41 | 0:41 | 0:40 | 0:41 | 0:41 | 0:40 | 0:41 | 0:41 | 0:41 | 0:41 | 0:41 | 0:41 | 0:40 | 0:41 | 0:41 | 0:41 | 0:41 | 0:36 | 0:41 | 0:41 | 0:41 | 0:41 | 0:41 | 0:41 | 0:41 | 0:40 | 0:41 | 0:27 | 0:41 | 0:41 | 0:41 | 0:32 | 0:41 | 0:41 | 0:41 | 0:41 | 0:41 | 0:40 | 0:41 | 0:41 | 0:40 | 0:41 | 0:40 | 0:41 | 0:41 | 0:41 | 0:41 | 0:41 | 0:41 | 0:41 | 0:41 | 0:40 | 0:41 | 0:41 | 0:40 | 0:41 | 0:40 | 0:41 | 0:41 | 0:41 | 0:41 | 0:40 | 0:41 | 0:41 | 0:41 | 0:41 | 0:38 | 0:41 | 0:41 | 0:40 | 0:41 | 0:41 | 0:41 | 0:41 | 0:41 | 0:41 | 0:41 | 0:41 | 0:41 | 0:41 | 0:41 | 0:41 | 0:41 | 0:41 | 0:40 | 0:41 | 0:40 | 0:40 | 0:41 | 0:41 | 0:40 | 0:40 | 0:41 | 0:41 | 0:41 | 0:41 | 0:41 | 0:41 | 0:41 | 0:41 | 0:41 | 0:40 | 0:41 | 0:41 | 0:41 | 0:40 | 0:41 | 0:41 | 0:41 | 0:41 | 0:09 | 0:41 | 0:41 | 0:41 | 0:41 | 0:41 | 0:40 | 0:41 | 0:41 | 0:36 | 0:41 | 0:11 | 0:41 | 0:41 | 0:41 | 0:41 | 0:41 | 0:41 | 0:41 | 0:35 | 0:41 | 0:41 | 0:39 | 0:38 | 0:41 | 0:41 | 0:41 | 0:41 | 0:41 | 0:41 | 0:40 | 0:41 | 0:41 | 0:41 | 0:41 | 0:41 | 0:41 | 0:41 | 0:26 | 0:41 | 0:41 | 0:41 | 0:41 | 0:41 | 0:41 | 0:41 | 0:41 | 0:41 | 0:41 | 0:41 | 0:41 | 0:41 | 0:41 | 0:41 | 0:41 | 0:40 | 0:40 | 0:41 | 0:41 | 0:40 | 0:41 | 0:41 | 0:40 | 0:41 | 0:41 | 0:40 | 0:41 | 0:41 | 0:41 | 0:41 | 0:41 | 0:41 | 0:41 | 0:41 | 0:41 | 0:40 | 0:41 | 0:35 | 0:41 | 0:41 | 0:41 | 0:41 | 0:36 | 0:41 | 0:41 | 0:41 | 0:41 | 0:41 | 0:04 | 0:41 | 0:41 | 0:41 | 0:41 | 0:41 | 0:41 | 0:41 | 0:41 | 0:40 | 0:41 | 0:41 | 0:41 | 0:41 | 0:35 | 0:41 | 0:41 | 0:41 | 0:41 | 0:41 | 0:41 | 0:41 | 0:41 | 0:41 | 0:40 | 0:41 | 0:41 | 0:41 | 0:41 | 0:40 | 0:41 | 0:41 | 0:41 | 0:41 | 0:41 | 0:41 | 0:40 | 0:41 | 0:41 | 0:41 | 0:41 | 0:41 | 0:40 | 0:40 | 0:41 | 0:41 | 0:40 | 0:41 | 0:41 | 0:41 | 0:41 | 0:41 | 0:41 | 0:41 | 0:41 | 0:41 | 0:41 | 0:41 | 0:40 | 0:41 | 0:37 | 0:40 | 0:41 | 0:41 | 0:41 | 0:41 | 0:41 | 0:41 | 0:41 | 0:41 | 0:41 | 0:41 | 0:38 | 0:41 | 0:41 | 0:41 | 0:41 | 0:40 | 0:41 | 0:41 | 0:40 | 0:41 | 0:41 | 0:41 | 0:41 | 0:41 | 0:41 | 0:41 | 0:41 | 0:41 | 0:41 | 0:40 | 0:41 | 0:41 | 0:41 | 0:41 | 0:40 | 0:41 | 0:41 | 0:41 | 0:41 | 0:41 | 0:41 | 0:41 | 0:41 | 0:41 | 0:41 | 0:41 | 0:40 | 0:41 | 0:41 | 0:41 | 0:40 | 0:41 | 0:40 | 0:41 | 0:40 | 0:41 | 0:41 | 0:41 | 0:41 | 0:40 | 0:41 | 0:41 | 0:41 | 0:40 | 0:41 | 0:41 | 0:41 | 0:41 | 0:40 | 0:41 | 0:41 | 0:41 | 0:41 | 0:41 | 0:41 | 0:41 | 0:41 | 0:41 | 0:40 | 0:41 | 0:40 | 0:41 | 0:41 | 0:41 | 0:41 | 0:41 | 0:41 | 0:41 | 0:41 | 0:41 | 0:41 | 0:41 | 0:28 | 0:41 | 0:41 | 0:40 | 0:41 | 0:41 | 0:40 | 0:41 | 0:41 | 0:41 | 0:41 | 0:41 | 0:05 | 0:41 | 0:41 | 0:41 | 0:41 | 0:41 | 0:20 | 0:41 | 0:41 | 0:41 | 0:40 | 0:41 | 0:40 | 0:41 | 0:41 | 0:14 | 0:41 | 0:40 | 0:41 | 0:41 | 0:41 | 0:41 | 0:41 | 0:41 | 0:41 | 0:41 | 0:41 | 0:41 | 0:41 | 0:41 | 0:40 | 0:41 | 0:41 | 0:41 | 0:41 | 0:41 | 0:41 | 0:41 | 0:40 | 0:41 | 0:41 | 0:41 | 0:41 | 0:41 | 0:41 | 0:41 | 0:41 | 0:41 | 0:41 | 0:41 | 0:38 | 0:41 | 0:41 | 0:41 | 0:41 | 0:41 | 0:41 | 0:02 | 0:41 | 0:41 | 0:41 | 0:40 | 0:41 | 0:41 | 0:41 | 0:41 | 0:41 | 0:40 | 0:40 | 0:41 | 0:41 | 0:41 | 0:41 | 0:41 | 0:41 | 0:41 | 0:41 | 0:35 | 0:41 | 0:41 | 0:41 | 0:41 | 0:41 | 0:41 | 0:41 | 0:41 | 0:41 | 0:41 | 0:41 | 0:41 | 0:41 | 0:41 | 0:41 | 0:41 | 0:39 | 0:41 | 0:41 | 0:40 | 0:41 | 0:41 | 0:41 | 0:22 | 0:41 | 0:41 | 0:41 | 0:41 | 0:40 | 0:40 | 0:32 | 0:41 | 0:41 | 0:41 | 0:41 | 0:41 | 0:41 | 0:31 | 0:40 | 0:41 | 0:41 | 0:41 | 0:41 | 0:41 | 0:41 | 0:41 | 0:41 | 0:41 | 0:40 | 0:41 | 0:41 | 0:41 | 0:41 | 0:41 | 0:40 | 0:41 | 0:39 | 0:41 | 0:41 | 0:41 | 0:40 | 0:41 | 0:41 | 0:41 | 0:41 | 0:41 | 0:41 | 0:41 | 0:41 | 0:40 | 0:41 | 0:41 | 0:41 | 0:41 | 0:41 | 0:41 | 0:41 | 0:41 | 0:41 | 0:41 | 0:41 | 0:41 | 0:41 | 0:36 | 0:41 | 0:41 | 0:41 | 0:41 | 0:41 | 0:37 | 0:41 | 0:41 | 0:41 | 0:41 | 0:41 | 0:41 | 0:38 | 0:41 | 0:40 | 0:37 | 0:34 | 0:41 | 0:41 | 0:41 | 0:41 | 0:41 | 0:41 | 0:41 | 0:40 | 0:41 | 0:41 | 0:41 | 0:41 | 0:41 | 0:39 | 0:41 | 0:40 | 0:41 | 0:41 | 0:41 | 0:40 | 0:41 | 0:41 | 0:41 | 0:41 | 0:41 | 0:41 | 0:41 | 0:40 | 0:41 | 0:40 | 0:41 | 0:41 | 0:41 | 0:41 | 0:40 | 0:40 | 0:41 | 0:41 | 0:41 | 0:41 | 0:41 | 0:40 | 0:41 | 0:41 | 0:41 | 0:41 | 0:41 | 0:41 | 0:40 | 0:41 | 0:40 | 0:41 | 0:41 | 0:41 | 0:41 | 0:41 | 0:41 | 0:38 | 0:41 | 0:40 | 0:41 | 0:41 | 0:41 | 0:41 | 0:41 | 0:38 | 0:41 | 0:41 | 0:36 | 0:41 | 0:41 | 0:41 | 0:40 | 0:41 | 0:41 | 0:41 | 0:28 | 0:41 | 0:41 | 0:41 | 0:41 | 0:36 | 0:41 | 0:41 | 0:41 | 0:41 | 0:40 | 0:41 | 0:41 | 0:41 | 0:41 | 0:41 | 0:41 | 0:41 | 0:41 | 0:41 | 0:41 | 0:37 | 0:41 | 0:41 | 0:41 | 0:41 | 0:41 | 0:41 | 0:41 | 0:41 | 0:41 | 0:41 | 0:41 | 0:40 | 0:41 | 0:41 | 0:41 | 0:41 | 0:41 | 0:36 | 0:41 | 0:40 | 0:41 | 0:41 | 0:41 | 0:41 | 0:41 | 0:39 | 0:41 | 0:41 | 0:41 | 0:40 | 0:41 | 0:41 | 0:39 | 0:41 | 0:41 | 0:40 | 0:40 | 0:41 | 0:41 | 0:41 | 0:40 | 0:41 | 0:41 | 0:36 | 0:41 | 0:41 | 0:41 | 0:40 | 0:41 | 0:41 | 0:41 | 0:40 | 0:41 | 0:41 | 0:41 | 0:41 | 0:41 | 0:41 | 0:20 | 0:41 | 0:41 | 0:40 | 0:41 | 0:41 | 0:41 | 0:41 | 0:41 | 0:41 | 0:41 | 0:41 | 0:40 | 0:41 | 0:41 | 0:40 | 0:40 | 0:41 | 0:41 | 0:41 | 0:41 | 0:41 | 0:41 | 0:41 | 0:41 | 0:41 | 0:41 | 0:40 | 0:41 | 0:41 | 0:18 | 0:41 | 0:41 | 0:41 | 0:40 | 0:41 | 0:41 | 0:40 | 0:41 | 0:41 | 0:39 | 0:41 | 0:41 | 0:40 | 0:41 | 0:41 | 0:41 | 0:38 | 0:40 | 0:41 | 0:41 | 0:41 | 0:41 | 0:41 | 0:41 | 0:41 | 0:41 | 0:41 | 0:41 | 0:41 | 0:41 | 0:41 | 0:41 | 0:40 | 0:40 | 0:41 | 0:41 | 0:40 | 0:41 | 0:40 | 0:41 | 0:41 | 0:41 | 0:41 | 0:41 | 0:41 | 0:41 | 0:41 | 0:41 | 0:41 | 0:41 | 0:39 | 0:40 | 0:41 | 0:41 | 0:41 | 0:41 | 0:41 | 0:41 | 0:41 | 0:41 | 0:40 | 0:41 | 0:40 | 0:41 | 0:40 | 0:41 | 0:41 | 0:41 | 0:40 | 0:41 | 0:41 | 0:41 | 0:41 | 0:41 | 0:41 | 0:37 | 0:40 | 0:41 | 0:41 | 0:41 | 0:40 | 0:40 | 0:41 | 0:41 | 0:41 | 0:41 | 0:41 | 0:41 | 0:41 | 0:41 | 0:41 | 0:41 | 0:41 | 0:41 | 0:41 | 0:41 | 0:41 | 0:41 | 0:41 | 0:41 | 0:41 | 0:41 | 0:41 | 0:41 | 0:41 | 0:40 | 0:41 | 0:41 | 0:41 | 0:40 | 0:41 | 0:41 | 0:41 | 0:40 | 0:41 | 0:41 | 0:41 | 0:41 | 0:41 | 0:40 | 0:40 | 0:40 | 0:41 | 0:40 | 0:41 | 0:40 | 0:41 | 0:41 | 0:41 | 0:41 | 0:41 | 0:41 | 0:41 | 0:41 | 0:41 | 0:41 | 0:41 | 0:41 | 0:41 | 0:41 | 0:41 | 0:41 | 0:41 | 0:40 | 0:41 | 0:41 | 0:41 | 0:41 | 0:41 | 0:40 | 0:41 | 0:41 | 0:41 | 0:41 | 0:41 | 0:41 | 0:41 | 0:41 | 0:41 | 0:41 | 0:41 | 0:41 | 0:40 | 0:41 | 0:41 | 0:41 | 0:41 | 0:40 | 0:41 | 0:41 | 0:41 | 0:40 | 0:40 | 0:41 | 0:41 | 0:41 | 0:41 | 0:41 | 0:41 | 0:41 | 0:38 | 0:41 | 0:41 | 0:41 | 0:41 | 0:41 | 0:41 | 0:41 | 0:39 | 0:41 | 0:41 | 0:40 | 0:41 | 0:41 | 0:32 | 0:41 | 0:41 | 0:41 | 0:41 | 0:41 | 0:41 | 0:41 | 0:41 | 0:41 | 0:41 | 0:41 | 0:40 | 0:30 | 0:41 | 0:41 | 0:37 | 0:37 | 0:41 | 0:36 | 0:41 | 0:41 | 0:41 | 0:41 | 0:41 | 0:41 | 0:41 | 0:41 | 0:41 | 0:41 | 0:41 | 0:40 | 0:38 | 0:41 | 0:41 | 0:41 | 0:41 | 0:40 | 0:41 | 0:41 | 0:41 | 0:38 | 0:41 | 0:41 | 0:40 | 0:40 | 0:41 | 0:40 | 0:41 | 0:41 | 0:40 | 0:41 | 0:41 | 0:41 | 0:41 | 0:41 | 0:41 | 0:41 | 0:41 | 0:41 | 0:41 | 0:40 | 0:41 | 0:30 | 0:41 | 0:41 | 0:41 | 0:41 | 0:41 | 0:41 | 0:41 | 0:41 | 0:41 | 0:37 | 0:39 | 0:40 | 0:41 | 0:41 | 0:41 | 0:40 | 0:03 | 0:41 | 0:41 | 0:41 | 0:41 | 0:41 | 0:39 | 0:05 | 0:40 | 0:40 | 0:39 | 0:41 | 0:41 | 0:41 | 0:41 | 0:41 | 0:41 | 0:41 | 0:41 | 0:41 | 0:41 | 0:41 | 0:41 | 0:40 | 0:41 | 0:41 | 0:41 | 0:41 | 0:40 | 0:40 | 0:41 | 0:41 | 0:41 | 0:41 | 0:41 | 0:41 | 0:40 | 0:41 | 0:41 | 0:41 | 0:41 | 0:41 | 0:40 | 0:41 | 0:41 | 0:41 | 0:41 | 0:41 | 0:41 | 0:41 | 0:41 | 0:41 | 0:41 | 0:41 | 0:41 | 0:41 | 0:41 | 0:41 | 0:41 | 0:41 | 0:41 | 0:41 | 0:40 | 0:41 | 0:41 | 0:41 | 0:40 | 0:41 | 0:41 | 0:41 | 0:41 | 0:41 | 0:41 | 0:11 | 0:41 | 0:41 | 0:41 | 0:41 | 0:41 | 0:40 | 0:41 | 0:41 | 0:41 | 0:41 | 0:41 | 0:41 | 0:41 | 0:40 | 0:41 | 0:41 | 0:41 | 0:41 | 0:41 | 0:41 | 0:16 | 0:41 | 0:41 | 0:41 | 0:41 | 0:40 | 0:41 | 0:41 | 0:41 | 0:41 | 0:41 | 0:40 | 0:41 | 0:41 | 0:41 | 0:41 | 0:41 | 0:41 | 0:40 | 0:41 | 0:40 | 0:41 | 0:40 | 0:41 | 0:41 | 0:41 | 0:41 | 0:41 | 0:41 | 0:40 | 0:41 | 0:41 | 0:41 | 0:41 | 0:41 | 0:41 | 0:41 | 0:41 | 0:41 | 0:41 | 0:41 | 0:41 | 0:41 | 0:41 | 0:41 | 0:41 | 0:40 | 0:41 | 0:41 | 0:41 | 0:41 | 0:41 | 0:40 | 0:41 | 0:40 | 0:41 | 0:41 | 0:41 | 0:41 | 0:41 | 0:41 | 0:40 | 0:41 | 0:41 | 0:41 | 0:41 | 0:41 | 0:41 | 0:41 | 0:40 | 0:41 | 0:41 | 0:20 | 0:41 | 0:41 | 0:41 | 0:41 | 0:41 | 0:41 | 0:38 | 0:40 | 0:41 | 0:41 | 0:38 | 0:41 | 0:41 | 0:40 | 0:40 | 0:40 | 0:41 | 0:41 | 0:41 | 0:14 | 0:41 | 0:41 | 0:41 | 0:41 | 0:41 | 0:41 | 0:41 | 0:41 | 0:39 | 0:41 | 0:41 | 0:41 | 0:41 | 0:41 | 0:41 | 0:41 | 0:41 | 0:41 | 0:41 | 0:40 | 0:41 | 0:41 | 0:41 | 0:40 | 0:41 | 0:41 | 0:41 | 0:40 | 0:41 | 0:41 | 0:38 | 0:41 | 0:41 | 0:41 | 0:40 | 0:41 | 0:41 | 0:41 | 0:41 | 0:41 | 0:41 | 0:29 | 0:29 | 0:41 | 0:39 | 0:41 | 0:41 | 0:40 | 0:41 | 0:40 | 0:38 | 0:41 | 0:41 | 0:41 | 0:41 | 0:41 | 0:41 | 0:41 | 0:41 | 0:41 | 0:41 | 0:41 | 0:41 | 0:41 | 0:41 | 0:41 | 0:41 | 0:41 | 0:41 | 0:41 | 0:41 | 0:41 | 0:41 | 0:41 | 0:40 | 0:41 | 0:41 | 0:41 | 0:41 | 0:41 | 0:41 | 0:40 | 0:41 | 0:41 | 0:41 | 0:27 | 0:41 | 0:41 | 0:41 | 0:41 | 0:41 | 0:41 | 0:41 | 0:41 | 0:41 | 0:41 | 0:41 | 0:41 | 0:41 | 0:41 | 0:41 | 0:41 | 0:41 | 0:41 | 0:41 | 0:41 | 0:40 | 0:41 | 0:41 | 0:40 | 0:40 | 0:41 | 0:41 | 0:41 | 0:41 | 0:41 | 0:41 | 0:41 | 0:41 | 0:41 | 0:40 | 0:41 | 0:41 | 0:41 | 0:41 | 0:41 | 0:41 | 0:41 | 0:41 | 0:41 | 0:37 | 0:41 | 0:41 | 0:41 | 0:41 | 0:41 | 0:41 | 0:40 | 0:41 | 0:41 | 0:41 | 0:39 | 0:39 | 0:41 | 0:40 | 0:41 | 0:41 | 0:41 | 0:40 | 0:41 | 0:40 | 0:41 | 0:41 | 0:41 | 0:41 | 0:41 | 0:40 | 0:41 | 0:41 | 0:41 | 0:41 | 0:41 | 0:41 | 0:41 | 0:35 | 0:41 | 0:41 | 0:40 | 0:41 | 0:05 | 0:41 | 0:41 | 0:41 | 0:15 | 0:41 | 0:41 | 0:41 | 0:41 | 0:41 | 0:41 | 0:40 | 0:41 | 0:41 | 0:41 | 0:41 | 0:40 | 0:41 | 0:41 | 0:41 | 0:41 | 0:41 | 0:41 | 0:41 | 0:41 | 0:41 | 0:40 | 0:41 | 0:41 | 0:41 | 0:41 | 0:41 | 0:41 | 0:41 | 0:41 | 0:41 | 0:38 | 0:41 | 0:41 | 0:41 | 0:41 | 0:11 | 0:41 | 0:41 | 0:41 | 0:41 | 0:41 | 0:41 | 0:41 | 0:41 | 0:41 | 0:41 | 0:41 | 0:41 | 0:41 | 0:41 | 0:41 | 0:41 | 0:41 | 0:40 | 0:41 | 0:41 | 0:40 | 0:40 | 0:41 | 0:41 | 0:40 | 0:41 | 0:41 | 0:41 | 0:41 | 0:41 | 0:41 | 0:41 | 0:40 | 0:41 | 0:38 | 0:41 | 0:39 | 0:39 | 0:41 | 0:40 | 0:41 | 0:41 | 0:41 | 0:40 | 0:41 | 0:40 | 0:41 | 0:41 | 0:40 | 0:41 | 0:41 | 0:41 | 0:41 | 0:41 | 0:40 | 0:40 | 0:41 | 0:41 | 0:40 | 0:41 | 0:41 | 0:41 | 0:41 | 0:40 | 0:28 | 0:41 | 0:41 | 0:41 | 0:41 | 0:41 | 0:41 | 0:41 | 0:41 | 0:41 | 0:41 | 0:41 | 0:41 | 0:41 | 0:41 | 0:38 | 0:41 | 0:41 | 0:41 | 0:41 | 0:41 | 0:41 | 0:41 | 0:38 | 0:41 | 0:41 | 0:40 | 0:41 | 0:41 | 0:41 | 0:40 | 0:41 | 0:41 | 0:41 | 0:41 | 0:41 | 0:41 | 0:41 | 0:41 | 0:39 | 0:41 | 0:41 | 0:41 | 0:41 | 0:41 | 0:40 | 0:40 | 0:41 | 0:41 | 0:41 | 0:41 | 0:41 | 0:39 | 0:41 | 0:41 | 0:41 | 0:41 | 0:41 | 0:35 | 0:41 | 0:41 | 0:41 | 0:41 | 0:41 | 0:40 | 0:41 | 0:41 | 0:41 | 0:41 | 0:41 | 0:40 | 0:41 | 0:41 | 0:41 | 0:41 | 0:39 | 0:41 | 0:40 | 0:40 | 0:41 | 0:41 | 0:41 | 0:41 | 0:41 | 0:41 | 0:41 | 0:41 | 0:41 | 0:41 | 0:41 | 0:40 | 0:41 | 0:41 | 0:40 | 0:41 | 0:41 | 0:41 | 0:41 | 0:41 | 0:41 | 0:41 | 0:41 | 0:40 | 0:40 | 0:41 | 0:41 | 0:41 | 0:41 | 0:41 | 0:41 | 0:41 | 0:41 | 0:41 | 0:41 | 0:41 | 0:41 | 0:41 | 0:41 | 0:41 | 0:41 | 0:41 | 0:41 | 0:41 | 0:41 | 0:41 | 0:41 | 0:41 | 0:41 | 0:41 | 0:41 | 0:41 | 0:41 | 0:41 | 0:41 | 0:41 | 0:41 | 0:37 | 0:41 | 0:41 | 0:41 | 0:41 | 0:41 | 0:41 | 0:41 | 0:40 | 0:41 | 0:41 | 0:40 | 0:41 | 0:41 | 0:41 | 0:41 | 0:40 | 0:41 | 0:41 | 0:41 | 0:41 | 0:41 | 0:40 | 0:41 | 0:40 | 0:41 | 0:40 | 0:41 | 0:41 | 0:41 | 0:40 | 0:37 | 0:41 | 0:41 | 0:41 | 0:41 | 0:41 | 0:41 | 0:41 | 0:41 | 0:41 | 0:41 | 0:41 | 0:40 | 0:38 | 0:41 | 0:41 | 0:41 | 0:40 | 0:41 | 0:41 | 0:40 | 0:41 | 0:41 | 0:41 | 0:40 | 0:41 | 0:38 | 0:41 | 0:41 | 0:41 | 0:41 | 0:41 | 0:41 | 0:40 | 0:41 | 0:40 | 0:41 | 0:41 | 0:41 | 0:40 | 0:41 | 0:39 | 0:41 | 0:41 | 0:41 | 0:41 | 0:41 | 0:41 | 0:41 | 0:41 | 0:41 | 0:41 | 0:41 | 0:41 | 0:40 | 0:41 | 0:40 | 0:41 | 0:38 | 0:41 | 0:40 | 0:41 | 0:40 | 0:41 | 0:41 | 0:29 | 0:41 | 0:41 | 0:41 | 0:41 | 0:41 | 0:41 | 0:41 | 0:41 | 0:41 | 0:41 | 0:40 | 0:41 | 0:41 | 0:41 | 0:41 | 0:41 | 0:40 | 0:41 | 0:41 | 0:41 | 0:41 | 0:38 | 0:40 | 0:41 | 0:40 | 0:41 | 0:41 | 0:40 | 0:41 | 0:41 | 0:40 | 0:41 | 0:41 | 0:41 | 0:41 | 0:41 | 0:40 | 0:40 | 0:41 | 0:40 | 0:41 | 0:40 | 0:40 | 0:41 | 0:16 | 0:41 | 0:40 | 0:41 | 0:40 | 0:40 | 0:41 | 0:40 | 0:41 | 0:41 | 0:41 | 0:41 | 0:41 | 0:41 | 0:41 | 0:41 | 0:41 | 0:41 | 0:41 | 0:41 | 0:41 | 0:41 | 0:41 | 0:40 | 0:41 | 0:41 | 0:41 | 0:41 | 0:41 | 0:41 | 0:41 | 0:40 | 0:41 | 0:41 | 0:41 | 0:40 | 0:41 | 0:41 | 0:41 | 0:41 | 0:39 | 0:41 | 0:14 | 0:41 | 0:41 | 0:40 | 0:41 | 0:41 | 0:39 | 0:41 | 0:41 | 0:41 | 0:41 | 0:41 | 0:41 | 0:41 | 0:41 | 0:41 | 0:40 | 0:41 | 0:41 | 0:40 | 0:41 | 0:40 | 0:41 | 0:41 | 0:40 | 0:41 | 0:41 | 0:41 | 0:41 | 0:41 | 0:41 | 0:38 | 0:40 | 0:36 | 0:41 | 0:41 | 0:41 | 0:41 | 0:41 | 0:41 | 0:41 | 0:41 | 0:41 | 0:41 | 0:41 | 0:41 | 0:40 | 0:40 | 0:41 | 0:41 | 0:41 | 0:41 | 0:41 | 0:41 | 0:41 | 0:41 | 0:41 | 0:41 | 0:41 | 0:41 | 0:41 | 0:41 | 0:40 | 0:41 | 0:28 | 0:39 | 0:41 | 0:41 | 0:41 | 0:41 | 0:41 | 0:41 | 0:41 | 0:41 | 0:41 | 0:41 | 0:41 | 0:41 | 0:36 | 0:40 | 0:38 | 0:41 | 0:41 | 0:40 | 0:41 | 0:41 | 0:41 | 0:41 | 0:41 | 0:41 | 0:41 | 0:40 | 0:41 | 0:41 | 0:41 | 0:41 | 0:41 | 0:41 | 0:41 | 0:40 | 0:40 | 0:41 | 0:41 | 0:40 | 0:41 | 0:41 | 0:41 | 0:40 | 0:41 | 0:33 | 0:40 | 0:41 | 0:40 | 0:40 | 0:41 | 0:41 | 0:41 | 0:41 | 0:41 | 0:41 | 0:34 | 0:41 | 0:41 | 0:40 | 0:40 | 0:41 | 0:41 | 0:41 | 0:41 | 0:41 | 0:37 | 0:41 | 0:41 | 0:41 | 0:41 | 0:41 | 0:41 | 0:41 | 0:41 | 0:41 | 0:41 | 0:40 | 0:41 | 0:41 | 0:41 | 0:41 | 0:41 | 0:39 | 0:41 | 0:41 | 0:41 | 0:41 | 0:41 | 0:41 | 0:41 | 0:41 | 0:41 | 0:41 | 0:41 | 0:40 | 0:40 | 0:41 | 0:41 | 0:41 | 0:40 | 0:40 | 0:41 | 0:24 | 0:41 | 0:41 | 0:41 | 0:38 | 0:37 | 0:41 | 0:41 | 0:41 | 0:41 | 0:41 | 0:41 | 0:40 | 0:40 | 0:41 | 0:40 | 0:41 | 0:41 | 0:40 | 0:40 | 0:40 | 0:35 | 0:41 | 0:41 | 0:41 | 0:41 | 0:39 | 0:41 | 0:41 | 0:41 | 0:41 | 0:40 | 0:41 | 0:41 | 0:41 | 0:41 | 0:41 | 0:41 | 0:40 | 0:41 | 0:41 | 0:41 | 0:31 | 0:40 | 0:41 | 0:39 | 0:41 | 0:41 | 0:41 | 0:41 | 0:41 | 0:40 | 0:41 | 0:40 | 0:41 | 0:41 | 0:41 | 0:41 | 0:41 | 0:41 | 0:40 | 0:41 | 0:41 | 0:41 | 0:41 | 0:41 | 0:41 | 0:41 | 0:41 | 0:41 | 0:41 | 0:39 | 0:40 | 0:41 | 0:41 | 0:41 | 0:40 | 0:41 | 0:41 | 0:41 | 0:41 | 0:41 | 0:41 | 0:40 | 0:41 | 0:41 | 0:41 | 0:41 | 0:41 | 0:41 | 0:41 | 0:41 | 0:41 | 0:41 | 0:41 | 0:41 | 0:41 | 0:41 | 0:41 | 0:36 | 0:41 | 0:41 | 0:41 | 0:41 | 0:41 | 0:41 | 0:41 | 0:41 | 0:41 | 0:41 | 0:41 | 0:41 | 0:41 | 0:41 | 0:41 | 0:26 | 0:40 | 0:41 | 0:41 | 0:40 | 0:41 | 0:41 | 0:40 | 0:41 | 0:41 | 0:41 | 0:41 | 0:41 | 0:33 | 0:41 | 0:41 | 0:41 | 0:41 | 0:41 | 0:41 | 0:41 | 0:39 | 0:41 | 0:41 | 0:41 | 0:06 | 0:41 | 0:41 | 0:41 | 0:41 | 0:41 | 0:41 | 0:41 | 0:41 | 0:40 | 0:41 | 0:41 | 0:33 | 0:41 | 0:41 | 0:41 | 0:41 | 0:41 | 0:41 | 0:41 | 0:41 | 0:41 | 0:41 | 0:41 | 0:41 | 0:41 | 0:41 | 0:41 | 0:41 | 0:41 | 0:41 | 0:41 | 0:41 | 0:41 | 0:41 | 0:41 | 0:41 | 0:41 | 0:41 | 0:41 | 0:40 | 0:35 | 0:41 | 0:38 | 0:41 | 0:41 | 0:41 | 0:41 | 0:41 | 0:41 | 0:41 | 0:41 | 0:41 | 0:40 | 0:41 | 0:41 | 0:41 | 0:41 | 0:41 | 0:41 | 0:41 | 0:41 | 0:41 | 0:41 | 0:41 | 0:41 | 0:37 | 0:40 | 0:41 | 0:41 | 0:41 | 0:41 | 0:41 | 0:41 | 0:41 | 0:41 | 0:41 | 0:41 | 0:40 | 0:41 | 0:40 | 0:41 | 0:41 | 0:41 | 0:40 | 0:41 | 0:41 | 0:41 | 0:40 | 0:41 | 0:41 | 0:41 | 0:41 | 0:41 | 0:41 | 0:40 | 0:41 | 0:41 | 0:41 | 0:41 | 0:05 | 0:41 | 0:41 | 0:41 | 0:41 | 0:41 | 0:41 | 0:41 | 0:41 | 0:41 | 0:41 | 0:41 | 0:41 | 0:41 | 0:39 | 0:41 | 0:41 | 0:41 | 0:41 | 0:41 | 0:41 | 0:41 | 0:41 | 0:40 | 0:41 | 0:41 | 0:41 | 0:41 | 0:41 | 0:41 | 0:41 | 0:41 | 0:41 | 0:41 | 0:41 | 0:41 | 0:41 | 0:41 | 0:41 | 0:41 | 0:41 | 0:41 | 0:41 | 0:41 | 0:41 | 0:41 | 0:41 | 0:40 | 0:40 | 0:41 | 0:40 | 0:41 | 0:41 | 0:40 | 0:41 | 0:32 | 0:40 | 0:41 | 0:41 | 0:40 | 0:41 | 0:41 | 0:39 | 0:41 | 0:41 | 0:41 | 0:40 | 0:41 | 0:41 | 0:40 | 0:41 | 0:41 | 0:41 | 0:41 | 0:41 | 0:40 | 0:41 | 0:40 | 0:41 | 0:41 | 0:41 | 0:41 | 0:40 | 0:41 | 0:41 | 0:41 | 0:40 | 0:41 | 0:41 | 0:41 | 0:41 | 0:41 | 0:41 | 0:40 | 0:41 | 0:41 | 0:41 | 0:40 | 0:41 | 0:41 | 0:41 | 0:41 | 0:41 | 0:41 | 0:41 | 0:41 | 0:39 | 0:40 | 0:40 | 0:41 | 0:41 | 0:41 | 0:41 | 0:40 | 0:40 | 0:41 | 0:40 | 0:41 | 0:41 | 0:41 | 0:16 | 0:41 | 0:41 | 0:41 | 0:40 | 0:40 | 0:41 | 0:41 | 0:41 | 0:41 | 0:41 | 0:41 | 0:41 | 0:41 | 0:41 | 0:41 | 0:40 | 0:41 | 0:41 | 0:41 | 0:41 | 0:41 | 0:41 | 0:41 | 0:41 | 0:41 | 0:41 | 0:41 | 0:41 | 0:41 | 0:41 | 0:41 | 0:41 | 0:40 | 0:41 | 0:41 | 0:41 | 0:41 | 0:39 | 0:41 | 0:41 | 0:41 | 0:41 | 0:41 | 0:41 | 0:41 | 0:41 | 0:41 | 0:41 | 0:41 | 0:41 | 0:41 | 0:41 | 0:41 | 0:41 | 0:41 | 0:41 | 0:41 | 0:40 | 0:41 | 0:41 | 0:21 | 0:41 | 0:41 | 0:41 | 0:41 | 0:41 | 0:40 | 0:41 | 0:41 | 0:40 | 0:40 | 0:41 | 0:41 | 0:41 | 0:41 | 0:41 | 0:41 | 0:41 | 0:40 | 0:41 | 0:41 | 0:41 | 0:40 | 0:41 | 0:41 | 0:41 | 0:41 | 0:40 | 0:41 | 0:40 | 0:41 | 0:41 | 0:41 | 0:41 | 0:41 | 0:41 | 0:41 | 0:41 | 0:41 | 0:41 | 0:41 | 0:41 | 0:41 | 0:41 | 0:41 | 0:41 | 0:40 | 0:41 | 0:41 | 0:41 | 0:41 | 0:41 | 0:41 | 0:41 | 0:41 | 0:40 | 0:40 | 0:41 | 0:41 | 0:41 | 0:41 | 0:40 | 0:41 | 0:41 | 0:41 | 0:34 | 0:41 | 0:41 | 0:41 | 0:41 | 0:41 | 0:41 | 0:41 | 0:41 | 0:41 | 0:41 | 0:41 | 0:41 | 0:41 | 0:41 | 0:40 | 0:41 | 0:41 | 0:41 | 0:41 | 0:40 | 0:41 | 0:41 | 0:41 | 0:41 | 0:41 | 0:41 | 0:41 | 0:41 | 0:41 | 0:40 | 0:40 | 0:39 | 0:41 | 0:41 | 0:41 | 0:41 | 0:31 | 0:41 | 0:41 | 0:41 | 0:40 | 0:41 | 0:41 | 0:41 | 0:41 | 0:41 | 0:41 | 0:41 | 0:41 | 0:41 | 0:41 | 0:41 | 0:41 | 0:41 | 0:40 | 0:41 | 0:14 | 0:41 | 0:41 | 0:41 | 0:41 | 0:41 | 0:41 | 0:41 | 0:41 | 0:23 | 0:41 | 0:41 | 0:41 | 0:41 | 0:41 | 0:41 | 0:37 | 0:41 | 0:41 | 0:41 | 0:41 | 0:41 | 0:41 | 0:41 | 0:41 | 0:41 | 0:41 | 0:41 | 0:41 | 0:41 | 0:41 | 0:41 | 0:41 | 0:41 | 0:41 | 0:41 | 0:40 | 0:41 | 0:41 | 0:41 | 0:41 | 0:41 | 0:41 | 0:40 | 0:41 | 0:41 | 0:41 | 0:40 | 0:41 | 0:41 | 0:41 | 0:41 | 0:41 | 0:41 | 0:41 | 0:41 | 0:41 | 0:40 | 0:41 | 0:41 | 0:41 | 0:41 | 0:40 | 0:41 | 0:41 | 0:41 | 0:41 | 0:41 | 0:41 | 0:41 | 0:41 | 0:41 | 0:41 | 0:41 | 0:40 | 0:41 | 0:41 | 0:41 | 0:41 | 0:41 | 0:41 | 0:41 | 0:41 | 0:41 | 0:41 | 0:40 | 0:41 | 0:41 | 0:41 | 0:40 | 0:40 | 0:40 | 0:41 | 0:41 | 0:41 | 0:41 | 0:41 | 0:41 | 0:41 | 0:41 | 0:34 | 0:41 | 0:41 | 0:39 | 0:41 | 0:41 | 0:41 | 0:41 | 0:41 | 0:41 | 0:41 | 0:40 | 0:41 | 0:40 | 0:41 | 0:41 | 0:41 | 0:41 | 0:34 | 0:41 | 0:41 | 0:41 | 0:40 | 0:40 | 0:41 | 0:40 | 0:41 | 0:41 | 0:41 | 0:41 | 0:34 | 0:41 | 0:39 | 0:40 | 0:40 | 0:41 | 0:41 | 0:41 | 0:41 | 0:41 | 0:41 | 0:41 | 0:41 | 0:40 | 0:41 | 0:34 | 0:41 | 0:41 | 0:32 | 0:41 | 0:41 | 0:41 | 0:41 | 0:41 | 0:41 | 0:41 | 0:41 | 0:41 | 0:41 | 0:40 | 0:41 | 0:41 | 0:40 | 0:39 | 0:41 | 0:40 | 0:37 | 0:41 | 0:03 | 0:40 | 0:31 | 0:41 | 0:41 | 0:41 | 0:41 | 0:41 | 0:41 | 0:39 | 0:41 | 0:41 | 0:41 | 0:41 | 0:41 | 0:41 | 0:11 | 0:41 | 0:40 | 0:41 | 0:41 | 0:41 | 0:41 | 0:41 | 0:40 | 0:41 | 0:40 | 0:41 | 0:40 | 0:41 | 0:40 | 0:41 | 0:27 | 0:40 | 0:40 | 0:41 | 0:41 | 0:41 | 0:41 | 0:41 | 0:41 | 0:41 | 0:41 | 0:40 | 0:36 | 0:41 | 0:41 | 0:41 | 0:40 | 0:41 | 0:41 | 0:08 | 0:41 | 0:41 | 0:41 | 0:41 | 0:41 | 0:41 | 0:41 | 0:41 | 0:41 | 0:40 | 0:41 | 0:41 | 0:41 | 0:41 | 0:41 | 0:40 | 0:41 | 0:41 | 0:41 | 0:41 | 0:41 | 0:39 | 0:41 | 0:41 | 0:41 | 0:41 | 0:39 | 0:41 | 0:41 | 0:41 | 0:41 | 0:41 | 0:41 | 0:41 | 0:41 | 0:41 | 0:41 | 0:41 | 0:08 | 0:39 | 0:41 | 0:41 | 0:41 | 0:41 | 0:41 | 0:41 | 0:41 | 0:41 | 0:41 | 0:41 | 0:40 | 0:41 | 0:41 | 0:40 | 0:41 | 0:41 | 0:41 | 0:41 | 0:41 | 0:40 | 0:41 | 0:41 | 0:41 | 0:41 | 0:41 | 0:41 | 0:41 | 0:41 | 0:41 | 0:41 | 0:41 | 0:41 | 0:38 | 0:41 | 0:41 | 0:40 | 0:41 | 0:41 | 0:41 | 0:41 | 0:41 | 0:41 | 0:40 | 0:41 | 0:41 | 0:02 | 0:41 | 0:40 | 0:41 | 0:41 | 0:40 | 0:41 | 0:41 | 0:41 | 0:40 | 0:41 | 0:40 | 0:41 | 0:40 | 0:41 | 0:40 | 0:41 | 0:41 | 0:04 | 0:39 | 0:41 | 0:41 | 0:41 | 0:41 | 0:40 | 0:41 | 0:41 | 0:41 | 0:40 | 0:41 | 0:41 | 0:41 | 0:41 | 0:40 | 0:41 | 0:40 | 0:41 | 0:34
| (k.q_sus.G)/(φ2.V) | - |  |  |  |  | (k.q_sus.G)/(φ2.V) | 5.675 | 7.0572 | 7.6508 | 2.8546 | 5.7408 | 4.9569 | 7.0463 | 4.7068 | 4.2374 | 5.5477 | 7.9268 | 10.3913 | 6.4598 | 9.1196 | 10.5024 | 2.0461 | 7.9598 | 8.6218 | 3.5229 | 7.2726 | 7.2396 | 13.3588 | 7.1944 | 4.6142 | 7.7838 | 5.7167 | 7.0696 | 9.3588 | 3.7599 | 4.6142 | 13.422 | 4.4471 | 3.1417 | 9.1578 | 6.4751 | 7.6886 | 6.8205 | 7.4017 | 7.1 | 5.5796 | 2.9884 | 9.1584 | 4.5522 | 9.7803 | 10.7358 | 8.7926 | 5.8223 | 3.1053 | 5.7039 | 3.6795 | 13.9471 | 4.5782 | 0.64091 | 2.7123 | 8.1365 | 3.9487 | 10.8429 | 5.8255 | 8.24 | 3.0837 | 6.0263 | 6.2982 | 7.3945 | 9.6168 | 9.2346 | 10.0945 | 3.9838 | 2.8226 | 6.057 | 7.7851 | 10.0603 | 6.0934 | 6.1095 | 5.0322 | 4.3972 | 13.5772 | 9.3729 | 9.3623 | 7.3542 | 9.7133 | 8.785 | 7.4444 | 6.6721 | 5.4771 | 8.5922 | 9.2068 | 4.2919 | 6.7782 | 3.214 | 7.6734 | 6.2758 | 4.4407 | 8.4087 | 10.4107 | 4.9632 | 11.2566 | 7.9438 | 4.7555 | 4.1428 | 1.0655 | 5.456 | 6.4866 | 8.4882 | 7.9556 | 5.3875 | 7.2364 | 3.9644 | 3.8578 | 3.6859 | 5.4451 | 5.3589 | 5.09 | 8.9643 | 7.3846 | 4.6721 | 3.5377 | 5.1559 | 6.1117 | 6.2838 | 13.9423 | 4.4826 | 5.6479 | 6.4294 | 5.3334 | 12.5346 | 6.1621 | 3.7968 | 7.1691 | 4.4203 | 6.7806 | 9.258 | 16.4996 | 6.1498 | 4.6837 | 4.4833 | 13.171 | 4.4046 | 6.5508 | 4.5173 | 5.3644 | 8.2144 | 13.5772 | 8.3507 | 9.1338 | 6.1771 | 6.2217 | 5.9718 | 8.7297 | 4.6194 | 10.8689 | 5.3212 | 3.4186 | 5.9727 | 4.934 | 5.3303 | 8.0953 | 6.1407 | 6.3304 | 9.9224 | 3.0646 | 7.9964 | 8.0214 | 4.8626 | 6.032 | 5.0625 | 6.9476 | 7.8145 | 8.5491 | 8.8031 | 6.3377 | 5.9927 | 10.222 | 8.4053 | 8.5885 | 3.5393 | 0.61204 | 7.1551 | 0.89466 | 2.5838 | 6.8441 | 6.6243 | 9.6953 | 0.9904 | 9.7523 | 5.0994 | 9.4397 | 6.0356 | 3.8961 | 10.7142 | 10.7577 | 9.0115 | 5.1622 | 1.7724 | 5.4985 | 2.5475 | 8.6463 | 10.0826 | 4.4645 | 3.1446 | 10.9634 | 5.7996 | 6.3085 | 2.5484 | 6.0119 | 3.2254 | 2.9932 | 3.6374 | 7.2674 | 4.1542 | 2.6543 | 4.2359 | 1.2684 | 7.5825 | 5.5107 | 6.2899 | 6.5808 | 4.7165 | 10.0041 | 3.6388 | 4.2501 | 5.1794 | 9.1936 | 5.7203 | 8.782 | 7.9646 | 3.3099 | 7.0009 | 6.036 | 8.1801 | 2.5658 | 5.8674 | 6.8785 | 5.4504 | 9.8602 | 4.986 | 11.0624 | 4.5195 | 6.3538 | 3.6827 | 7.5664 | 8.0319 | 3.9364 | 5.1884 | 4.1482 | 7.7596 | 5.0734 | 7.0548 | 9.3852 | 6.3517 | 3.5237 | 6.4605 | 5.1701 | 7.2717 | 7.1726 | 6.4599 | 6.5958 | 1.5524 | 4.4377 | 2.9509 | 4.5399 | 8.0374 | 7.8603 | 5.7249 | 3.0041 | 6.4276 | 5.2463 | 5.0449 | 12.7636 | 8.7444 | 7.7573 | 6.3502 | 6.3969 | 3.7263 | 5.2881 | 4.377 | 4.0121 | 7.3623 | 4.9652 | 6.7821 | 9.4489 | 9.0886 | 5.8252 | 4.4613 | 8.123 | 5.5696 | 7.3326 | 5.9333 | 5.2305 | 6.0762 | 6.471 | 6.6693 | 3.3742 | 5.069 | 4.0891 | 10.1676 | 3.6702 | 4.5054 | 5.3378 | 5.4758 | 0.018711 | 3.6741 | 4.3087 | 4.392 | 2.7392 | 12.3472 | 3.6354 | 7.0372 | 3.668 | 5.4659 | 0.9629 | 8.2032 | 4.1081 | 19.0888 | 15.6182 | 1.2238 | 3.2804 | 11.5347 | 2.9401 | 5.9897 | 6.6887 | 7.6919 | 5.4185 | 5.1784 | 7.0228 | 7.6069 | 8.4701 | 6.8096 | 4.5331 | 10.5916 | 7.2583 | 4.6199 | 6.079 | 7.6446 | 5.3597 | 5.55 | 2.9148 | 14.9553 | 6.5809 | 5.8254 | 7.3405 | 8.9052 | 5.1379 | 7.5529 | 5.2442 | 9.2177 | 3.2735 | 7.7349 | 6.4415 | 8.2818 | 12.1048 | 3.8137 | 4.3444 | 0.0063229 | 3.203 | 6.5736 | 3.809 | 8.8264 | 8.8581 | 3.4298 | 14.5995 | 6.265 | 3.4285 | 6.7341 | 3.7893 | 3.3246 | 3.4251 | 4.6038 | 2.7545 | 6.6473 | 9.1847 | 4.5763 | 11.7457 | 5.2639 | 6.6155 | 5.3794 | 2.5126 | 5.2759 | 6.7891 | 7.8936 | 8.6522 | 8.3706 | 5.0075 | 7.4246 | 0.18329 | 4.6391 | 7.9148 | 12.2969 | 3.4406 | 11.3909 | 6.8784 | 10.8384 | 4.5052 | 6.052 | 7.3638 | 5.154 | 9.8609 | 8.9126 | 8.4778 | 9.7036 | 9.2146 | 6.8319 | 4.4882 | 6.9433 | 3.1418 | 8.7495 | 8.7821 | 6.216 | 6.3893 | 10.3778 | 5.6274 | 3.5943 | 4.1045 | 9.222 | 4.6236 | 5.3312 | 5.3866 | 11.4652 | 5.8596 | 8.1819 | 7.7094 | 6.4381 | 14.152 | 7.1054 | 9.8704 | 6.077 | 5.1688 | 8.5248 | 10.661 | 9.3587 | 5.2568 | 6.4987 | 5.1853 | 7.7916 | 6.7507 | 4.3622 | 5.847 | 7.4549 | 7.31 | 7.1783 | 6.3715 | 9.5992 | 4.3196 | 9.0727 | 8.3248 | 4.6 | 9.5453 | 3.8992 | 5.8712 | 5.2844 | 9.3988 | 6.7619 | 3.9594 | 2.7799 | 5.9092 | 12.1933 | 5.3569 | 5.3138 | 9.1896 | 7.3398 | 8.8347 | 5.9913 | 6.001 | 7.7811 | 7.9681 | 9.5456 | 8.8233 | 4.5869 | 8.4081 | 7.6672 | 6.4979 | 8.3851 | 3.2107 | 8.5402 | 11.4192 | 6.3047 | 11.7975 | 5.5652 | 5.1702 | 7.1324 | 5.9019 | 9.3116 | 9.7985 | 8.0987 | 10.4592 | 11.4514 | 3.314 | 3.502 | 8.0337 | 9.4528 | 12.5612 | 4.4193 | 3.7645 | 9.4478 | 9.2741 | 9.5387 | 5.503 | 3.7156 | 10.7772 | 8.6293 | 3.5444 | 8.8134 | 13.3154 | 4.462 | 8.3203 | 11.709 | 6.7267 | 8.2 | 5.3772 | 7.9397 | 9.1694 | 4.032 | 9.297 | 8.4514 | 8.1728 | 9.2071 | 5.1083 | 5.6359 | 3.8902 | 7.7006 | 1.7741 | 7.6731 | 6.8602 | 6.5685 | 4.7117 | 4.2876 | 7.0141 | 12.2302 | 4.9164 | 8.0304 | 8.6208 | 4.3913 | 5.565 | 5.4545 | 4.7741 | 9.1198 | 6.3509 | 4.7505 | 2.9619 | 6.4979 | 8.2643 | 7.3683 | 9.1589 | 7.329 | 11.7142 | 7.115 | 7.9781 | 12.2872 | 9.8937 | 10.8946 | 5.3447 | 6.3052 | 10.7232 | 9.76 | 2.6278 | 5.4055 | 5.1909 | 2.898 | 9.7811 | 3.9243 | 7.2733 | 4.9074 | 3.4943 | 11.9386 | 10.2465 | 7.33 | 6.3336 | 4.9439 | 10.5098 | 5.9526 | 6.3795 | 9.6371 | 7.5549 | 4.7343 | 3.7784 | 7.4321 | 7.811 | 2.7926 | 7.547 | 2.1847 | 4.6422 | 9.0841 | 8.4997 | 4.2425 | 5.1987 | 7.6566 | 5.4244 | 4.7774 | 3.379 | 10.4308 | 7.2244 | 4.9165 | 3.8616 | 6.9091 | 11.4941 | 1.5585 | 3.5725 | 4.625 | 9.0078 | 4.1579 | 7.0432 | 6.723 | 5.0121 | 5.4995 | 3.561 | 9.8864 | 6.0184 | 17.3937 | 5.0597 | 4.6207 | 8.103 | 5.2704 | 5.1809 | 7.5518 | 8.6077 | 8.2562 | 4.5021 | 11.6916 | 6.5446 | 4.7577 | 5.2006 | 9.8358 | 10.7541 | 8.9121 | 5.8599 | 14.9655 | 6.0509 | 9.8439 | 3.3427 | 4.9137 | 4.5646 | 6.7398 | 3.9146 | 11.57 | 9.4531 | 11.3284 | 9.0761 | 3.7328 | 8.1029 | 3.7469 | 6.4398 | 5.1405 | 4.8163 | 8.5757 | 5.322 | 4.87 | 6.5428 | 6.1384 | 1.9228 | 8.7444 | 5.3612 | 4.8469 | 14.1432 | 5.9529 | 4.3813 | 6.1717 | 6.3139 | 5.2421 | 8.0146 | 4.1325 | 3.8505 | 5.9479 | 4.1839 | 4.5424 | 3.5632 | 4.8412 | 5.5885 | 13.4748 | 7.1009 | 3.3248 | 7.574 | 4.5471 | 8.7062 | 6.6778 | 3.4913 | 12.8313 | 7.5177 | 14.9497 | 8.1507 | 7.45 | 6.146 | 3.9581 | 5.3758 | 3.5067 | 8.9244 | 5.5187 | 6.5108 | 3.4257 | 7.2073 | 8.6324 | 5.0353 | 11.5118 | 10.0745 | 10.1288 | 5.1946 | 6.4061 | 9.106 | 4.8876 | 5.6661 | 7.3214 | 6.7176 | 7.4528 | 1.4191 | 5.8217 | 3.0972 | 3.9116 | 19.4376 | 7.882 | 13.0619 | 6.3993 | 7.2052 | 5.6945 | 7.948 | 3.8827 | 14.1617 | 8.7808 | 7.6197 | 6.7014 | 5.5737 | 6.9359 | 3.7886 | 6.9803 | 4.3326 | 4.3196 | 4.8061 | 2.5738 | 4.4874 | 17.22 | 4.5574 | 7.0973 | 7.3979 | 5.3513 | 7.1483 | 5.2364 | 6.3696 | 10.9259 | 11.5285 | 9.7756 | 10.6964 | 9.0823 | 6.132 | 4.8305 | 7.3724 | 6.0078 | 6.8511 | 3.4741 | 7.4962 | 4.5321 | 2.9933 | 7.1928 | 6.3622 | 4.4721 | 7.3699 | 5.2288 | 8.8926 | 8.3751 | 7.3453 | 3.6023 | 9.2239 | 2.7829 | 4.6055 | 6.5829 | 8.5172 | 6.3699 | 4.0994 | 6.8796 | 3.5789 | 9.7766 | 7.5346 | 3.4413 | 5.8162 | 10.8523 | 4.4288 | 6.3928 | 8.475 | 13.9287 | 6.2611 | 6.3048 | 1.3926 | 8.3201 | 3.7168 | 10.0482 | 7.8747 | 6.4184 | 7.6658 | 2.7659 | 5.511 | 5.3462 | 3.1536 | 8.8734 | 12.3509 | 3.1513 | 7.894 | 16.9998 | 3.6789 | 5.7365 | 3.2389 | 4.9576 | 5.2946 | 10.044 | 3.6031 | 7.2129 | 8.871 | 5.7302 | 3.4285 | 4.0053 | 8.8345 | 7.1879 | 3.9409 | 5.1027 | 7.6007 | 4.5548 | 6.7934 | 6.0865 | 6.7797 | 6.418 | 7.4455 | 0.23468 | 10.964 | 3.6795 | 7.114 | 13.6599 | 6.8316 | 6.9186 | 10.6478 | 8.4371 | 4.1315 | 6.3218 | 6.4724 | 5.9355 | 8.5041 | 10.1429 | 3.2524 | 8.1469 | 8.3995 | 5.7079 | 6.0524 | 5.8665 | 7.3823 | 6.9007 | 7.8005 | 5.0646 | 5.7406 | 10.0479 | 7.7858 | 9.1626 | 5.8178 | 6.4568 | 3.6323 | 4.0361 | 6.6947 | 8.2408 | 6.5581 | 3.9308 | 6.4679 | 5.5815 | 5.0329 | 4.3622 | 8.1779 | 4.3521 | 5.2063 | 9.4255 | 5.5135 | 9.6008 | 4.0696 | 11.0526 | 2.9693 | 9.8296 | 9.6556 | 5.712 | 6.8708 | 4.7017 | 4.3352 | 6.2736 | 5.9695 | 7.5631 | 7.4948 | 5.4294 | 4.0921 | 5.6915 | 6.0311 | 10.6115 | 4.6814 | 2.6858 | 22.1626 | 5.1654 | 8.268 | 3.9954 | 8.1677 | 5.9549 | 4.9093 | 8.2143 | 6.7824 | 8.0857 | 6.0756 | 3.0073 | 7.1212 | 5.1465 | 4.5731 | 4.4425 | 11.3089 | 3.7518 | 7.3308 | 7.5402 | 5.8907 | 9.3196 | 6.7193 | 4.6034 | 3.5719 | 9.6452 | 3.478 | 5.2198 | 2.9789 | 4.4239 | 3.647 | 4.5335 | 5.9135 | 9.5218 | 8.0731 | 6.3801 | 6.6291 | 10.7563 | 7.1008 | 9.6576 | 5.4287 | 8.3141 | 7.1129 | 8.2021 | 8.5005 | 12.7875 | 6.9356 | 4.2793 | 7.874 | 8.7077 | 4.9263 | 8.3669 | 8.0015 | 7.3393 | 5.3547 | 6.5841 | 5.7864 | 9.0546 | 6.6707 | 4.4215 | 13.0075 | 5.6241 | 6.6661 | 6.9911 | 5.7695 | 8.9594 | 6.1787 | 8.0468 | 8.3538 | 6.7603 | 5.8981 | 7.2244 | 8.9817 | 13.4203 | 7.5364 | 6.7236 | 1.8644 | 7.8582 | 9.0725 | 5.2493 | 11.2428 | 5.7984 | 7.9451 | 4.9509 | 8.3673 | 4.1864 | 8.2945 | 4.9106 | 13.9372 | 10.805 | 7.0973 | 4.9529 | 8.2075 | 8.0677 | 2.7411 | 8.5721 | 5.7916 | 4.5202 | 11.6275 | 5.921 | 4.9669 | 8.8629 | 10.3969 | 8.2352 | 3.4112 | 13.3095 | 8.7732 | 0.10472 | 6.2626 | 9.2813 | 4.7999 | 3.4477 | 3.443 | 4.2035 | 6.7129 | 12.0253 | 4.0755 | 5.9986 | 7.9362 | 3.7109 | 7.502 | 7.3395 | 7.3127 | 7.9312 | 8.4808 | 6.1135 | 3.4245 | 11.4946 | 6.663 | 5.8076 | 6.8337 | 1.6946 | 15.7332 | 5.2304 | 5.6442 | 0.13478 | 7.8932 | 5.6698 | 13.5969 | 5.048 | 8.326 | 10.6914 | 4.8961 | 4.8685 | 6.6993 | 9.5315 | 8.9023 | 7.1975 | 3.8951 | 7.4322 | 4.7439 | 4.3083 | 8.0783 | 6.574 | 9.6457 | 5.5281 | 8.9533 | 4.5975 | 5.2841 | 4.4388 | 6.0561 | 10.4126 | 8.3861 | 6.6235 | 6.7727 | 6.0753 | 9.7192 | 5.1891 | 17.5288 | 4.2222 | 6.1922 | 12.1783 | 5.1957 | 6.5473 | 6.6674 | 10.4159 | 3.14 | 6.5935 | 2.4393 | 13.036 | 14.9571 | 13.6037 | 5.5061 | 6.4666 | 13.5488 | 9.1838 | 4.8561 | 11.4171 | 7.6033 | 14.299 | 5.9992 | 8.7596 | 8.527 | 7.0379 | 4.4913 | 3.787 | 2.8067 | 3.9784 | 5.2959 | 7.149 | 8.2744 | 9.8189 | 11.5016 | 3.7641 | 6.409 | 7.0664 | 8.7777 | 5.0481 | 9.417 | 6.0616 | 8.6149 | 4.0646 | 6.4625 | 12.4779 | 2.9898 | 3.9322 | 6.0805 | 7.737 | 6.6925 | 6.5765 | 10.5733 | 8.7371 | 4.4981 | 3.1634 | 6.696 | 0.023215 | 3.5706 | 7.6627 | 7.4729 | 1.9725 | 3.181 | 11.4605 | 8.1254 | 3.4974 | 13.1202 | 12.1091 | 11.4315 | 7.1533 | 4.2507 | 5.3807 | 11.226 | 6.3493 | 3.6972 | 8.7821 | 9.9115 | 5.1281 | 7.1172 | 16.0072 | 5.1926 | 6.4782 | 5.0607 | 5.8618 | 5.2547 | 8.7699 | 7.9246 | 9.0605 | 5.8062 | 6.6231 | 5.0694 | 6.6923 | 7.0196 | 6.1049 | 5.7718 | 8.1589 | 6.2233 | 9.963 | 3.1273 | 9.0843 | 3.5735 | 6.0151 | 11.787 | 9.3201 | 7.7498 | 11.2174 | 3.0853 | 4.1875 | 6.3681 | 5.2016 | 5.4999 | 11.085 | 6.9626 | 5.6454 | 4.7081 | 7.3608 | 6.6037 | 9.9649 | 2.7616 | 5.8416 | 11.2159 | 9.8874 | 10.3462 | 4.2728 | 1.2386 | 5.7519 | 8.7734 | 7.238 | 6.7864 | 7.5486 | 8.0241 | 3.4159 | 4.0766 | 5.4389 | 3.6529 | 4.6434 | 5.719 | 4.984 | 10.3541 | 6.5895 | 10.2777 | 11.5604 | 5.8562 | 6.141 | 4.4958 | 5.3365 | 3.9588 | 8.1023 | 4.7112 | 5.8992 | 6.671 | 4.519 | 3.1495 | 4.7921 | 3.2842 | 2.7268 | 5.2082 | 10.1245 | 4.2981 | 6.3665 | 5.6642 | 3.3839 | 4.3407 | 4.5449 | 4.9949 | 8.378 | 4.8555 | 7.4731 | 1.9302 | 6.8776 | 11.6968 | 7.4076 | 12.7148 | 9.9072 | 7.1024 | 7.1276 | 9.1212 | 5.9717 | 5.2427 | 5.1502 | 8.2028 | 13.0359 | 4.6974 | 1.9643 | 6.0776 | 8.732 | 8.1279 | 5.3642 | 9.8425 | 7.6176 | 15.5457 | 8.6322 | 8.0213 | 11.8758 | 8.0505 | 4.5977 | 0.0028159 | 7.5884 | 7.5807 | 8.5209 | 6.8517 | 5.1453 | 7.8033 | 6.4276 | 3.9378 | 5.4585 | 4.9677 | 9.6779 | 4.5773 | 10.8372 | 7.7794 | 4.6914 | 6.519 | 3.7934 | 7.941 | 5.6231 | 7.1249 | 4.8511 | 4.3679 | 7.3332 | 8.4162 | 6.6511 | 6.4693 | 10.0709 | 6.8595 | 6.2767 | 6.2581 | 3.4591 | 10.8513 | 9.3462 | 3.9224 | 8.0235 | 5.7526 | 9.1012 | 5.1165 | 10.0712 | 3.0464 | 9.587 | 6.0432 | 4.3088 | 3.4516 | 4.8123 | 9.3185 | 4.1641 | 6.6879 | 5.1591 | 5.1167 | 6.0221 | 9.369 | 6.3369 | 2.9891 | 3.6359 | 4.3548 | 8.9194 | 5.1408 | 7.8237 | 4.8471 | 7.8122 | 6.7688 | 6.3642 | 5.1437 | 5.2301 | 6.6101 | 4.3494 | 12.8143 | 8.9 | 3.2348 | 5.4546 | 5.3307 | 7.6402 | 7.3012 | 9.4468 | 9.3654 | 3.8579 | 5.6345 | 3.5596 | 9.8784 | 5.5703 | 2.5389 | 12.7164 | 6.6139 | 6.8098 | 4.9271 | 6.2212 | 6.3699 | 7.1917 | 5.8795 | 3.6059 | 3.8305 | 5.7121 | 8.8332 | 2.683 | 3.5487 | 11.7088 | 4.9377 | 3.9356 | 9.1608 | 5.6783 | 4.6457 | 6.6101 | 6.2623 | 5.5412 | 7.7279 | 3.6153 | 3.0324 | 7.7747 | 5.1511 | 7.6115 | 4.341 | 5.9034 | 3.3867 | 5.364 | 6.0998 | 6.9594 | 3.088 | 8.1873 | 9.5308 | 11.3292 | 3.4014 | 6.8255 | 5.3989 | 5.8681 | 8.1182 | 6.0307 | 8.2915 | 5.0642 | 8.7148 | 5.5665 | 2.5249 | 6.9475 | 6.1406 | 9.2791 | 4.8749 | 10.2232 | 13.6776 | 5.4753 | 5.8591 | 8.4255 | 9.0155 | 10.3425 | 6.2807 | 2.7151 | 8.7035 | 8.1838 | 6.1463 | 7.0251 | 6.4437 | 10.0942 | 6.7334 | 5.555 | 6.1732 | 4.5496 | 6.086 | 4.2083 | 10.2963 | 2.8255 | 5.0941 | 6.2624 | 6.1799 | 9.0934 | 1.763 | 7.2564 | 5.5961 | 6.7349 | 6.4513 | 9.9914 | 16.4054 | 7.7487 | 4.5342 | 6.1639 | 14.7554 | 5.6641 | 6.7968 | 5.9939 | 2.9325 | 3.7718 | 7.6599 | 4.3278 | 3.7114 | 6.1195 | 6.5349 | 5.8645 | 6.1901 | 9.4532 | 10.4474 | 4.2078 | 7.2901 | 7.4444 | 4.4449 | 6.3582 | 5.6492 | 6.3958 | 7.7689 | 1.0066 | 6.3663 | 3.9604 | 5.6569 | 8.6123 | 7.7886 | 4.6779 | 5.3602 | 4.6325 | 5.9796 | 10.3996 | 6.605 | 0.1986 | 3.2165 | 4.6439 | 6.3897 | 5.9839 | 8.2687 | 6.0649 | 6.0805 | 4.9057 | 11.0776 | 5.4239 | 11.8865 | 10.9295 | 9.462 | 6.3306 | 8.8625 | 9.492 | 8.9485 | 2.2854 | 9.9912 | 8.9778 | 8.5065 | 2.9338 | 5.5948 | 6.5801 | 7.8311 | 6.0033 | 10.4964 | 8.1829 | 9.7387 | 3.9358 | 5.8813 | 9.7285 | 13.1493 | 8.166 | 4.1943 | 8.6547 | 3.833 | 5.5822 | 4.5663 | 5.4872 | 7.6258 | 9.4927 | 4.7849 | 11.5895 | 4.8339 | 7.8128 | 4.9134 | 7.2638 | 7.1269 | 5.7205 | 7.7058 | 3.6652 | 10.2073 | 11.5521 | 4.8797 | 7.6162 | 9.8631 | 6.5417 | 6.3236 | 8.7621 | 9.2315 | 6.0132 | 6.6162 | 6.7486 | 5.4998 | 6.7998 | 5.451 | 12.2567 | 10.3455 | 5.3574 | 3.3936 | 3.9513 | 5.1555 | 10.3118 | 10.4576 | 3.6256 | 2.6766 | 10.1405 | 3.4353 | 10.4532 | 4.8746 | 4.567 | 9.6827 | 9.921 | 7.5985 | 11.2689 | 6.4031 | 12.8349 | 6.899 | 8.2585 | 4.5008 | 7.4898 | 10.9949 | 3.9784 | 4.0962 | 11.0476 | 6.4141 | 12.9795 | 5.8156 | 8.3392 | 5.6236 | 4.9729 | 9.4998 | 9.3282 | 5.5862 | 4.8407 | 4.9529 | 6.6328 | 14.5846 | 9.0281 | 5.6401 | 10.2705 | 12.0659 | 8.0216 | 6.0351 | 6.5142 | 8.2939 | 5.9373 | 12.152 | 5.374 | 6.0756 | 9.2124 | 6.9414 | 9.4049 | 5.0557 | 5.4183 | 7.6059 | 5.8833 | 5.2045 | 6.1217 | 5.6535 | 7.8223 | 7.7586 | 8.1729 | 10.0743 | 5.1518 | 6.4325 | 6.919 | 6.2154 | 8.4465 | 6.5744 | 6.4344 | 6.4152 | 6.0574 | 6.7951 | 3.9232 | 11.074 | 4.4924 | 11.5053 | 5.4273 | 2.5255 | 10.0021 | 5.176 | 6.2875 | 5.9693 | 6.1168 | 5.4131 | 5.858 | 3.6602 | 2.2702 | 4.2444 | 6.7191 | 2.9672 | 14.1196 | 6.7873 | 5.7761 | 9.7576 | 8.4721 | 5.5192 | 10.3072 | 5.832 | 6.1653 | 6.9732 | 4.1359 | 4.6751 | 3.1507 | 3.9568 | 8.9737 | 5.0401 | 4.5302 | 11.5793 | 3.1683 | 8.8896 | 8.5315 | 8.015 | 7.3775 | 7.3605 | 9.3537 | 8.6559 | 6.9693 | 7.9629 | 3.886 | 5.8979 | 5.6852 | 9.5358 | 9.1057 | 2.4538 | 5.0007 | 8.9394 | 12.7018 | 6.063 | 5.3058 | 6.4292 | 10.2133 | 9.9204 | 5.0951 | 3.9059 | 6.6051 | 6.5392 | 5.5708 | 10.094 | 11.6562 | 5.0386 | 3.8652 | 5.3651 | 6.4082 | 3.3736 | 6.1453 | 8.4499 | 4.6704 | 12.0986 | 5.2381 | 8.4146 | 8.7819 | 4.3471 | 10.1493 | 6.6256 | 6.6738 | 3.4049 | 16.3612 | 15.66 | 9.4124 | 4.3117 | 8.2361 | 14.6259 | 7.4764 | 7.5107 | 0.0097037 | 4.1285 | 6.8189 | 6.0311 | 6.5866 | 7.5966 | 13.8548 | 7.5083 | 11.0151 | 6.3635 | 10.1452 | 1.4102 | 8.2221 | 3.7589 | 4.905 | 8.5528 | 13.1297 | 6.7796 | 3.9545 | 4.6359 | 4.9993 | 6.7655 | 5.9461 | 8.7112 | 9.4265 | 7.8997 | 5.6799 | 6.848 | 1.5425 | 6.6869 | 3.2513 | 11.7484 | 7.1622 | 5.665 | 8.263 | 13.2094 | 5.0718 | 7.1632 | 8.7225 | 12.7802 | 8.9584 | 7.1158 | 4.0153 | 5.5748 | 8.057 | 6.5381 | 5.795 | 8.3599 | 6.7105 | 11.7149 | 7.0123 | 4.0671 | 7.6087 | 4.2905 | 5.1337 | 7.983 | 5.2971 | 4.373 | 7.9833 | 9.5585 | 5.8686 | 4.2381 | 7.1013 | 6.2963 | 13.6993 | 7.4191 | 8.5496 | 4.3177 | 5.7316 | 6.3238 | 9.8964 | 15.2599 | 12.8334 | 3.1593 | 8.8608 | 7.5011 | 3.1582 | 6.8609 | 6.8543 | 10.1966 | 3.1011 | 2.3878 | 5.358 | 7.1505 | 7.5101 | 6.1411 | 7.6502 | 7.2985 | 7.5838 | 8.5296 | 4.5088 | 2.443 | 9.1352 | 8.6135 | 8.5521 | 8.6739 | 8.8748 | 7.1749 | 10.3591 | 8.1392 | 7.2531 | 5.9138 | 5.1352 | 4.9938 | 3.6533 | 4.7442 | 6.2313 | 6.0722 | 13.5475 | 3.9833 | 5.7614 | 7.3851 | 6.5771 | 2.842 | 8.3019 | 7.7612 | 9.2998 | 10.0765 | 9.5933 | 7.1162 | 11.2185 | 11.208 | 2.0261 | 5.9364 | 6.6 | 5.934 | 3.7831 | 2.7346 | 5.4488 | 5.9779 | 6.3565 | 5.7769 | 4.2444 | 3.7369 | 5.6717 | 6.5073 | 5.9026 | 6.0509 | 8.7626 | 5.2979 | 6.6489 | 14.0206 | 6.367 | 5.7321 | 5.6505 | 5.9332 | 3.5179 | 6.2601 | 2.9395 | 7.1534 | 7.9259 | 6.3766 | 6.3104 | 4.8247 | 4.7344 | 5.713 | 5.1758 | 4.1365 | 8.9614 | 10.3647 | 9.3955 | 4.5163 | 3.5581 | 3.4976 | 5.9807 | 7.4425 | 7.3032 | 6.4913 | 6.6175 | 6.0031 | 3.7038 | 1.0081 | 6.1496 | 3.1843 | 4.613 | 8.604 | 4.8328 | 7.4601 | 5.641 | 6.3701 | 8.6698 | 5.3013 | 11.7951 | 11.0198 | 1.616 | 11.9541 | 4.597 | 7.9019 | 9.1588 | 7.955 | 7.9767 | 6.427 | 7.1991 | 8.9275 | 8.0337 | 7.7974 | 8.9721 | 6.5698 | 12.1152 | 9.7948 | 14.7512 | 6.0441 | 7.1122 | 4.452 | 4.5607 | 9.4146 | 8.2955 | 5.0272 | 7.9832 | 8.6351 | 4.8816 | 7.8505 | 5.2688 | 6.1676 | 6.5724 | 7.0438 | 9.0871 | 2.7345 | 7.0781 | 4.9198 | 8.0284 | 8.6344 | 5.5374 | 5.4259 | 5.9466 | 3.5465 | 4.7663 | 5.6131 | 7.3562 | 9.2907 | 6.0802 | 8.7463 | 7.4583 | 11.8711 | 7.2707 | 5.0601 | 3.7989 | 8.9078 | 8.1757 | 4.5379 | 7.7927 | 4.1961 | 5.5031 | 16.3388 | 5.4228 | 6.1797 | 5.4869 | 7.6365 | 6.7854 | 6.9121 | 13.2889 | 10.3276 | 10.6674 | 6.2825 | 4.8675 | 9.2166 | 7.5105 | 7.7481 | 5.582 | 9.516 | 4.335 | 5.3045 | 7.8641 | 11.8605 | 4.5842 | 10.5087 | 11.2968 | 4.658 | 4.0296 | 9.1379 | 10.3952 | 2.9697 | 7.4332 | 5.9383 | 4.3113 | 4.8015 | 7.773 | 8.5702 | 3.7315 | 5.8107 | 8.9056 | 5.455 | 8.0258 | 3.7494 | 8.0121 | 11.6326 | 5.8443 | 9.7439 | 8.5941 | 4.8189 | 4.54 | 7.6201 | 8.91 | 5.8766 | 4.8969 | 5.2597 | 5.3958 | 8.7209 | 4.3558 | 7.5737 | 5.8673 | 9.6126 | 9.4482 | 6.9586 | 5.2447 | 7.8031 | 12.6548 | 8.0881 | 4.8958 | 10.6478 | 8.1902 | 16.1582 | 5.8965 | 5.843 | 7.6862 | 6.1864 | 7.2302 | 6.9395 | 7.3835 | 4.135 | 8.6035 | 8.3082 | 6.0699 | 3.3722 | 7.6434 | 2.5543 | 8.6803 | 7.0259 | 7.0956 | 6.3807 | 5.2053 | 6.8374 | 7.4812 | 3.3669 | 4.2853 | 11.4587 | 7.3537 | 11.6756 | 8.8437 | 6.694 | 5.0484 | 2.8828 | 3.4561 | 5.3625 | 3.0582 | 3.4733 | 5.3645 | 9.0506 | 4.2105 | 5.7763 | 7.4 | 6.7819 | 10.8302 | 8.4828 | 5.8132 | 13.8899 | 10.0437 | 9.8549 | 5.7329 | 5.6733 | 7.5457 | 5.0221 | 2.9395 | 3.8482 | 8.6806 | 6.5925 | 6.1057 | 4.1718 | 10.9659 | 8.2406 | 4.2127 | 14.9024 | 6.7271 | 3.9563 | 4.7444 | 7.3959 | 3.464 | 6.7916 | 4.8553 | 6.515 | 9.6334 | 7.1831 | 8.5709 | 6.5413 | 7.2521 | 6.6356 | 8.2637 | 8.0407 | 3.6395 | 8.0628 | 4.8728 | 5.2645 | 9.8893 | 7.4546 | 4.7645 | 6.124 | 5.0481 | 5.9685 | 15.6383 | 4.091 | 5.1589 | 10.0006 | 8.4446 | 8.5016 | 9.5086 | 8.8765 | 6.3179 | 7.9897 | 5.3426 | 11.6944 | 2.8505 | 7.1796 | 3.223 | 8.9688 | 18.1126 | 8.0235 | 7.0393 | 8.0786 | 10.3386 | 5.3821 | 5.7187 | 8.616 | 2.5527 | 8.102 | 6.121 | 7.0902 | 9.848 | 8.2313 | 4.1832 | 11.2752 | 12.6083 | 4.6228 | 3.4729 | 3.8588 | 6.2033 | 5.468 | 9.6679 | 11.1529 | 8.3384 | 8.4169 | 4.8397 | 19.0835 | 14.1783 | 4.1957 | 7.4488 | 5.5657 | 4.9907 | 2.9237 | 4.1316 | 2.3486 | 8.8758 | 6.6945 | 7.4123 | 7.6506 | 6.8459 | 10.6406 | 5.7333 | 9.5564 | 8.9092 | 4.6591 | 8.1727 | 5.0227 | 7.0611 | 6.1003 | 5.6871 | 6.4971 | 4.6196 | 9.9735 | 9.8723 | 9.0651 | 4.3477 | 6.67 | 3.6778 | 10.8007 | 7.0374 | 5.9761 | 1.9577 | 5.1716 | 5.8053 | 2.3698 | 3.1708 | 4.0665 | 9.5541 | 6.7196 | 4.9237 | 4.992 | 6.8405 | 5.1813 | 5.8651 | 8.77 | 7.1533 | 9.6152 | 8.1 | 10.6019 | 4.3707 | 11.1364 | 11.9163 | 10.4774 | 10.9411 | 4.9372 | 6.4612 | 3.8605 | 6.3731 | 8.3997 | 7.6784 | 5.5833 | 11.7438 | 5.5485 | 5.7339 | 6.5776 | 7.2072 | 4.3535 | 7.1085 | 5.1834 | 6.6624 | 4.8847 | 9.9581 | 12.7317 | 13.1105 | 10.4168 | 5.6403 | 10.1434 | 4.5294 | 4.5463 | 7.735 | 8.4145 | 5.115 | 4.9711 | 6.0363 | 10.2205 | 11.8039 | 7.253 | 6.6349 | 4.7242 | 9.7075 | 4.104 | 5.4931 | 8.1035 | 9.029 | 2.4035 | 9.4411 | 4.3954 | 6.0337 | 4.0421 | 8.9041 | 13.8128 | 5.196 | 4.5795 | 7.0945 | 5.9715 | 6.0892 | 13.8082 | 4.7335 | 3.9596 | 7.6007 | 9.9278 | 9.4784 | 8.5629 | 10.0854 | 7.1746 | 5.4119 | 7.111 | 8.8611 | 4.8582 | 0.66489 | 5.727 | 10.0123 | 7.3831 | 5.8149 | 4.7582 | 3.6544 | 6.8602 | 8.016 | 3.7988 | 5.4468 | 7.2646 | 9.9478 | 3.4086 | 11.0568 | 17.9654 | 8.8265 | 10.2081 | 5.6544 | 4.775e-05 | 4.9435 | 5.5418 | 6.5211 | 6.4124 | 8.2379 | 4.292 | 3.6651 | 9.0688 | 13.2876 | 4.2163 | 11.0221 | 5.3618 | 9.6168 | 4.9742 | 4.8482 | 5.1478 | 5.8109 | 3.017 | 4.5152 | 4.5751 | 10.2344 | 8.2352 | 6.0042 | 13.176 | 5.0053 | 8.3665 | 4.2508 | 4.4365 | 8.2264 | 6.7888 | 5.7058 | 8.7388 | 5.9243 | 13.2077 | 4.6921 | 5.241 | 8.9755 | 6.4078 | 8.0726 | 9.2264 | 7.8197 | 8.5253 | 9.9468 | 5.1731 | 7.1662 | 2.9968 | 3.6507 | 6.7793 | 6.2049 | 7.3994 | 7.6228 | 7.9461 | 7.7777 | 8.587 | 4.6177 | 3.0576 | 10.3377 | 12.6497 | 9.0958 | 5.1685 | 8.33 | 3.0586 | 3.4771 | 9.5452 | 5.6976 | 10.8939 | 8.2587 | 8.9585 | 8.8177 | 4.7261 | 5.0584 | 8.6545 | 8.8916 | 4.1593 | 7.9346 | 3.2796 | 8.1852 | 7.0229 | 4.4485 | 3.4823 | 9.1669 | 5.2359 | 4.1223 | 7.8888 | 10.2747 | 9.145 | 5.7475 | 7.5241 | 6.7787 | 3.4882 | 6.5004 | 6.1439 | 3.4185 | 3.754 | 9.8394 | 6.1024 | 5.4597 | 7.3086 | 8.097 | 7.0289 | 5.1755 | 6.9901 | 10.5233 | 4.9953 | 7.2169 | 6.7395 | 2.842 | 4.6585 | 7.1166 | 4.6566 | 5.6298 | 4.8064 | 2.3803 | 9.0653 | 5.1683 | 7.6698 | 6.5082 | 5.3694 | 7.9708 | 5.0919 | 6.241 | 10.8724 | 4.7652 | 7.8606 | 5.3315 | 11.7366 | 16.6938 | 4.2091 | 7.02 | 2.8079 | 2.6297 | 6.482 | 12.8226 | 6.491 | 4.3335 | 6.3545 | 10.1632 | 8.8394 | 4.3288 | 9.4873 | 9.7784 | 4.8208 | 8.0821 | 5.9382 | 5.0881 | 10.5406 | 6.2566 | 4.1864 | 5.3208 | 6.4335 | 20.8664 | 7.1405 | 4.5242 | 5.2306 | 8.7475 | 4.0525 | 5.07 | 7.7273 | 11.0563 | 7.6889 | 3.5682 | 2.1391 | 8.6661 | 6.7255 | 5.3435 | 7.9596 | 3.1736 | 6.9154 | 7.4353 | 5.6639 | 7.3813 | 12.0891 | 7.2576 | 4.048 | 7.7353 | 5.4155 | 2.9931 | 6.7667 | 10.3753 | 1.5021 | 9.3396 | 5.0215 | 7.5181 | 13.9468 | 6.3242 | 8.8736 | 9.064 | 7.453 | 5.3769 | 2.9154 | 6.2853 | 5.978 | 5.7323 | 7.6059 | 4.5825 | 7.7956 | 4.2031 | 2.794 | 7.2737 | 9.7207 | 3.0961 | 4.6982 | 4.8672 | 8.8683 | 6.9827 | 7.2124 | 6.9824 | 7.1016 | 5.9283 | 9.9689 | 8.2931 | 8.5171 | 4.8505 | 10.1822 | 9.4293 | 9.1522 | 8.0649 | 5.7599 | 4.4374 | 2.7249 | 7.6309 | 10.0412 | 5.9555 | 8.845 | 5.0487 | 5.1939 | 6.0958 | 7.7962 | 4.7574 | 4.1729 | 8.8302 | 3.5941 | 5.0574 | 5.5572 | 3.7892 | 5.2824 | 9.4639 | 6.324 | 10.6534 | 5.9084 | 11.1972 | 8.6456 | 6.0634 | 8.8787 | 2.9935 | 6.5505 | 5.5168 | 8.8308 | 8.8504 | 4.8101 | 5.2573 | 4.3031 | 5.1412 | 11.435 | 1.0375 | 3.5645 | 2.9505 | 6.0657 | 9.285 | 4.3248 | 7.9537 | 5.6667 | 14.9271 | 7.8468 | 6.4995 | 4.1135 | 6.2695 | 5.4874 | 5.1894 | 4.8059 | 9.1741 | 2.103 | 3.6188 | 7.5285 | 6.8442 | 12.4625 | 11.6459 | 5.1782 | 9.614 | 10.0713 | 4.3824 | 4.6835 | 6.8621 | 4.3909 | 7.3709 | 5.9975 | 3.4959 | 8.1265 | 4.4197 | 6.6209 | 8.7455 | 5.9967 | 4.4543 | 9.4283 | 6.5841 | 5.1844 | 10.9174 | 12.5639 | 8.6238 | 6.9528 | 8.1056 | 6.7363 | 5.8684 | 9.4486 | 4.761 | 4.3189 | 5.4634 | 7.3023 | 10.9188 | 5.3433 | 6.6456 | 6.358 | 3.0749 | 5.0396 | 3.3474 | 8.5472 | 7.0463 | 7.139 | 9.9823 | 4.3748 | 11.699 | 2.986 | 10.35 | 5.8061 | 9.2146 | 5.2927 | 10.0921 | 2.581 | 12.1177 | 12.5521 | 10.9852 | 15.1767 | 6.8278 | 4.0741 | 12.4004 | 9.4819 | 8.5659 | 11.0129 | 10.494 | 16.351 | 4.0549 | 4.5884 | 4.3754 | 9.1826 | 8.9056 | 9.3279 | 0.01577 | 4.5548 | 8.063 | 5.4368 | 7.4022 | 7.436 | 8.9332 | 6.4346 | 6.3429 | 7.0222 | 6.0738 | 6.2911 | 4.4574 | 7.9638 | 3.5795 | 4.6148 | 16.4807 | 8.9092 | 7.88 | 6.3986 | 6.6851 | 9.2103 | 8.3506 | 4.041 | 9.8405 | 6.2025 | 5.7882 | 4.8318 | 7.5484 | 9.5889 | 3.6233 | 7.6776 | 5.9906 | 11.6589 | 13.4476 | 5.1013 | 9.794 | 12.0294 | 6.8058 | 9.0611 | 3.8892 | 4.2563 | 6.3591 | 7.9318 | 7.0654 | 10.4026 | 6.856 | 8.3052 | 8.53 | 2.6869 | 7.1888 | 9.0588 | 2.884 | 5.0637 | 5.3722 | 5.9992 | 7.3348 | 7.4986 | 10.8765 | 8.4662 | 10.1255 | 6.8919 | 11.7083 | 13.1639 | 10.5045 | 6.4692 | 6.3972 | 7.8539 | 4.3307 | 8.5362 | 12.1351 | 11.0488 | 7.6041 | 5.8362 | 7.7233 | 4.7485 | 6.0122 | 9.758 | 9.1627 | 4.0007 | 6.353 | 6.5358 | 6.9765 | 5.5789 | 0.0864 | 3.0116 | 3.6556 | 3.6207 | 5.4021 | 5.121 | 7.6916 | 5.7341 | 7.3766 | 4.6857 | 9.7086 | 7.0923 | 7.4421 | 6.174 | 3.9686 | 6.0773 | 6.468 | 10.1677 | 9.1103 | 4.7264 | 8.4145 | 6.0784 | 4.1267 | 7.8662 | 7.7289 | 7.478 | 4.3466 | 6.5432 | 4.8339 | 5.2748 | 9.6365 | 13.0191 | 8.2259 | 5.9681 | 11.7632 | 5.8773 | 6.2546 | 1.6422 | 0.78028 | 5.0726 | 8.4305 | 6.768 | 7.2808 | 0.17442 | 5.7729 | 3.0379 | 8.6009 | 11.0861 | 4.8175 | 3.4273 | 7.6264 | 7.5597 | 5.2845 | 3.9723 | 6.1716 | 7.1686 | 7.4665 | 8.9768 | 8.4086 | 4.7265 | 5.2678 | 5.218 | 7.6576 | 8.2648 | 4.2953 | 5.0158 | 5.0579 | 4.3631 | 9.8142 | 9.7223 | 13.0074 | 4.2668 | 7.1454 | 8.0448 | 4.8865 | 6.1036 | 5.0869 | 3.9784 | 10.0365 | 4.889 | 7.3456 | 4.3853 | 10.1145 | 10.2011 | 4.5474 | 10.562 | 0.46546 | 4.98 | 5.9517 | 7.043 | 3.3073 | 4.2885 | 5.7507 | 6.4679 | 4.0642 | 4.1655 | 7.619 | 2.6637 | 4.9371 | 8.1462 | 5.6681 | 8.4781 | 3.7912 | 8.2943 | 3.5281 | 6.7415 | 6.7802 | 5.7724 | 8.8933 | 6.0152 | 8.64 | 6.9529 | 5.4809 | 11.7753 | 14.4906 | 7.1165 | 5.1534 | 3.7692 | 7.8274 | 15.4014 | 4.0756 | 3.7928 | 4.2009 | 6.7165 | 5.274 | 5.6162 | 10.2996 | 4.5126 | 7.8094 | 7.7096 | 5.8117 | 8.86 | 4.7675 | 6.1702 | 8.7233 | 6.0105 | 8.6283 | 4.5931 | 4.2711 | 7.6538 | 5.2215 | 4.1554 | 4.857 | 4.9827 | 4.8395 | 5.1805 | 3.5701 | 5.9376 | 8.1713 | 14.0503 | 4.9286 | 8.5646 | 4.2378 | 14.8987 | 13.1159 | 4.5718 | 3.7011 | 8.7271 | 7.7672 | 5.988 | 6.9278 | 3.8939 | 7.5359 | 4.4296 | 6.1039 | 6.8384 | 5.5693 | 7.6111 | 4.4796 | 3.8249 | 6.7944 | 9.4153 | 8.0994 | 9.6493 | 3.952 | 10.6777 | 6.6703 | 5.3044 | 9.9158 | 9.7648 | 8.4613 | 10.2959 | 6.2251 | 3.4338 | 5.9674 | 6.2268 | 5.9257 | 7.2504 | 6.6881 | 5.3228 | 8.8577 | 4.9494 | 8.6329 | 8.0164 | 3.9477 | 8.6794 | 4.3637 | 11.3758 | 3.4913 | 2.0832 | 7.4651 | 11.3743 | 6.2694 | 4.7492 | 5.6596 | 8.7788 | 5.5507 | 6.2621 | 11.6324 | 6.8739 | 8.2827 | 8.6836 | 3.0497 | 3.4774 | 11.0397 | 8.4044 | 3.7201 | 2.0116 | 10.3358 | 4.182 | 6.0389 | 4.1805 | 5.829 | 5.4322 | 6.0645 | 11.1547 | 5.0273 | 8.6254 | 10.8544 | 9.0753 | 1.6042 | 6.3184 | 14.3923 | 4.8843 | 6.1635 | 7.4659 | 7.5871 | 7.838 | 5.4787 | 12.4145 | 11.9643 | 5.2634 | 4.7202 | 8.8965 | 10.9976 | 2.6257 | 8.363 | 4.732 | 7.8986 | 5.3338 | 9.1164 | 10.5592 | 9.5375 | 8.3165 | 6.5307 | 5.0738 | 8.4077 | 6.9403 | 5.7709 | 8.2042 | 11.6436 | 7.3955 | 2.7484 | 10.0185 | 6.0236 | 5.227 | 6.2915 | 3.0832 | 5.867 | 4.4238 | 4.4041 | 8.7121 | 4.0696 | 7.0117 | 3.0711 | 6.0254 | 7.4174 | 6.2276 | 4.0382 | 3.6492 | 3.8186 | 5.6918 | 6.1829 | 8.8027 | 6.8528 | 5.2522 | 9.0923 | 8.3483 | 8.2349 | 5.5117 | 2.9054 | 5.9672 | 9.097 | 9.184 | 6.1786 | 3.7707 | 5.0046 | 4.4423 | 5.8289 | 4.88 | 7.3619 | 4.6453 | 10.8337 | 4.7189 | 2.4773 | 3.8972 | 7.4398 | 7.5689 | 7.7043 | 6.5069 | 7.8171 | 4.5074 | 4.3093 | 4.9199 | 3.4655 | 6.2783 | 9.7201 | 4.7677 | 9.1893 | 4.69 | 5.74 | 5.4219 | 9.2248 | 8.2688 | 5.8643 | 6.9904 | 5.4007 | 9.5225 | 3.9219 | 7.2388 | 5.3883 | 5.0389 | 11.5033 | 14.1512 | 9.1932 | 4.0668 | 4.8076 | 4.3914 | 7.4942 | 2.8004 | 3.5803 | 3.9235 | 4.523 | 8.0423 | 4.2482 | 5.3939 | 5.852 | 8.302 | 2.7177 | 13.1915 | 4.3734 | 6.352 | 9.8115 | 3.7142 | 3.6065 | 3.1362 | 8.6651 | 5.0111 | 6.2031 | 12.7436 | 8.0998 | 11.2863 | 2.3538 | 7.8061 | 4.1622 | 3.1604 | 3.6998 | 14.8402 | 6.9806 | 13.5473 | 7.0388 | 0.54392 | 4.3015 | 2.8284 | 5.2149 | 4.7494 | 5.8144 | 8.3644 | 8.9057 | 9.6845 | 8.0242 | 7.0433 | 4.5882 | 8.8674 | 7.2685 | 6.3036 | 10.1332 | 3.463 | 13.8011 | 4.575 | 7.6663 | 7.7383 | 2.8555 | 11.3366 | 6.2176 | 5.3934 | 12.0318 | 9.8281 | 4.2448 | 8.1543 | 1.2941 | 5.2139 | 6.6402 | 4.4339 | 0.16069 | 10.0169 | 3.6707 | 5.447 | 12.264 | 6.8015 | 11.0359 | 6.1093 | 7.7503 | 5.6093 | 7.9844 | 7.0059 | 5.923 | 2.8517 | 4.3241 | 8.8162 | 11.0211 | 7.7807 | 6.2323 | 4.5667 | 5.5279 | 8.2093 | 5.5532 | 5.2435 | 2.8907 | 11.3564 | 4.4769 | 0.90789 | 6.2382 | 6.9703 | 3.2176 | 6.2169 | 5.882 | 6.5915 | 3.2175 | 7.363 | 5.1743 | 7.1407 | 7.8949 | 3.5194 | 7.7678 | 5.2296 | 6.6984 | 13.2607 | 3.5969 | 5.2686 | 7.4595 | 7.1257 | 6.5012 | 7.8626 | 6.3938 | 6.1676 | 8.9833 | 8.3817 | 5.4554 | 9.0714 | 9.6988 | 11.1026 | 5.3668 | 2.2423 | 5.4473 | 11.6567 | 4.797 | 10.1873 | 4.9354 | 3.9805 | 13.0133 | 5.9655 | 13.4829 | 5.4458 | 5.7744 | 6.9463 | 5.7513 | 6.4094 | 5.4348 | 4.5685 | 7.0356 | 12.0989 | 5.2586 | 3.097 | 9.5905 | 5.6377 | 6.274 | 4.9091 | 6.2758 | 3.9016 | 3.993 | 5.6474 | 5.782 | 5.4593 | 6.5274 | 8.3759 | 8.1669 | 8.7599 | 10.1392 | 5.6206 | 12.6214 | 3.6534 | 6.0484 | 6.8333 | 7.7526 | 9.0249 | 12.5061 | 5.8868 | 5.8644 | 4.2547 | 17.6017 | 6.1958 | 4.3132 | 6.9326 | 2.5539 | 6.4303 | 5.3948 | 4.5421 | 15.2714 | 4.7939 | 8.6753 | 3.8078 | 5.5078 | 7.2569 | 3.9289 | 10.5195 | 8.0596 | 6.6442 | 13.2463 | 9.7072 | 2.5751 | 4.8583 | 11.4741 | 3.1671 | 7.4863 | 6.193 | 8.432 | 4.1914 | 4.1488 | 5.0382 | 4.0821 | 7.5351 | 4.5277 | 4.6081 | 5.8416 | 7.1687 | 14.5533 | 11.913 | 13.1122 | 7.8483 | 5.3792 | 8.0097 | 11.1412 | 5.5967 | 7.5243 | 5.7919 | 4.1251 | 3.7275 | 8.4139 | 5.6751 | 4.0413 | 5.0058 | 5.5066 | 3.7224 | 7.021 | 4.7137 | 4.5436 | 9.2903 | 8.6711 | 8.4111 | 10.9462 | 4.7687 | 6.2721 | 4.29 | 8.5048 | 2.3519 | 5.032 | 5.6524 | 9.312 | 7.2172 | 7.3523 | 6.4656 | 7.1793 | 4.7099 | 7.5592 | 6.6559 | 10.3037 | 8.6927 | 9.7982 | 5.8113 | 9.6361 | 10.3451 | 10.4815 | 6.0532 | 8.715 | 10.0484 | 3.3494 | 5.0632 | 5.2245 | 3.0899 | 3.5387 | 5.6377 | 6.4249 | 2.2223 | 7.3313 | 11.0205 | 7.3138 | 9.6161 | 10.2152 | 8.5416 | 10.336 | 5.1129 | 7.2904 | 3.772 | 6.9522 | 7.0729 | 8.5747 | 10.3627 | 10.4572 | 11.3375 | 6.0572 | 10.2782 | 4.5741 | 6.1424 | 3.9585 | 8.8821 | 8.5404 | 3.8706 | 6.3004 | 7.7365 | 6.4203 | 6.452 | 8.0141 | 7.001 | 7.0044 | 8.3949 | 4.194 | 9.5294 | 4.3771 | 8.9696 | 8.207 | 4.3281 | 10.7344 | 10.5075 | 6.4705 | 13.4394 | 9.9594 | 6.9812 | 10.396 | 5.4411 | 8.0384 | 5.4679 | 8.469 | 8.2501 | 6.2716 | 4.2507 | 5.494 | 4.6373 | 4.0159 | 4.1692 | 10.0749 | 3.6599 | 4.6176 | 3.7585 | 11.5911 | 6.5516 | 9.1115 | 8.5382 | 9.1971 | 9.8717 | 3.3486 | 6.4099 | 7.1154 | 10.4531 | 8.5559 | 6.1914 | 3.504 | 6.0355 | 2.9563 | 4.2971 | 17.4952 | 8.644 | 8.349 | 12.2061 | 8.3463 | 11.0041 | 4.5545 | 4.4515 | 2.5806 | 8.4706 | 4.6264 | 4.0327 | 4.6437 | 4.471 | 6.0953 | 7.3096 | 4.6209 | 9.7697 | 2.4447 | 13.896 | 13.6539 | 8.7575 | 4.9584 | 6.3023 | 5.8914 | 9.2925 | 8.867 | 4.4093 | 4.2575 | 6.0144 | 4.8033 | 3.7416 | 3.8226 | 9.1129 | 4.965 | 5.7256 | 12.455 | 5.738 | 4.718 | 4.5575 | 7.6745 | 7.9039 | 4.7393 | 10.2769 | 9.4779 | 8.1082 | 3.4796 | 3.728 | 4.4476 | 4.1805 | 6.3887 | 10.0883 | 3.5925 | 5.4436 | 4.5899 | 4.0064 | 4.5045 | 4.6073 | 5.764 | 7.5867 | 3.9548 | 7.3901 | 7.1397 | 7.0481 | 4.8151 | 4.7728 | 7.4478 | 4.4236 | 10.3952 | 5.4959 | 3.7804 | 5.0549 | 2.5813 | 6.775 | 10.2634 | 11.5459 | 9.8848 | 4.8726 | 4.0801 | 8.0839 | 9.0413 | 3.2289 | 6.6205 | 7.3417 | 3.9018 | 3.1504 | 5.7533 | 9.7656 | 7.3118 | 12.9483 | 4.8626 | 8.7037 | 5.4637 | 4.54 | 9.1309 | 8.2678 | 11.4442 | 7.5031 | 4.1417 | 6.1496 | 15.1431 | 9.2029 | 7.1279 | 6.3272 | 7.3055 | 6.9637 | 8.5782 | 6.7651 | 5.0893 | 6.0385 | 8.6238 | 5.7685 | 6.9962 | 9.1958 | 6.7961 | 6.0249 | 6.4291 | 2.6722 | 8.7016 | 11.36 | 4.2041 | 4.0751 | 5.7287 | 6.0367 | 4.4915 | 4.9174 | 10.3683 | 0.97565 | 6.1714 | 2.7822 | 8.9081 | 7.0291 | 4.9885 | 7.3525 | 7.1381 | 8.9908 | 3.6594 | 4.2674 | 6.7634 | 5.5918 | 4.2072 | 5.6184 | 6.1881 | 8.4002 | 6.3462 | 6.1856 | 6.9548 | 3.3301 | 9.3104 | 3.2017 | 2.5721 | 9.1082 | 4.8905 | 16.2682 | 2.2776 | 6.1953 | 7.7647 | 8.3823 | 8.8494 | 6.3018 | 6.5609 | 12.8635 | 7.5619 | 8.502 | 7.539 | 2.9295 | 14.3601 | 5.8391 | 5.3919 | 6.2093 | 5.3635 | 6.8298 | 6.3113 | 4.8857 | 6.4547 | 4.9035 | 7.4632 | 5.6363 | 4.2438 | 6.1696 | 6.422 | 10.5678 | 4.4935 | 6.3059 | 3.7575 | 9.7338 | 7.196 | 1.8492 | 5.0661 | 6.4426 | 10.5433 | 4.7016 | 4.3291 | 4.7906 | 5.9556 | 7.2218 | 6.9364 | 2.67 | 6.2347 | 10.4515 | 8.6424 | 5.8439 | 4.9235 | 7.9877 | 3.1498 | 4.5534 | 10.5401 | 6.7216 | 5.9455 | 7.9015 | 7.4605 | 2.6202 | 4.526 | 3.1608 | 6.9471 | 14.7168 | 8.8214 | 2.5315 | 7.8049 | 8.5815 | 4.5 | 9.1176 | 4.7788 | 7.8335 | 7.7203 | 1.6054 | 3.7493 | 6.2449 | 7.3532 | 7.6891 | 4.2252 | 2.3099 | 6.2749 | 7.2611 | 14.5217 | 4.9893 | 6.6498 | 3.9753 | 5.6249 | 9.169 | 6.7671 | 8.5405 | 5.2299 | 10.4469 | 8.0358 | 6.749 | 7.9104 | 5.387 | 9.1431 | 9.2447 | 12.3712 | 11.4314 | 8.2695 | 4.5723 | 6.4828 | 4.3655 | 10.6579 | 4.917 | 4.9653 | 4.4736 | 10.0864 | 8.7202 | 7.0012 | 6.2627 | 3.3126 | 7.1248 | 9.2287 | 6.4938 | 5.7151 | 7.9023 | 5.4158 | 13.1028 | 7.7204 | 6.8748 | 2.0425 | 10.603 | 13.1172 | 3.9595 | 5.9043 | 4.646 | 15.8983 | 6.6906 | 8.4847 | 5.7817 | 7.2073 | 4.3918 | 8.1883 | 4.6315 | 5.9118 | 8.3024 | 4.7127 | 3.645 | 4.1067 | 8.6666 | 9.3019 | 8.1587 | 5.9944 | 6.5538 | 17.3593 | 10.9055 | 9.3928 | 5.4205 | 10.0604 | 9.6182 | 4.0144 | 5.5718 | 7.0305 | 10.9527 | 10.8357 | 11.7558 | 6.8776 | 10.9678 | 8.3739 | 4.1394 | 5.4953 | 9.6119 | 3.2964 | 4.8537 | 6.8582 | 9.4943 | 9.1548 | 5.1467 | 13.8023 | 12.6993 | 2.9784 | 6.1406 | 5.1767 | 3.7531 | 5.5139 | 3.8446 | 11.2691 | 8.4422 | 3.1935 | 5.8814 | 15.4816 | 8.473 | 8.0582 | 8.6455 | 6.8293 | 8.1908 | 5.5404 | 8.2929 | 5.2926 | 6.3508 | 13.6429 | 7.6159 | 3.1097 | 3.4241 | 9.4775 | 6.085 | 11.6815 | 6.3227 | 5.6521 | 4.687 | 5.9892 | 4.3797 | 12.7969 | 1.643 | 9.5494 | 7.7368 | 8.0781 | 7.3132 | 5.0096 | 5.1772 | 14.1208 | 7.7641 | 8.7754 | 4.931 | 8.6684 | 5.5826 | 5.7423 | 3.826 | 7.2987 | 3.601 | 4.5487 | 7.9132 | 6.8207 | 6.2471 | 11.0705 | 7.6203 | 8.1501 | 5.068 | 12.1298 | 4.4607 | 6.5655 | 9.403 | 4.5622 | 7.8869 | 7.1012 | 9.676 | 12.4677 | 5.3245 | 8.4203 | 8.6048 | 5.0649 | 9.3845 | 3.6295 | 8.8299 | 7.9616 | 7.0485 | 8.2984 | 16.4201 | 16.8056 | 5.5693 | 6.683 | 4.6996 | 4.2732 | 3.6568 | 10.9019 | 4.2456 | 4.7708 | 2.684 | 3.8427 | 5.3816 | 8.7706 | 6.0391 | 7.1092 | 7.158 | 5.295 | 10.8117 | 4.1028 | 4.3903 | 7.0872 | 4.905 | 7.3408 | 0.33115 | 11.4584 | 5.8147 | 4.2002 | 7.6631 | 9.1541 | 7.1559 | 6.3826 | 14.403 | 3.1443 | 6.243 | 6.7556 | 9.877 | 5.229 | 5.1002 | 3.8959 | 3.8453 | 5.7617 | 5.05 | 5.4279 | 5.5198 | 5.94 | 5.5877 | 7.2174 | 5.8622 | 9.9475 | 5.6614 | 8.3669 | 4.1012 | 6.0317 | 4.2445 | 4.188 | 5.889 | 3.3175 | 7.3813 | 9.5071 | 8.3872 | 4.7375 | 6.9397 | 8.4993 | 7.1165 | 8.6392 | 5.8566 | 3.7817 | 7.1233 | 5.025 | 11.9507 | 7.6763 | 8.1326 | 6.1471 | 7.1454 | 8.1619 | 1.7828 | 5.6188 | 8.7022 | 5.0966 | 7.0803 | 6.1689 | 6.7148 | 7.3801 | 8.7809 | 1.7706 | 9.6989 | 4.9326 | 14.1083 | 7.7651 | 4.8088 | 10.1453 | 3.252 | 4.7774 | 7.0466 | 5.4205 | 1.9684 | 9.0161 | 5.3808 | 5.3553 | 8.3717 | 10.5485 | 4.6839 | 5.832 | 5.8727 | 4.0178 | 5.4203 | 13.4012 | 4.799 | 11.3165 | 11.3015 | 5.5278 | 4.8365 | 5.9192 | 8.5059 | 9.961 | 5.0891 | 5.7823 | 3.2646 | 8.2922 | 9.2135 | 5.6107 | 9.5392 | 4.65 | 11.0305 | 5.7323 | 9.4684 | 7.2217 | 5.587 | 12.0839 | 7.7752 | 9.5231 | 6.489 | 7.9906 | 7.8869 | 5.6941 | 4.7921 | 8.9027 | 8.7698 | 6.6027 | 10.0217 | 10.5495 | 5.9476 | 6.887 | 4.4163 | 6.4778 | 5.788 | 7.7499 | 12.5267 | 6.2662 | 9.6648 | 7.8262 | 3.8684 | 5.833 | 3.4353 | 6.8554 | 8.8005 | 6.0557 | 6.6105 | 7.6955 | 10.5147 | 5.2492 | 4.0035 | 3.1474 | 4.4309 | 4.8968 | 6.3504 | 4.2772 | 9.3808 | 7.8667 | 7.9438 | 7.2275 | 6.7493 | 6.8833 | 8.3596 | 8.5361 | 7.6889 | 9.0294 | 7.4365 | 11.6283 | 9.3707 | 8.9997 | 6.4184 | 2.839 | 7.2795 | 4.9855 | 11.2105 | 9.4708 | 8.6371 | 10.5257 | 6.3153 | 4.0145 | 8.2465 | 9.4941 | 5.4932 | 4.2575 | 5.5445 | 6.8121 | 9.0392 | 4.2923 | 12.3849 | 7.2267 | 8.4251 | 10.9639 | 8.2377 | 4.8941 | 12.7703 | 4.7088 | 7.3247 | 5.4631 | 9.025 | 11.9412 | 8.8598 | 4.7872 | 2.6555 | 6.005 | 7.7855 | 7.0733 | 6.5482 | 7.9634 | 5.5846 | 5.9673 | 6.5286 | 9.9244 | 3.9424 | 2.5015 | 5.5941 | 6.912 | 3.1471 | 6.3325 | 10.8569 | 5.2407 | 7.7739 | 8.0364 | 11.6985 | 9.3894 | 7.3161 | 4.7113 | 3.5213 | 7.0598 | 3.8952 | 7.1837 | 5.0676 | 4.9475 | 2.4417 | 8.8056 | 9.5838 | 5.7397 | 6.5068 | 4.7967 | 9.67 | 6.3399 | 6.408 | 6.3981 | 6.0587 | 7.2993 | 9.094 | 1.9304 | 7.7283 | 10.021 | 7.8766 | 13.9226 | 3.1718 | 3.7684 | 6.1223 | 5.8815 | 9.6597 | 15.8992 | 4.4829 | 8.9332 | 3.775 | 5.0067 | 5.8256 | 10.4443 | 4.6573 | 7.6913 | 10.3323 | 6.6951 | 7.7155 | 10.9656 | 5.4216 | 9.8098 | 4.2508 | 4.4104 | 5.4096 | 4.0767 | 4.4772 | 4.5727 | 5.5704 | 4.3321 | 5.9709 | 4.8964 | 9.232 | 4.1025 | 5.3278 | 6.9461 | 6.8897 | 4.8146 | 3.8395 | 10.8528 | 14.4509 | 4.8578 | 17.4495 | 6.1735 | 5.1607 | 5.0285 | 2.9182 | 3.8987 | 12.0348 | 9.8913 | 6.3268 | 7.4719 | 3.28 | 3.1834 | 6.7906 | 7.6607 | 10.3503 | 4.051 | 15.405 | 7.2519 | 4.2155 | 11.3448 | 9.7197 | 3.9278 | 7.6734 | 5.0099 | 8.553 | 4.8872 | 10.3852 | 3.0636 | 6.9556 | 6.4949 | 5.9799 | 3.4402 | 15.4989 | 9.3564 | 7.5678 | 3.2947 | 7.8926 | 6.3782 | 3.6026 | 6.4614 | 5.4004 | 4.5916 | 8.4138 | 5.9992 | 11.4854 | 5.6991 | 6.3321 | 5.4095 | 6.3354 | 4.1693 | 8.2603 | 6.914 | 3.5269 | 10.948 | 14.142 | 9.0211 | 11.3495 | 9.5187 | 8.7446 | 7.735 | 6.4304 | 4.6991 | 5.7736 | 6.0987 | 6.387 | 14.007 | 5.2279 | 6.4408 | 3.4277 | 7.686 | 7.3643 | 13.7446 | 11.412 | 3.4595 | 5.7119 | 8.523 | 5.053 | 9.4318 | 17.5183 | 2.5778 | 6.3457 | 10.1449 | 7.089 | 7.0042 | 6.8045 | 5.616 | 7.0116 | 6.8906 | 8.9806 | 1.4919 | 6.0552 | 7.5834 | 10.7532 | 6.4203 | 6.3264 | 4.6903 | 6.1337 | 10.3132 | 4.1561 | 10.4364 | 1.2169 | 7.617 | 7.3082 | 3.4564 | 6.422 | 8.2563 | 5.9064 | 7.7 | 7.6642 | 10.9093 | 4.8393 | 5.9545 | 4.9139 | 7.8336 | 11.9251 | 2.8445 | 7.5106 | 5.3712 | 6.9436 | 5.6441 | 9.4685 | 4.6395 | 4.3352 | 4.8797 | 9.1788 | 4.7097 | 4.6099 | 6.3747 | 5.9911 | 6.151 | 6.18 | 5.2409 | 13.7692 | 12.0582 | 3.8666 | 6.7807 | 10.19 | 0.83307 | 8.5551 | 9.9308 | 9.9066 | 5.2016 | 6.6465 | 7.6377 | 9.9789 | 12.5358 | 7.3283 | 7.1021 | 7.0544 | 8.8202 | 5.0843 | 6.1716 | 4.1422 | 6.9712 | 11.5178 | 9.8974 | 11.6415 | 9.8387 | 7.7239 | 8.8518 | 4.878 | 6.4812 | 11.3009 | 9.0793 | 5.9365 | 7.1243 | 5.4256 | 4.5325 | 8.8537 | 6.01 | 2.6265 | 7.9644 | 6.1301 | 9.1009 | 8.4053 | 5.1823 | 6.7805 | 6.4855 | 5.1664 | 5.492 | 12.2884 | 7.7215 | 4.8648 | 4.0966 | 4.95 | 6.2679 | 6.8849 | 6.2263 | 9.6729 | 11.9971 | 3.9173 | 4.7144 | 6.5592 | 4.8172 | 4.9018 | 13.1137 | 9.7318 | 2.8644 | 8.3541 | 6.7452 | 10.9571 | 5.6844 | 4.6973 | 7.4324 | 6.0556 | 11.1805 | 3.0418 | 11.7582 | 7.3087 | 4.6507 | 6.6506 | 7.1393 | 3.2994 | 8.0596 | 4.9781 | 7.5139 | 0.97166 | 6.7003 | 4.3067 | 7.5237 | 8.7013 | 4.0115 | 2.0096 | 9.5947 | 7.7025 | 8.3515 | 13.4986 | 7.7507 | 4.4989 | 4.7807 | 9.9312 | 4.674 | 5.0251 | 10.9495 | 14.6282 | 7.536 | 6.4535 | 9.4612 | 8.2681 | 6.7638 | 5.4376 | 6.2228 | 5.4635 | 8.4798 | 4.1267 | 9.3911 | 11.435 | 4.4851 | 2.3665 | 12.369 | 9.3857 | 8.1077 | 3.7059 | 11.7434 | 7.1039 | 10.6761 | 7.7018 | 12.6526 | 8.083 | 6.0324 | 8.6666 | 8.1064 | 2.6069 | 4.0834 | 1.0909 | 12.6523 | 5.4296 | 8.6328 | 4.9214 | 5.6857 | 7.6873 | 7.1932 | 6.3773 | 6.1259 | 9.101 | 3.0582 | 7.3461 | 10.4416 | 8.9118 | 5.3684 | 9.5578 | 7.4961 | 8.5331 | 9.6078 | 6.4513 | 14.6388 | 5.8083 | 5.9452 | 3.3641 | 15.1038 | 3.1585 | 2.6125 | 11.7246 | 9.2119 | 9.3795 | 7.0824 | 6.6654 | 2.92 | 7.5586 | 10.6924 | 8.7265 | 3.8143 | 4.1576 | 4.0405 | 3.6205 | 5.1828 | 5.2117 | 8.0194 | 8.086 | 3.82 | 6.1611 | 4.2385 | 9.8693 | 15.4744 | 3.351 | 7.1057 | 6.2827 | 5.0079 | 8.1869 | 5.3958 | 6.1061 | 3.398 | 9.2176 | 7.0972 | 11.5475 | 7.2787 | 2.5446 | 9.7464 | 6.0805 | 4.2775 | 7.8578 | 3.0269 | 4.2753 | 4.6473 | 6.8523 | 6.4858 | 5.0823 | 4.2647 | 8.6831 | 6.8486 | 4.9192 | 6.1083 | 4.7208 | 7.6204 | 4.2926 | 6.8313 | 6.5966 | 7.4538 | 2.7002 | 6.5237 | 4.0556 | 9.8567 | 11.6256 | 7.825 | 9.93 | 4.417 | 6.3369 | 3.3263 | 6.5892 | 6.8419 | 7.3542 | 3.5818 | 4.6475 | 4.7217 | 7.5202 | 8.7494 | 11.4286 | 10.7847 | 5.9568 | 6.5265 | 7.3792 | 6.1331 | 5.9952 | 8.0756 | 5.7941 | 3.7943 | 4.5845 | 5.9821 | 9.7364 | 6.7996 | 5.3215 | 6.5066 | 5.7465 | 7.3987 | 7.391 | 6.517 | 4.6855 | 5.37 | 5.3129 | 9.0401 | 6.2905 | 6.8046 | 7.372 | 18.4842 | 6.0997 | 9.352 | 12.3785 | 12.9037 | 3.3173 | 3.8328 | 8.3387 | 11.9634 | 4.0771 | 9.2578 | 9.0753 | 5.0964 | 7.1007 | 11.631 | 5.0846 | 3.4118 | 6.461 | 9.5622 | 8.2027 | 8.3885 | 7.313 | 4.7024 | 10.7911 | 10.8701 | 4.693 | 5.8171 | 3.1188 | 4.728 | 5.1431 | 4.0531 | 6.4933 | 4.7363 | 6.8328 | 1.0196 | 6.6088 | 6.3343 | 4.1006 | 3.8333 | 5.7746 | 8.8229 | 3.5147 | 12.1965 | 9.3111 | 6.1759 | 3.0625 | 7.509 | 6.8516 | 10.0529 | 11.0349 | 5.7536 | 5.7922 | 2.4633 | 8.2467 | 4.091 | 5.0528 | 9.254 | 9.8809 | 3.6674 | 9.1709 | 4.4501 | 6.7781 | 5.6544 | 8.6067 | 10.6309 | 3.9902 | 4.8695 | 10.6554 | 2.9235 | 4.0949 | 5.8338 | 7.6353 | 9.6897 | 5.2563 | 3.8569 | 5.0971 | 6.196 | 6.2659 | 9.1956 | 2.7605 | 6.1458 | 4.8037 | 6.8713 | 8.5182 | 6.6125 | 9.4061 | 10.3624 | 5.5891 | 1.5131 | 3.3583 | 7.3035 | 5.2686 | 3.3848 | 5.6333 | 9.748 | 10.6318 | 3.8591 | 7.7355 | 9.1259 | 5.3317 | 3.8887 | 5.1495 | 3.3853 | 9.4176 | 9.4792 | 6.5246 | 6.2545 | 4.2456 | 8.7239 | 5.7971 | 7.4208 | 7.4418 | 4.3953 | 9.1967 | 6.3655 | 3.7888 | 8.2085 | 3.6792 | 6.8365 | 2.1917 | 5.6856 | 5.2471 | 4.3251 | 5.3471 | 7.2551 | 10.1273 | 9.7029 | 5.517 | 4.7631 | 2.6429 | 9.3251 | 3.832 | 3.3741 | 5.2395 | 6.2042 | 9.199 | 3.9475 | 7.8882 | 4.7283 | 3.7563 | 6.4783 | 3.3043 | 10.8654 | 11.3018 | 7.0466 | 5.993 | 5.6638 | 4.8479 | 5.9998 | 6.0618 | 4.3687 | 5.26 | 6.5497 | 8.8957 | 3.4538 | 11.311 | 5.7712 | 5.6073 | 8.0227 | 11.0468 | 6.9014 | 8.0156 | 6.1222 | 7.4728 | 7.5927 | 6.9759 | 4.7793 | 6.4848 | 4.3384 | 6.2284 | 5.3509 | 6.9626 | 7.048 | 7.1386 | 7.6025 | 6.1323 | 8.7951 | 5.8477 | 9.7811 | 5.9694 | 3.6193 | 3.8917 | 4.389 | 6.7076 | 6.4523 | 7.8785 | 8.2905 | 6.0553 | 4.9232 | 5.2494 | 10.1672 | 4.3443 | 7.5342 | 7.5088 | 3.065 | 7.2309 | 8.7222 | 4.9594 | 4.7976 | 4.4812 | 8.0406 | 6.9871 | 4.1235 | 5.5405 | 4.4997 | 9.3794 | 5.4612 | 8.9604 | 8.6661 | 7.2669 | 5.5042 | 6.8859 | 3.7573 | 3.3937 | 3.4819 | 4.0582 | 4.5736 | 15.8336 | 3.901 | 2.959 | 9.4722 | 4.3777 | 2.8206 | 0.00011574 | 6.8618 | 5.3646 | 6.4849 | 7.9158 | 8.6391 | 5.4188 | 5.4799 | 5.4911 | 4.7482 | 10.4156 | 8.8396 | 3.7358 | 5.9017 | 4.043 | 6.3622 | 8.3961 | 6.6529 | 7.8394 | 5.883 | 2.4341 | 6.0882 | 5.2943 | 3.6832 | 13.927 | 13.84 | 7.9344 | 8.266 | 4.5711 | 4.9928 | 8.2517 | 4.5358 | 2.8851 | 6.1466 | 13.4059 | 3.9528 | 7.9583 | 3.9947 | 4.0054 | 10.6741 | 5.2309 | 13.2878 | 4.9436 | 5.8227 | 9.0973 | 6.9398 | 7.7707 | 6.1245 | 4.6526 | 2.8981 | 4.6314 | 5.5896 | 6.7342 | 6.6258 | 3.2319 | 5.9828 | 7.6399 | 16.1486 | 6.3072 | 7.1393 | 5.1582 | 8.02 | 4.27 | 3.4179 | 5.2978 | 5.7291 | 5.8101 | 7.0422 | 8.4891 | 13.6476 | 3.0797 | 4.7734 | 10.2799 | 6.2512 | 5.1379 | 4.0762 | 7.3622 | 9.9642 | 4.9629 | 5.8152 | 5.4601 | 4.8704 | 7.5052 | 5.5278 | 7.4978 | 6.9449 | 6.6671 | 6.9349 | 8.7063 | 5.418 | 8.8353 | 7.0486 | 7.2891 | 10.8296 | 4.6754 | 8.4703 | 5.1227 | 10.9282 | 5.3382 | 6.5227 | 10.7385 | 6.428 | 8.3407 | 3.6439 | 3.5734 | 6.6278 | 5.9734 | 4.1336 | 4.7494 | 9.0283 | 3.3916 | 10.4184 | 8.7356 | 4.0176 | 5.1042 | 3.5395 | 5.3886 | 4.9489 | 9.2042 | 7.761 | 3.9883 | 8.869 | 4.3622 | 8.3623 | 5.488 | 7.0426 | 9.4392 | 6.5555 | 4.2813 | 4.6744 | 8.5413 | 5.1069 | 7.0533 | 2.7792 | 9.3891 | 5.136 | 11.2078 | 7.8522 | 12.2747 | 7.0349 | 5.3364 | 4.6468 | 3.3195 | 7.0743 | 6.8613 | 8.0484 | 5.4462 | 19.4031 | 6.8471 | 6.517 | 9.1444 | 1.9735 | 9.3109 | 5.8811 | 5.0512 | 9.5881 | 7.1067 | 6.8405 | 4.4364 | 8.2031 | 7.7243 | 5.5393 | 8.4805 | 4.9577 | 2.8218 | 8.777 | 4.1058 | 4.7995 | 6.9595 | 6.4539 | 1.465 | 4.7518 | 7.8714 | 6.1263 | 4.1852 | 6.3973 | 2.8177 | 6.8461 | 4.0162 | 4.6597 | 5.352 | 12.8376 | 9.0458 | 12.1181 | 8.7024 | 4.1055 | 2.7998 | 3.0461 | 3.4556 | 5.5273 | 9.6433 | 11.5858 | 6.951 | 4.871 | 7.0827 | 10.6973 | 6.9596 | 2.5996 | 7.8462 | 5.183 | 10.9667 | 11.0107 | 7.7127 | 7.2799 | 7.0911 | 5.4714 | 3.6737 | 8.3613 | 4.4412 | 6.0717 | 0.75442 | 3.9164 | 6.1729 | 6 | 3.7091 | 14.2461 | 8.8691 | 7.4852 | 10.5963 | 5.9508 | 4.8103 | 3.2682 | 7.6466 | 8.9049 | 8.4525 | 8.4371 | 4.9449 | 3.8876 | 0.11075 | 8.477 | 7.0764 | 11.0276 | 8.0887 | 10.6139 | 11.118 | 6.7023 | 5.0489 | 12.098 | 11.2773 | 7.332 | 6.3638 | 9.795 | 9.6545 | 13.8969 | 13.1028 | 5.4475 | 9.8668 | 13.3257 | 5.2015 | 6.6328 | 5.3849 | 5.2932 | 2.1475 | 11.4461 | 3.6955 | 7.9648 | 8.4815 | 2.8416 | 8.4299 | 7.4617 | 4.785 | 6.4737 | 5.6149 | 9.6268 | 8.9216 | 13.2447 | 6.3337 | 4.0066 | 5.2451 | 7.9629 | 7.4125 | 8.5703 | 10.3224 | 5.4025 | 6.4007 | 3.3675 | 7.6781 | 5.5839 | 4.1484 | 7.0857 | 3.9417 | 5.213 | 8.0641 | 4.1095 | 4.8735 | 6.0008 | 7.3406 | 9.4914 | 5.6981 | 9.5582 | 10.4713 | 6.0081 | 6.4185 | 10.2666 | 9.9561 | 7.625 | 9.0079 | 4.7836 | 5.6006 | 5.3052 | 9.9178 | 4.8156 | 12.2156 | 6.3851 | 6.0506 | 7.668 | 6.6611 | 8.5001 | 4.2273 | 12.8163 | 4.9388 | 6.0013 | 2.9384 | 5.8734 | 17.9325 | 4.2497 | 5.3578 | 5.0293 | 7.6743 | 8.3628 | 8.9884 | 11.5359 | 5.6566 | 7.3373 | 10.0035 | 7.4939 | 4.5912 | 8.5993 | 9.527 | 7.3885 | 7.9603 | 9.2727 | 11.1471 | 5.7249 | 5.0204 | 7.3064 | 5.869 | 7.1649 | 5.8052 | 6.7557 | 11.5892 | 4.1797 | 6.9572 | 4.7336 | 4.3315 | 4.8745 | 5.9293 | 18.3749 | 6.3631 | 7.7147 | 6.606 | 7.8371 | 7.2746 | 7.9654 | 4.2294 | 9.175 | 7.8609 | 11.9951 | 6.6718 | 10.353 | 6.3382 | 4.6833 | 3.4396 | 8.1149 | 7.5939 | 4.1649 | 5.3377 | 4.0556 | 6.3798 | 3.2312 | 2.969 | 6.1744 | 12.047 | 8.2773 | 4.1093 | 5.5052 | 6.1877 | 2.8796 | 6.2329 | 5.8978 | 5.4199 | 7.0734 | 9.9744 | 5.0034 | 13.1011 | 5.1776 | 6.889 | 10.082 | 8.8348 | 2.8929 | 10.0812 | 7.3245 | 8.1403 | 6.0085 | 5.2501 | 3.6637 | 9.6256 | 7.0266 | 3.9535 | 10.3746 | 6.0445 | 5.108 | 7.9765 | 3.377 | 13.5188 | 8.8514 | 5.1751 | 6.2341 | 8.1641 | 4.4483 | 5.7098 | 9.4034 | 5.2397 | 5.3116 | 4.0161 | 4.6762 | 3.7099 | 5.1032 | 7.7411 | 4.7331 | 6.9706 | 4.2119 | 7.1376 | 10.2386 | 10.2333 | 5.6721 | 9.6101 | 9.9352 | 2.8974 | 3.4763 | 6.2845 | 9.04 | 5.7789 | 7.6907 | 5.5142 | 5.5379 | 7.6646 | 7.9415 | 12.8576 | 9.9722 | 8.6773 | 3.8103 | 3.7011 | 4.5675 | 7.6566 | 8.1396 | 4.0792 | 7.5944 | 6.9338 | 9.9121 | 8.5422 | 12.5461 | 10.8917 | 9.2289 | 13.3682 | 8.2817 | 7.0831 | 9.4259 | 7.1315 | 7.338 | 5.9577 | 13.8594 | 6.5782 | 3.8105 | 9.6502 | 7.2429 | 6.7011 | 10.0597 | 8.1877 | 8.4453 | 8.8751 | 6.2676 | 2.7076 | 7.241 | 7.1122 | 3.6564 | 9.923 | 10.566 | 7.3404 | 6.3459 | 7.9067 | 5.9968 | 5.5986 | 5.3249 | 3.9628 | 3.4718 | 3.8668 | 7.0657 | 12.4622 | 8.4954 | 6.8027 | 7.0321 | 4.7241 | 6.3182 | 4.4871 | 11.7735 | 11.1626 | 3.3661 | 5.8994 | 7.0669 | 6.2865 | 8.6692 | 7.8872 | 4.7647 | 6.9805 | 4.3281 | 7.9291 | 5.9443 | 4.3466 | 10.5857 | 6.2214 | 11.8274 | 6.9424 | 9.6353 | 4.1459 | 2.5426 | 4.2648 | 5.5021 | 7.1532 | 7.2014 | 5.0092 | 4.7255 | 9.3205 | 5.8971 | 9.4764 | 12.4007 | 6.821 | 9.5179 | 4.1066 | 12.3447 | 4.7667 | 7.9597 | 2.9207 | 6.9774 | 7.8366 | 9.9279 | 4.5378 | 5.0843 | 4.3343 | 6.1859 | 13.4318 | 5.5161 | 8.3622 | 9.996 | 6.4097 | 5.6848 | 5.3836 | 4.9174 | 9.0356 | 6.974 | 5.1659 | 5.3719 | 5.6125 | 6.6227 | 5.1694 | 5.6916 | 4.0919 | 8.616 | 5.2679 | 5.7885 | 6.6542 | 1.5077 | 5.5553 | 4.1156 | 10.453 | 8.1962 | 4.7484 | 3.0039 | 10.4067 | 8.3371 | 7.1166 | 7.3309 | 6.0703 | 11.6141 | 4.7973 | 7.219 | 4.0897 | 5.9409 | 6.1945 | 6.414 | 8.9566 | 3.8674 | 9.4405 | 5.7591 | 7.2328 | 4.2948 | 12.8578 | 9.5336 | 11.7273 | 4.553 | 4.5839 | 6.6167 | 6.754 | 5.5233 | 7.9776 | 11.2415 | 7.4799 | 5.2427 | 12.5396 | 6.4932 | 4.6518 | 7.8077 | 8.9382 | 6.8338 | 6.5127 | 5.7748 | 5.9586 | 3.3313 | 10.5915 | 10.6111 | 7.0404 | 8.8827 | 2.4853 | 9.6183 | 5.4048 | 3.8608 | 8.0974 | 5.927 | 3.8546 | 5.2088 | 13.3743 | 8.1256 | 8.8667 | 6.5862 | 6.4196 | 6.2637 | 5.3181 | 4.2571 | 8.5595 | 5.3948 | 9.5579 | 10.93 | 8.8488 | 10.6236 | 5.3824 | 11.648 | 6.2658 | 3.4468 | 5.5461 | 7.3787 | 10.592 | 3.9204 | 7.6743 | 6.3104 | 7.4861 | 15.9568 | 4.5228 | 5.7008 | 7.0663 | 7.8243 | 10.8857 | 9.4332 | 4.6792 | 10.9241 | 9.9294 | 5.6318 | 8.3542 | 13.4418 | 11.4906 | 7.2259 | 5.7866 | 6.7837 | 5.49 | 13.2366 | 7.0613 | 7.0217 | 10.4728 | 4.8842 | 4.8903 | 7.5677 | 5.283 | 4.6861 | 4.8542 | 6.1712 | 2.8512 | 8.3045 | 6.7074 | 7.0664 | 7.4699 | 4.8408 | 14.1597 | 6.2157 | 4.9319 | 8.3473 | 9.2893 | 11.0923 | 6.7219 | 11.4205 | 7.2115 | 5.317 | 7.3658 | 5.459 | 5.1248 | 5.4901 | 5.2315 | 7.8401 | 10.1409 | 7.3278 | 5.5661 | 11.4171 | 1.949 | 8.9338 | 5.0999 | 4.2915 | 9.3119 | 3.538 | 6.5666 | 6.4227 | 8.127 | 4.4306 | 7.7466 | 7.0048 | 6.3834 | 7.4924 | 6.6394 | 7.9995 | 8.2006 | 4.0261 | 7.507 | 6.5471 | 9.2227 | 5.6456 | 6.2188 | 7.3397 | 6.6121 | 3.8159 | 8.4505 | 4.7332 | 8.6418 | 5.2462 | 7.0275 | 7.4596 | 7.4096 | 7.5314 | 7.7638 | 10.9188 | 8.7559 | 7.8585 | 5.7944 | 5.2146 | 5.0813 | 7.3538 | 6.1923 | 5.5634 | 7.7011 | 4.2128 | 10.2593 | 10.3412 | 5.7307 | 5.5953 | 11.4692 | 4.2863 | 5.4391 | 9.454 | 4.2673 | 7.0406 | 3.9215 | 9.1093 | 5.0649 | 7.7575 | 9.6218 | 3.3649 | 7.3587 | 2.0662 | 12.8663 | 3.1712 | 3.3438 | 7.0731 | 7.2379 | 4.8737 | 5.1202 | 4.2724 | 12.1414 | 8.6136 | 0.57289 | 5.2637 | 4.9917 | 6.4969 | 2.7436 | 3.2602 | 5.9485 | 8.1423 | 5.768 | 13.2244 | 6.2731 | 6.9231 | 6.2577 | 5.674 | 3.3158 | 4.3193 | 8.1266 | 4.6514 | 8.2492 | 8.4356 | 13.2629 | 11.7256 | 7.5236 | 8.5747 | 9.0638 | 5.4827 | 9.4588 | 5.3394 | 7.7916 | 7.3787 | 5.926 | 9.5543 | 5.7761 | 12.623 | 7.3533 | 7.5569 | 4.4312 | 5.9055 | 7.4544 | 3.7692 | 6.6432 | 2.1521 | 5.782 | 3.0197 | 6.4955 | 5.7173 | 6.66 | 9.4776 | 1.0354 | 7.8552 | 5.9236 | 8.648 | 8.9059 | 8.3894 | 4.4809 | 8.1081 | 5.5596 | 6.0116 | 6.2738 | 5.3073 | 3.5381 | 3.2376 | 6.3684 | 7.6028 | 3.8725 | 6.19 | 9.5063 | 7.417 | 2.3093 | 6.5735 | 5.0703 | 7.2804 | 8.4654 | 8.8984 | 8.4067 | 11.2343 | 6.5184 | 7.1378 | 4.0967 | 7.982 | 8.4855 | 8.7697 | 5.6266 | 5.3581 | 11.2742 | 2.6678 | 5.7263 | 8.521 | 4.5624 | 2.9261 | 6.2114 | 4.9191 | 3.2439 | 5.6974 | 6.8175 | 5.9123 | 7.8548 | 3.6207 | 3.4153 | 4.9284 | 4.1569 | 6.8982 | 4.6456 | 5.6636 | 5.9691 | 9.6993 | 7.2995 | 8.1358 | 5.0654 | 14.04 | 7.1403 | 5.3092 | 4.1646 | 9.2261 | 8.7124 | 8.4757 | 8.6764 | 6.0352 | 3.2072 | 14.741 | 8.0007 | 11.5514 | 6.7585 | 6.2562 | 5.9823 | 4.3193 | 5.486 | 7.7568 | 9.4874 | 5.4458 | 6.5241 | 4.9861 | 11.0484 | 3.6235 | 5.3155 | 12.4882 | 4.9899 | 4.7622 | 7.1077 | 4.715 | 7.2359 | 7.4866 | 7.3627 | 3.932 | 1.9555 | 5.287 | 8.0519 | 7.3761 | 13.3318 | 11.8913 | 5.8127 | 8.3439 | 6.9722 | 7.6783 | 2.3413 | 6.8396 | 4.1704 | 3.3236 | 8.2612 | 3.2565 | 7.0586 | 7.9153 | 7.4382 | 8.5473 | 2.7968 | 7.5045 | 5.6759 | 7.377 | 11.0637 | 5.5966 | 6.1259 | 5.4349 | 7.5043 | 7.8353 | 5.5424 | 5.2434 | 5.0212 | 4.4312 | 11.4215 | 3.9678 | 9.1772 | 6.5008 | 8.6821 | 4.2309 | 5.7887 | 6.4341 | 8.4146 | 8.41 | 6.1161 | 8.1578 | 8.7216 | 3.8915 | 8.7488 | 6.0179 | 6.8734 | 7.8757 | 5.8821 | 2.4137 | 10.5742 | 8.2735 | 7.0732 | 7.2804 | 5.0675 | 5.5728 | 5.4454 | 5.0533 | 6.2707 | 4.7856 | 3.8196 | 7.3715 | 7.7103 | 4.9698 | 5.5763 | 5.7212 | 4.4676 | 7.4317 | 5.4746 | 5.4992 | 6.4119 | 3.9812 | 9.9789 | 6.8197 | 4.9197 | 11.0569 | 6.9402 | 4.5325 | 3.3693 | 5.388 | 14.2099 | 7.0768 | 7.3743 | 6.0397 | 5.6325 | 6.9457 | 7.058 | 6.3795 | 3.4318 | 8.0417 | 8.34 | 4.8916 | 4.9812 | 8.5604 | 5.3877 | 10.3246 | 11.1417 | 5.2666 | 6.6939 | 5.9679 | 4.0787 | 9.4909 | 6.0037 | 14.1101 | 7.2754 | 8.7807 | 5.6234 | 4.9848 | 3.9162 | 6.3964 | 12.8184 | 4.8863 | 2.6425 | 5.9448 | 8.9191 | 6.7473 | 18.6794 | 6.4278 | 4.1606 | 4.2728 | 5.6885 | 11.4992 | 4.0783 | 6.0055 | 7.3333 | 3.6595 | 9.1995 | 7.8018 | 9.2953 | 2.7031 | 4.5163 | 11.813 | 5.6241 | 3.7584 | 8.1017 | 5.177 | 10.876 | 5.5568 | 4.6774 | 3.4562 | 7.8416 | 6.4887 | 4.6807 | 3.0997 | 9.4783 | 7.0984 | 9.1554 | 6.4613 | 4.0525 | 10.3603 | 7.7851 | 2.8577 | 3.8851 | 6.879 | 4.2014 | 4.2201 | 11.1735 | 8.3182 | 4.8781 | 6.2277 | 10.4056 | 6.4961 | 3.8042 | 7.0927 | 8.0177 | 5.3535 | 5.0331 | 8.014 | 10.567 | 5.648 | 7.692 | 4.5778 | 8.357 | 14.2853 | 4.0348 | 7.1838 | 8.9398 | 4.6718 | 5.4081 | 6.3832 | 3.6134 | 7.3885 | 4.0058 | 3.6811 | 4.5002 | 2.1709 | 5.3965 | 7.5399 | 7.3083 | 7.1505 | 9.3882 | 2.9589 | 6.5234 | 6.1565 | 6.4771 | 3.7981 | 0.0066124 | 6.0667 | 7.031 | 3.7879 | 6.4995 | 6.8486 | 7.3725 | 11.8987 | 15.7936 | 5.4302 | 2.1071 | 11.0724 | 7.2225 | 13.0972 | 4.3892 | 7.0758 | 7.943 | 4.6171 | 8.5286 | 5.5646 | 5.447 | 5.1042 | 9.3689 | 3.429 | 7.0331 | 3.6925 | 8.3951 | 6.7354 | 6.2335 | 11.8832 | 2.3222 | 6.0241 | 12.3326 | 4.7962 | 2.9944 | 6.7802 | 12.0341 | 5.2751 | 4.1604 | 7.3389 | 10.6473 | 3.2927 | 6.62 | 3.0544 | 5.1199 | 9.0028 | 7.554 | 3.5139 | 5.7464 | 4.3263 | 6.724 | 7.0438 | 4.4637 | 7.3316 | 6.1083 | 5.4761 | 5.2481 | 7.83 | 3.6842 | 5.3688 | 5.3645 | 8.0712 | 7.1647 | 9.4861 | 8.3898 | 5.5407 | 6.1008 | 8.9774 | 11.0739 | 4.7039 | 7.9768 | 7.1446 | 4.7326 | 4.8462 | 3.6945 | 4.1702 | 5.6918 | 8.5608 | 11.8253 | 3.0881 | 6.6691 | 5.9297 | 3.6937 | 6.1167 | 6.1165 | 5.2866 | 9.1756 | 4.5989 | 4.2903 | 5.9386 | 2.7903 | 9.6387 | 4.6917 | 7.5858 | 10.0797 | 9.9851 | 6.107 | 5.3815 | 6.7927 | 9.8548 | 6.9968 | 4.0976 | 5.4156 | 4.4063 | 5.5436 | 5.3849 | 5.8205 | 8.1237 | 6.9516 | 11.4779 | 7.0584 | 4.6511 | 6.2292 | 1.48 | 4.3933 | 6.236 | 6.3497 | 5.1388 | 4.0889 | 4.8403 | 2.7139 | 3.938 | 4.0618 | 6.4228 | 5.0784 | 6.2176 | 7.7881 | 20.7146 | 5.4884 | 6.5834 | 3.7894 | 4.539 | 4.4868 | 7.9821 | 11.3 | 8.615 | 7.1515 | 8.5058 | 3.5846 | 6.6118 | 4.8512 | 7.9085 | 4.9809 | 6.1634 | 5.8937 | 6.9936 | 8.1843 | 6.5702 | 4.2733 | 11.1806 | 5.2253 | 7.1653 | 6.0209 | 4.2785 | 3.7703 | 9.6014 | 3.9598 | 7.2447 | 5.1108 | 6.6369 | 4.8942 | 8.0404 | 7.113 | 8.7375 | 8.0205 | 6.0338 | 13.3248 | 6.5069 | 6.424 | 7.2201 | 6.0293 | 5.0583 | 7.0623 | 6.6279 | 4.2817 | 4.7422 | 8.2382 | 13.3731 | 4.828 | 5.5284 | 8.5837 | 12.1509 | 5.9533 | 6.8939 | 6.6886 | 5.4457 | 11.3919 | 9.232 | 3.8675 | 6.1831 | 10.6018 | 3.9907 | 7.8887 | 3.0211 | 5.3899 | 6.1305 | 5.1415 | 9.7853 | 8.5743 | 5.2197 | 6.499 | 5.7348 | 7.0531 | 11.0038 | 4.8123 | 5.6854 | 4.1662 | 4.0265 | 10.0144 | 5.2688 | 2.7731 | 7.0873 | 9.3364 | 7.271 | 5.9996 | 6.8273 | 4.2999 | 4.2338 | 9.2688 | 6.4272 | 9.017 | 6.5051 | 5.5272 | 3.3672 | 7.8275 | 12.6583 | 3.1358 | 6.3517 | 10.6196 | 4.4055 | 6.9366 | 8.9521 | 7.0331 | 5.3368 | 8.3226 | 4.7253 | 7.549 | 7.2389 | 3.967 | 15.8566 | 11.1498 | 10.4807 | 7.9463 | 13.1668 | 7.2318 | 10.579 | 4.3528 | 3.5908 | 5.8353 | 5.9892 | 5.7801 | 5.7659 | 5.0016 | 3.6142 | 6.9946 | 5.9867 | 6.6322 | 3.5819 | 6.9107 | 4.7167 | 4.8132 | 3.7308 | 4.3842 | 4.4013 | 3.9382 | 5.178 | 5.9452 | 16.2873 | 8.9978 | 6.2648 | 5.9195 | 7.3481 | 3.8338 | 2.0582 | 6.1502 | 4.1072 | 8.7434 | 5.2681 | 7.3907 | 5.5219 | 7.5762 | 6.5204 | 7.2914 | 5.2751 | 3.5353 | 7.0039 | 5.6988 | 7.0681 | 7.1265 | 12.384 | 6.9097 | 5.5266 | 6.5185 | 5.4702 | 5.4454 | 4.0705 | 9.3368 | 6.042 | 8.4617 | 10.0592 | 5.5977 | 8.0598 | 6.8854 | 5.2056 | 5.6947 | 10.4478 | 8.3359 | 6.7211 | 11.2277 | 10.4648 | 11.5987 | 9.8569 | 5.1804 | 7.3879 | 8.2758 | 7.549 | 11.602 | 7.7179 | 6.1309 | 7.4948 | 14.9173 | 3.2991 | 5.6622 | 5.2009 | 8.148 | 7.0234 | 5.2765 | 9.1905 | 11.6049 | 4.1275 | 7.5458 | 4.5065 | 9.2896 | 5.3155 | 5.4019 | 6.4512 | 8.4767 | 6.7977 | 8.3092 | 6.1561 | 5.0808 | 8.4952 | 8.1442 | 5.4773 | 6.1906 | 4.4947 | 4.338 | 5.7578 | 4.7913 | 8.1135 | 6.3518 | 7.3524 | 7.4315 | 9.8367 | 7.4471 | 3.1177 | 4.8738 | 3.7873 | 7.7044 | 4.0475 | 8.4053 | 13.0861 | 9.0628 | 6.7673 | 10.06 | 7.995 | 8.6749 | 4.6178 | 7.8194 | 4.7662 | 10.4573 | 10.4344 | 7.3618 | 15.977 | 11.6806 | 11.0122 | 4.3257 | 6.4289 | 5.3335 | 5.9536 | 7.5631 | 3.3088 | 5.716 | 7.8913 | 3.997 | 9.367 | 4.9546 | 10.2376 | 12.0912 | 11.0214 | 7.2008 | 2.114 | 5.3291 | 9.3743 | 4.7041 | 6.9396 | 5.3496 | 10.4591 | 7.5121 | 12.154 | 11.0527 | 8.8639 | 3.9952 | 4.8988 | 10.9809 | 7.0253 | 6.0423 | 4.9978 | 6.7948 | 4.701 | 3.9147 | 6.0904 | 6.5554 | 4.0081 | 4.5623 | 11.4448 | 7.4353 | 3.2292 | 6.119 | 7.4664 | 7.9715 | 4.552 | 8.6507 | 5.6012 | 4.141 | 6.2188 | 6.889 | 9.2764 | 4.2266 | 4.3188 | 6.2602 | 6.976 | 7.8112 | 12.2026 | 7.8938 | 9.6979 | 6.0393 | 4.9016 | 6.2193 | 7.6379 | 8.0244 | 3.4415 | 3.4086 | 3.3066 | 10.6337 | 8.0827 | 3.4152 | 6.878 | 5.4435 | 4.7301 | 9.4435 | 5.0714 | 10.6082 | 4.2399 | 6.1893 | 3.6089 | 3.3298 | 4.6008 | 6.0379 | 14.2924 | 6.0197 | 2.8465 | 9.0877 | 7.1434 | 7.8504 | 8.3299 | 5.6259 | 9.3446 | 3.5251 | 15.2416 | 10.5835 | 4.0838 | 5.7983 | 9.8737 | 2.5573 | 9.3598 | 4.0728 | 5.5857 | 4.1764 | 9.7742 | 4.6154 | 2.7886 | 7.811 | 10.3896 | 9.5143 | 3.4493 | 8.8613 | 3.9199 | 8.2052 | 12.3972 | 8.0988 | 8.3885 | 8.0614 | 8.7609 | 4.7068 | 6.0551 | 6.2457 | 6.1396 | 3.9468 | 5.0631 | 8.6611 | 8.3279 | 5.1814 | 4.6823 | 6.362 | 9.2134 | 10.2917 | 8.1376 | 8.0617 | 7.7692 | 7.0771 | 5.0705 | 4.5627 | 7.5157 | 5.4433 | 6.0552 | 4.2346 | 2.1198 | 13.3751 | 10.3067 | 9.9813 | 5.9464 | 4.3457 | 8.6002 | 4.8267 | 7.3795 | 3.6082 | 7.8439 | 3.3404 | 5.7646 | 4.8613 | 5.5958 | 5.552 | 3.08 | 7.1964 | 5.9876 | 7.9851 | 7.2732 | 5.2363 | 10.7496 | 4.7656 | 4.4724 | 6.6578 | 8.2301 | 6.8439 | 8.4884 | 8.3758 | 6.9307 | 5.6883 | 2.5494 | 6.0844 | 15.3015 | 9.8656 | 8.995 | 8.1952 | 4.128 | 4.9964 | 3.3518 | 10.4004 | 10.5917 | 4.9247 | 8.2926 | 6.2153 | 10.2044 | 6.5278 | 4.4925 | 3.8335 | 7.2052 | 13.23 | 5.0506 | 5.9831 | 4.8158 | 6.5617 | 7.3882 | 7.3077 | 4.6952 | 6.6331 | 3.2784 | 7.3646 | 11.4513 | 8.3164 | 9.5968 | 8.6599 | 6.1845 | 3.459 | 5.3453 | 10.7619 | 3.5949 | 5.8098 | 3.6894 | 7.0638 | 7.5964 | 5.6026 | 4.6451 | 4.9564 | 13.9996 | 8.86 | 8.2187 | 11.0149 | 5.5675 | 7.9949 | 6.8211 | 7.876 | 4.9403 | 5.5996 | 3.9261 | 5.3374 | 8.0282 | 7.1751 | 5.1016 | 3.772 | 12.0512 | 6.1643 | 3.6371 | 5.5804 | 4.399 | 9.5797 | 5.9934 | 7.5268 | 14.4031 | 8.2406 | 6.7164 | 9.9399 | 5.2678 | 7.424 | 2.8421 | 6.1163 | 9.7235 | 4.516 | 8.4044 | 10.5208 | 7.3636 | 3.0492 | 7.6908 | 6.7832 | 6.4422 | 6.7313 | 5.1879 | 4.4527 | 6.6017 | 8.5376 | 5.8148 | 9.2359 | 6.7537 | 10.4484 | 5.7911 | 8.73 | 6.1804 | 9.5169 | 8.8075 | 3.8723 | 6.0195 | 4.7388 | 6.5963 | 5.5988 | 8.7883 | 9.0435 | 7.6371 | 4.3914 | 7.4607 | 4.7969 | 4.9141 | 7.6682 | 5.5236 | 5.9471 | 7.2047 | 5.0287 | 3.8916 | 7.2318 | 6.8937 | 8.0332 | 4.6523 | 10.2231 | 7.8096 | 8.9353 | 12.9527 | 6.6135 | 5.7545 | 4.1333 | 5.4422 | 6.3109 | 4.0448 | 4.3997 | 10.425 | 6.8834 | 4.2014 | 5.8186 | 5.0757 | 7.2519 | 5.4183 | 7.3886 | 2.8359 | 6.7414 | 8.8257 | 4.3752 | 10.2315 | 10.2077 | 11.9249 | 7.0387 | 2.6053 | 3.0684 | 7.7854 | 8.6998 | 3.389 | 2.6403 | 12.0627 | 4.242 | 9.095 | 11.5875 | 9.3284 | 5.9626 | 19.7525 | 3.3837 | 11.8301 | 6.7948 | 12.307 | 3.3994 | 7.5717 | 4.6583 | 7.571 | 9.1135 | 9.5883 | 10.2455 | 4.3509 | 6.9931 | 6.6222 | 7.4011 | 6.5006 | 12.669 | 10.2989 | 5.7036 | 3.9561 | 10.9513 | 3.2115 | 5.8743 | 5.1392 | 5.9361 | 4.0582 | 7.5917 | 3.9907 | 10.1892 | 6.808 | 8.5632 | 12.0954 | 4.0654 | 5.1473 | 5.4078 | 7.5727 | 7.7626 | 9.1691 | 4.7734 | 10.8421 | 4.251 | 6.1967 | 8.441 | 4.6044 | 7.888 | 5.4961 | 6.6116 | 6.9786 | 7.0276 | 6.8765 | 7.165 | 10.6093 | 7.2246 | 6.0543 | 4.8926 | 9.9492 | 4.5337 | 8.4461 | 11.131 | 6.3968 | 8.9817 | 4.1812 | 4.4402 | 3.7145 | 4.6398 | 5.8119 | 2.7439 | 4.4352 | 4.0105 | 0.03418 | 7.6326 | 4.241 | 5.7931 | 5.1527 | 4.523 | 4.4854 | 5.8769 | 9.8313 | 7.7747 | 6.2728 | 5.2693 | 4.681 | 6.1596 | 5.5635 | 8.3607 | 11.9969 | 5.1344 | 9.8784 | 6.6316 | 3.0646 | 5.6786 | 8.3791 | 4.3205 | 6.7942 | 5.3256 | 6.1773 | 7.4338 | 5.5761 | 3.8686 | 6.874 | 3.874 | 6.729 | 7.0655 | 2.8143 | 8.4379 | 9.2439 | 9.9345 | 6.7715 | 5.7575 | 5.0645 | 5.9238 | 6.6871 | 3.5406 | 4.8898 | 8.1488 | 3.7997 | 3.7682 | 8.5451 | 5.2733 | 7.4018 | 3.8121 | 7.1498 | 5.9996 | 6.3497 | 6.716 | 6.1597 | 6.7592 | 6.7653 | 7.1037 | 5.5417 | 2.7244 | 5.6759 | 8.2146 | 5.2388 | 6.5651 | 2.7088 | 6.8821 | 6.8571 | 3.6754 | 5.6457 | 2.1209 | 4.2598 | 6.9235 | 5.1624 | 8.5416 | 9.314 | 3.886 | 6.3327 | 9.682 | 7.3568 | 6.2439 | 10.7865 | 6.6532 | 8.2905 | 4.4367 | 5.8011 | 4.3572 | 21.3256 | 8.6352 | 7.0102 | 10.8368 | 5.634 | 8.4977 | 14.0052 | 6.7739 | 5.2599 | 7.0338 | 10.6698 | 6.1049 | 10.2024 | 5.4591 | 5.4311 | 3.2964 | 6.2183 | 6.2489 | 6.6607 | 6.6859 | 8.3304 | 8.8303 | 5.1823 | 6.9458 | 6.6334 | 3.8674 | 4.9233 | 5.6928 | 5.4373 | 5.737 | 4.8906 | 4.0831 | 7.7259 | 16.133 | 5.706 | 7.3023 | 2.5547 | 7.7383 | 1.7012 | 9.1153 | 4.9136 | 6.461 | 8.57 | 15.472 | 8.6436 | 5.3273 | 7.24 | 0.17688 | 8.2918 | 9.1191 | 1.7643 | 3.1464 | 5.7475 | 6.7785 | 5.9944 | 7.8464 | 5.3714 | 10.6501 | 5.7986 | 7.0718 | 6.2374 | 5.4138 | 4.9934 | 6.192 | 3.8583 | 11.2966 | 4.7041 | 6.2181 | 4.0562 | 5.815 | 5.4375 | 6.3825 | 8.8925 | 7.0108 | 3.459 | 3.0317 | 8.9505 | 7.8442 | 5.8093 | 4.29 | 8.432 | 6.4337 | 5.6631 | 3.1658 | 5.6469 | 8.1431 | 5.3743 | 5.9415 | 4.4986 | 4.4101 | 9.7702 | 6.4938 | 3.5896 | 8.7266 | 13.2733 | 5.7704 | 11.2209 | 8.0744 | 4.9316 | 5.7287 | 7.6596 | 6.9877 | 7.4795 | 10.4468 | 10.4636 | 3.4946 | 8.2276 | 12.2753 | 3.6051 | 12.79 | 5.9797 | 7.3796 | 10.4483 | 8.9584 | 5.3899 | 3.6463 | 8.2482 | 7.2584 | 5.4684 | 7.8743 | 3.7403 | 5.3485 | 6.932 | 4.4396 | 11.37 | 5.452 | 4.9356 | 4.8586 | 5.7126 | 6.3742 | 5.2733 | 4.7022 | 5.9752 | 5.005 | 9.3428 | 9.2225 | 10.157 | 6.2159 | 1.4888 | 5.4485 | 7.1635 | 10.2602 | 7.3344 | 5.7613 | 8.6307 | 3.759 | 5.0669 | 8.6066 | 5.2254 | 6.1114 | 5.4825 | 6.083 | 6.4795 | 5.6033 | 9.7656 | 9.5067 | 15.4061 | 4.4351 | 5.5649 | 6.935 | 7.065 | 4.1525 | 3.0976 | 6.7338 | 10.1442 | 3.3053 | 5.5762 | 7.5252 | 7.928 | 2.9959 | 5.4761 | 6.0585 | 14.3572 | 7.5419 | 6.8896 | 7.2934 | 11.7734 | 14.1083 | 9.629 | 4.8748 | 4.0884 | 3.9797 | 4.932 | 6.8807 | 5.1262 | 6.0124 | 7.8126 | 6.4938 | 7.409 | 11.6781 | 6.7661 | 0.023065 | 5.6111 | 7.0228 | 9.2668 | 6.2657 | 7.5009 | 4.3286 | 10.52 | 8.4961 | 4.6103 | 6.0258 | 6.1857 | 8.1116 | 4.1161 | 9.2948 | 5.1616 | 3.592 | 4.1302 | 6.4451 | 7.4012 | 5.7074 | 7.2792 | 7.0177 | 6.6494 | 2.7516 | 5.2129 | 3.8024 | 8.6316 | 5.749 | 8.3783 | 6.7016 | 4.5159 | 5.0291 | 6.1786 | 4.8797 | 6.6065 | 7.3716 | 2.1301 | 6.5148 | 7.7893 | 3.9389 | 5.7617 | 8.9517 | 11.6147 | 5.0575 | 2.6849 | 5.7048 | 4.8933 | 10.6971 | 6.1133 | 6.3759 | 6.9173 | 9.7743 | 8.3142 | 6.9547 | 8.8004 | 4.3209 | 5.5701 | 6.2931 | 16.3356 | 8.0591 | 5.5009 | 8.6137 | 7.316 | 5.9977 | 12.3394 | 5.6602 | 3.5917 | 7.1752 | 10.3185 | 5.2579 | 6.6513 | 5.1658 | 6.876 | 5.4254 | 3.3589 | 8.7448 | 5.8099 | 5.6434 | 6.6192 | 5.9682 | 12.1199 | 3.9152 | 4.4328 | 5.4294 | 3.2499 | 8.1987 | 5.6938 | 7.2022 | 9.6171 | 8.2996 | 7.5369 | 6.9864 | 2.3485 | 6.2819 | 6.1475 | 2.5881 | 6.882 | 7.4659 | 4.7117 | 5.0531 | 6.1071 | 3.143 | 8.9371 | 7.0836 | 6.8574 | 3.099 | 8.4125 | 3.5916 | 5.737 | 8.6935 | 9.2761 | 6.2708 | 9.3322 | 7.1971 | 8.4029 | 6.0736 | 9.6006 | 2.837 | 12.5899 | 1.8948 | 4.2042 | 6.3381 | 3.9574 | 6.9373 | 5.0475 | 6.5241 | 7.3525 | 4.1924 | 4.8952 | 7.2472 | 4.0539 | 4.906 | 4.9507 | 5.7891 | 5.1246 | 9.3714 | 5.488 | 8.2143 | 5.9095 | 4.3948 | 5.7595 | 5.8826 | 5.771 | 8.9537 | 10.3524 | 5.5098 | 6.5462 | 4.7195 | 12.3965 | 8.767 | 7.9922 | 6.8052 | 5.7275 | 7.9668 | 6.7691 | 3.7375 | 7.6084 | 3.7233 | 5.3241 | 5.0334 | 8.2439 | 9.5637 | 6.6172 | 11.1262 | 9.4452 | 4.9791 | 4.3364 | 6.8115 | 5.9866 | 4.2786 | 9.5707 | 5.219 | 7.9965 | 7.9628 | 6.377 | 4.2649 | 6.2445 | 6.2604 | 7.2639 | 6.1123 | 9.8661 | 5.252 | 5.1009 | 10.6764 | 4.2483 | 5.8186 | 5.7397 | 5.7608 | 3.3707 | 4.2375 | 10.051 | 6.0776 | 10.805 | 8.2108 | 11.9054 | 5.0815 | 4.3226 | 4.0944 | 7.7726 | 5.7316 | 5.5173 | 10.5253 | 7.3985 | 5.208 | 12.5773 | 5.1212 | 4.0615 | 6.7444 | 10.0255 | 4.4498 | 3.753 | 6.4668 | 3.7054 | 4.3551 | 5.2438 | 7.9893 | 6.7309 | 4.7451 | 5.9665 | 4.9386 | 2.8237 | 5.3856 | 4.9034 | 4.4222 | 5.8529 | 11.0581 | 11.9793 | 4.6936 | 4.93 | 6.1119 | 6.0455 | 3.8316 | 7.9932 | 6.204 | 5.3221 | 4.2329 | 17.5564 | 5.9659 | 2.9026 | 6.27 | 6.3357 | 9.949 | 6.8968 | 6.3467 | 11.3169 | 3.2697 | 11.3618 | 7.9714 | 4.8466 | 7.9164 | 9.6539 | 9.3687 | 3.7721 | 8.1385 | 5.7692 | 6.6523 | 7.751 | 10.8299 | 6.6163 | 11.2729 | 6.6198 | 10.4739 | 6.4215 | 5.643 | 12.3531 | 8.0252 | 9.0577 | 5.5206 | 4.1637 | 6.0046 | 5.9557 | 8.3636 | 7.0143 | 9.4999 | 5.372 | 7.9319 | 5.6207 | 5.7148 | 3.2217 | 3.4096 | 6.2807 | 5.3752 | 6.4908 | 7.0289 | 3.6841 | 6.9795 | 6.6049 | 5.5496 | 7.3257 | 8.599 | 6.8777 | 9.8641 | 9.3714 | 5.4882 | 14.0251 | 5.8441 | 5.4438 | 5.8779 | 4.4399 | 5.4325 | 6.7969 | 6.1652 | 8.1045 | 3.8036 | 4.0881 | 7.3131 | 4.8024 | 5.0045 | 5.3102 | 9.2396 | 6.0299 | 12.2137 | 7.5531 | 2.4819 | 4.8737 | 6.1368 | 4.0442 | 13.0997 | 8.4109 | 6.09 | 4.8627 | 2.8888 | 4.2434 | 7.1086 | 6.0681 | 6.5562 | 4.1563 | 10.5103 | 5.6512 | 12.7551 | 3.4898 | 7.9575 | 6.7929 | 16.5338 | 10.2693 | 8.6253 | 10.4856 | 9.8194 | 4.6736 | 7.476 | 6.0471 | 9.267 | 5.2868 | 5.8088 | 6.6378 | 7.4113 | 10.6543 | 5.3989 | 4.7485 | 5.8652 | 8.5725 | 14.2137 | 9.9511 | 3.58 | 7.2748 | 5.8297 | 3.7089 | 5.0156 | 8.0455 | 8.9395 | 18.05 | 4.1534 | 8.2538 | 6.4205 | 4.7159 | 8.5248 | 7.9065 | 10.773 | 9.8815 | 12.2223 | 3.4691 | 5.9666 | 8.7918 | 4.8418 | 4.2717 | 7.8864 | 4.292 | 5.1961 | 5.5949 | 6.5309 | 4.9315 | 8.8235 | 5.1842 | 6.6598 | 7.3121 | 7.0365 | 0.41502 | 6.0929 | 6.0257 | 3.8863 | 4.4154 | 5.3418 | 13.3337 | 4.5995 | 5.9228 | 4.934 | 6.8989 | 0.59089 | 12.344 | 6.3665 | 8.0479 | 8.4007 | 6.5083 | 5.0312 | 4.5824 | 3.2682 | 5.0176 | 1.6022 | 4.1794 | 4.8954 | 11.6069 | 5.0129 | 6.8371 | 2.4964 | 11.8606 | 7.7024 | 4.149 | 14.5832 | 12.9468 | 8.0181 | 6.0101 | 5.5784 | 7.5401 | 5.0168 | 4.2363 | 5.9287 | 6.5316 | 4.2032 | 4.6278 | 5.6214 | 8.9763 | 7.7517 | 6.0361 | 4.0294 | 5.424 | 5.063 | 13.4486 | 7.5391 | 8.6929 | 3.8229 | 3.0557 | 3.4374 | 6.6174 | 8.074 | 5.2607 | 7.7308 | 12.0443 | 8.603 | 6.7554 | 5.338 | 2.3463 | 5.8073 | 3.5087 | 4.5166 | 6.9805 | 9.2174 | 5.9674 | 4.0432 | 8.5053 | 9.8746 | 4.2591 | 5.1706 | 10.4668 | 4.5895 | 3.8113 | 7.9418 | 5.9724 | 9.5918 | 4.2837 | 4.6226 | 5.5703 | 5.0351 | 7.1088 | 5.239 | 0.059396 | 7.3918 | 5.8373 | 9.5611 | 4.3509 | 8.3085 | 4.1754 | 4.9824 | 6.0944 | 5.2018 | 11.5575 | 5.2327 | 4.1611 | 8.3536 | 6.4734 | 4.5921 | 6.9469 | 9.2207 | 10.5067 | 5.4456 | 8.6613 | 5.3546 | 6.3143 | 7.5651 | 4.0732 | 4.905 | 3.9946 | 12.2688 | 6.8016 | 11.5123 | 8.969 | 3.9756 | 7.7306 | 8.1262 | 5.4872 | 10.0429 | 4.3324 | 7.3317 | 6.3617 | 4.69 | 17.2172 | 9.7666 | 2.9568 | 5.6563 | 9.5142 | 3.1697 | 6.1137 | 6.806 | 8.5836 | 7.9051 | 7.827 | 6.5002 | 4.8055 | 5.1207 | 7.2742 | 5.8391 | 5.5542 | 5.198 | 5.4676 | 4.1508 | 8.694 | 6.958 | 4.9947 | 4.1565 | 8.8716 | 7.3665 | 5.2486 | 7.4422 | 4.2892 | 5.0879 | 13.2524 | 6.2003 | 5.6173 | 5.0724 | 11.5801 | 4.6785 | 8.6034 | 6.4916 | 3.8288 | 4.2217 | 9.0314 | 10.1985 | 7.5403 | 6.068 | 7.4973 | 9.0942 | 3.4457 | 5.9807 | 6.5773 | 4.1181 | 4.8087 | 7.6063 | 8.2811 | 3.9415 | 6.0498 | 7.9075 | 10.7997 | 4.8782 | 5.8413 | 6.6821 | 5.5257 | 17.721 | 4.5842 | 6.3096 | 4.7383 | 2.9867 | 3.9633 | 2.6235 | 8.8215 | 7.7842 | 4.3484 | 9.9392 | 6.0945 | 8.3101 | 5.5934 | 7.4249 | 4.4062 | 7.7202 | 10.5824 | 7.6975 | 4.5667 | 7.2418 | 8.0383 | 9.4369 | 4.0748 | 8.5156 | 17.7202 | 11.4061 | 4.3533 | 6.5815 | 9.9833 | 7.8038 | 7.1584 | 6.3821 | 7.7942 | 5.1716 | 5.6862 | 10.7018 | 9.9373 | 8.9352 | 10.0293 | 9.9519 | 8.6427 | 7.574 | 9.8447 | 6.6889 | 2.7441 | 5.4249 | 3.9868 | 3.583 | 7.1779 | 7.5563 | 6.2399 | 8.6741 | 3.0519 | 11.0355 | 8.8049 | 14.5132 | 3.5321 | 7.7978 | 5.97 | 7.0519 | 7.8761 | 8.9912 | 5.8955 | 9.396 | 0.16329 | 8.3437 | 8.4118 | 5.3173 | 5.8255 | 9.7439 | 1.429 | 5.2598 | 8.1073 | 10.7609 | 10.5269 | 8.8413 | 6.0163 | 6.4377 | 6.4286 | 0.56739 | 5.5516 | 7.1596 | 6.4161 | 10.2127 | 6.6894 | 4.8015 | 10.5266 | 12.3905 | 4.7758 | 3.7216 | 5.1333 | 6.478 | 7.2631 | 6.0325 | 5.8656 | 6.2694 | 7.2239 | 4.343 | 3.8255 | 5.271 | 7.2086 | 10.655 | 4.9429 | 7.3484 | 3.6569 | 6.5322 | 3.8195 | 9.8662 | 8.4429 | 11.9648 | 8.9542 | 6.7262 | 10.21 | 7.936 | 4.1973 | 3.8969 | 6.947 | 6.1671 | 2.5761 | 7.2377 | 10.0744 | 0.025937 | 5.1979 | 3.542 | 3.4268 | 4.0158 | 4.4032 | 6.859 | 3.4109 | 7.8533 | 6.7484 | 7.0724 | 10.3018 | 3.5785 | 7.9287 | 5.1952 | 9.488 | 9.4624 | 5.1849 | 4.3957 | 10.2953 | 3.986 | 2.8908 | 8.7618 | 11.0615 | 4.3468 | 9.2115 | 2.8096 | 6.1874 | 5.5631 | 6.3912 | 7.0684 | 7.0842 | 4.4959 | 10.3323 | 5.9261 | 4.4741 | 10.3227 | 4.4984 | 4.4628 | 6.2346 | 10.2892 | 3.6634 | 5.4329 | 11.5975 | 1.445 | 4.6506 | 8.9328 | 7.0497 | 4.4012 | 5.4452 | 8.5904 | 2.8416 | 3.6041 | 3.24 | 7.7177 | 2.6655 | 5.1472 | 9.3847 | 3.3556 | 10.415 | 10.2708 | 4.7194 | 3.9247 | 6.2538 | 5.7327 | 7.9731 | 4.729 | 5.4391 | 9.3372 | 7.324 | 12.4163 | 3.5742 | 6.8268 | 3.0516 | 4.8779 | 8.553 | 10.5449 | 5.8223 | 5.7293 | 8.6324 | 4.5904 | 7.8542 | 7.1198 | 12.6324 | 13.0195 | 3.378 | 7.2262 | 6.0035 | 7.7937 | 4.5116 | 4.5052 | 8.6802 | 5.3643 | 8.9715 | 9.6719 | 7.4016 | 3.8009 | 11.2242 | 6.256 | 10.8935 | 3.2286 | 5.29 | 7.3004 | 8.862 | 4.7887 | 6.5925 | 5.6581 | 10.3704 | 5.49 | 11.3727 | 3.5008 | 5.0091 | 6.7315 | 11.9035 | 11.6599 | 9.6122 | 4.2821 | 5.6094 | 4.5826 | 8.885 | 6.8156 | 4.9114 | 3.492 | 4.371 | 4.295 | 10.9117 | 2.1915 | 7.256 | 3.9717 | 3.477 | 5.1788 | 7.4585 | 6.9671 | 9.6195 | 4.4221 | 9.6306 | 4.6028 | 4.9851 | 10.1899 | 10.7857 | 8.5043 | 6.205 | 4.918 | 4.4502 | 5.9305 | 4.5878 | 9.9275 | 4.1889 | 4.3778 | 4.7365 | 4.6374 | 8.9912 | 8.5236 | 5.0497 | 7.5598 | 6.7644 | 3.9207 | 15.0018 | 6.9792 | 10.4411 | 5.5908 | 6.5325 | 8.0151 | 10.7631 | 7.6746 | 6.6545 | 4.8741 | 8.4006 | 10.9939 | 7.8312 | 7.7209 | 14.8058 | 4.2085 | 7.5646 | 4.8576 | 4.5391 | 6.8092 | 7.012 | 8.649 | 5.7284 | 5.3915 | 7.1145 | 5.8419 | 5.1698 | 3.4921 | 6.3419 | 9.6369 | 6.3614 | 6.0732 | 7.6578 | 5.182 | 11.0913 | 4.9004 | 5.9413 | 9.4882 | 3.5962 | 3.8513 | 4.7954 | 4.3993 | 5.759 | 13.2599 | 4.3258 | 7.2209 | 3.666 | 5.6529 | 6.2214 | 3.125 | 8.8036 | 11.1591 | 8.7439 | 4.4492 | 3.7204 | 7.1872 | 7.2514 | 9.3256 | 2.8049 | 8.5344 | 11.3041 | 6.2803 | 4.5423 | 8.6539 | 7.1141 | 7.1397 | 3.6839 | 8.3482 | 6.0937 | 2.3333 | 11.8681 | 7.8725 | 10.4962 | 6.0692 | 5.1531 | 6.0936 | 7.4198 | 6.9266 | 9.7281 | 4.022 | 5.483 | 4.5692 | 8.9516 | 4.2851 | 8.1119 | 6.2271 | 7.8544 | 3.8027 | 3.249 | 4.9089 | 7.7025 | 5.3324 | 6.0904 | 6.7903 | 4.2704 | 15.2978 | 6.1018 | 4.6309 | 4.4716 | 3.5791 | 5.5554 | 7.2255 | 4.0358 | 6.4003 | 6.2024 | 3.7761 | 4.645 | 7.7703 | 7.5034 | 7.6266 | 6.587 | 6.4392 | 7.4475 | 10.1645 | 4.7574 | 3.6009 | 6.5259 | 6.2317 | 11.5679 | 7.6213 | 4.6436 | 2.0557 | 6.5212 | 3.3239 | 6.0386 | 11.206 | 8.4004 | 5.0755 | 3.8974 | 7.075 | 7.3085 | 8.8353 | 5.8069 | 6.6142 | 10.5314 | 7.6698 | 5.5062 | 4.5927 | 5.5308 | 3.8822 | 9.0205 | 14.8208 | 4.5426 | 8.6613 | 8.9891 | 2.9449 | 6.1673 | 6.9115 | 7.4443 | 5.2022 | 4.6884 | 1.1174 | 2.534 | 3.4346 | 11.5048 | 14.6344 | 5.0709 | 5.399 | 8.6357 | 7.4698 | 7.5047 | 10.5952 | 10.0143 | 8.181 | 4.8625 | 6.603 | 3.0855 | 6.0714 | 5.243 | 3.4761 | 15.8883 | 4.96 | 6.4172 | 5.602 | 8.6902 | 8.965 | 10.6057 | 8.2549 | 9.0586 | 6.2153 | 7.0672 | 8.2264 | 5.7799 | 3.4932 | 10.1498 | 5.3867 | 4.7849 | 3.4401 | 5.2174 | 8.1005 | 8.5385 | 5.5727 | 7.5076 | 3.6607 | 6.0609 | 10.549 | 4.4964 | 9.0367 | 7.0191 | 7.8278 | 5.9251 | 6.5568 | 8.4293 | 4.181 | 8.3539 | 5.3063 | 4.8595 | 9.5164 | 6.9358 | 4.8791 | 5.5719 | 4.8751 | 5.8935 | 8.9317 | 7.6993 | 8.5127 | 5.3939 | 5.293 | 4.4707 | 12.0645 | 6.4158 | 6.5602 | 6.9949 | 6.3228 | 6.997 | 7.37 | 6.3308 | 5.1699 | 7.029 | 7.1008 | 3.3109 | 10.5703 | 8.2254 | 4.8766 | 2.7581 | 5.8702 | 13.7463 | 6.6317 | 4.6875 | 10.1088 | 5.8584 | 16.4459 | 7.866 | 5.908 | 3.6369 | 3.6535 | 7.3114 | 9.7302 | 6.0881 | 8.8494 | 9.4251 | 6.0888 | 10.5791 | 5.298 | 3.6608 | 5.8489 | 6.1869 | 5.7972 | 4.5004 | 9.8268 | 2.4616 | 3.9946 | 4.9414 | 8.7808 | 7.0142 | 4.4538 | 5.3029 | 6.3202 | 4.4131 | 3.4688 | 10.3754 | 6.1987 | 9.702 | 5.6179 | 6.0119 | 8.3127 | 7.4221 | 5.7709 | 8.4341 | 6.5809 | 3.3488 | 8.2912 | 5.6369 | 7.1056 | 3.7726 | 6.9513 | 3.5834 | 5.648 | 4.1382 | 6.6311 | 11.9824 | 9.2881 | 7.0822 | 6.5272 | 4.1508 | 11.8936 | 6.0323 | 6.1089 | 8.4134 | 7.7027 | 5.5891 | 4.1654 | 12.0047 | 8.0884 | 5.6984 | 5.625 | 5.7158 | 8.7253 | 5.3627 | 3.904 | 2.8232 | 7.9441 | 2.7971 | 6.0983 | 6.6315 | 3.8399 | 4.4593 | 4.0862 | 11.5628 | 5.7324 | 3.7066 | 12.4295 | 9.1126 | 14.7299 | 10.0418 | 5.7297 | 8.1655 | 4.701 | 8.1114 | 4.0529 | 4.2333 | 7.3641 | 6.9779 | 6.0899 | 5.1805 | 12.0915 | 5.969 | 8.0513 | 4.2553 | 8.2871 | 9.3162 | 7.41 | 6.9952 | 6.9633 | 8.2066 | 10.1177 | 5.0103 | 7.5866 | 4.7884 | 7.021 | 9.8103 | 6.5585 | 6.2677 | 6.5694 | 3.9017 | 9.5046 | 4.9203 | 4.6125 | 6.1642 | 4.7172 | 5.9836 | 6.1645 | 11.2418 | 2.6967 | 4.9698 | 7.2935 | 8.462 | 4.6403 | 8.1021 | 5.1636 | 5.1808 | 6.5269 | 6.1998 | 7.0642 | 3.8865 | 3.9019 | 6.4375 | 10.0667 | 5.043 | 2.7534 | 7.5215 | 4.8368 | 2.6043 | 8.3998 | 4.3133 | 4.779 | 11.4868 | 6.2827 | 3.8836 | 2.8864 | 6.2736 | 6.8711 | 9.5355 | 6.9762 | 9.6314 | 2.8462 | 10.5356 | 5.4373 | 11.6899 | 6.9649 | 14.3938 | 3.3018 | 5.0013 | 7.2879 | 7.9265 | 5.9556 | 7.2004 | 6.8173 | 7.5657 | 1.4504 | 6.2051 | 4.31 | 10.7236 | 4.6446 | 4.286 | 9.074 | 4.9494 | 7.1058 | 6.5042 | 8.3941 | 8.6194 | 3.6954 | 6.0172 | 5.9282 | 9.0146 | 5.9606 | 0.032927 | 4.4729 | 5.0874 | 5.7642 | 3.3446 | 6.9358 | 6.1278 | 0.19184 | 6.0801 | 7.8944 | 7.9997 | 4.3773 | 5.6449 | 8.7434 | 3.6447 | 6.3993 | 4.2209 | 10.1484 | 9.3413 | 7.1904 | 1.8578 | 4.1271 | 5.0543 | 8.6999 | 6.3256 | 4.3854 | 4.2934 | 6.9705 | 5.4846 | 12.6597 | 4.9315 | 6.1533 | 8.3963 | 4.9592 | 4.6939 | 11.5889 | 9.713 | 7.0282 | 4.0805 | 8.0316 | 5.7104 | 4.4388 | 3.7765 | 5.6888 | 6.688 | 2.8963 | 11.5453 | 7.1055 | 11.5819 | 4.2796 | 6.1697 | 4.421 | 9.0284 | 7.1526 | 5.8134 | 9.0295 | 5.7211 | 9.8744 | 5.9069 | 6.7459 | 11.0664 | 7.5316 | 7.5872 | 2.7818 | 5.479 | 6.3255 | 5.525 | 7.0617 | 10.2122 | 5.2351 | 6.5922 | 7.9815 | 4.71 | 0.71871 | 4.4829 | 6.589 | 3.7593 | 6.1259 | 7.7967 | 4.0016 | 4.8024 | 4.7918 | 11.6827 | 6.2233 | 5.3285 | 10.0625 | 4.478 | 6.4948 | 5.9555 | 4.9099 | 3.1501 | 7.3393 | 6.3938 | 8.9364 | 1.7538 | 7.9955 | 6.39 | 8.7354 | 8.3814 | 6.2667 | 7.2966 | 4.1914 | 8.2242 | 13.459 | 12.2325 | 7.4622 | 5.3445 | 4.5306 | 1.9098 | 4.9142 | 2.9441 | 7.5568 | 10.9852 | 6.5357 | 5.7369 | 6.4463 | 8.3339 | 9.7297 | 8.0135 | 4.5747 | 6.9444 | 4.4741 | 9.6652 | 7.7103 | 7.4812 | 5.8921 | 5.4314 | 2.8464 | 9.8586 | 3.7964 | 4.1832 | 7.5426 | 6.9296 | 6.6466 | 8.1186 | 7.0825 | 8.8833 | 2.7881 | 5.1256 | 7.4574 | 8.3817 | 5.7984 | 5.4607 | 7.8161 | 4.2311 | 5.7404 | 10.8832 | 8.4955 | 4.9858 | 8.8578 | 6.2359 | 5.2808 | 11.7467 | 5.8241 | 8.6296 | 8.0245 | 5.609 | 4.5703 | 7.9343 | 6.0106 | 7.0592 | 9.6583 | 6.0928 | 1.7305 | 4.9772 | 8.0546 | 2.0669 | 5.0182 | 7.3881 | 6.6038 | 7.7188 | 6.2199 | 6.2321 | 4.9221 | 6.8633 | 5.8786 | 9.7518 | 2.5765 | 7.7064 | 5.739 | 12.6584 | 7.0365 | 7.7027 | 6.8858 | 8.3397 | 5.8588 | 0.71866 | 3.4781 | 11.1036 | 4.5098 | 4.1298 | 9.7798 | 8.9187 | 5.2642 | 3.1937 | 3.6368 | 7.7307 | 11.9691 | 4.2672 | 5.2689 | 9.7362 | 7.151 | 5.3698 | 4.5282 | 7.9566 | 6.3305 | 11.2202 | 7.9478 | 7.3975 | 7.1876 | 4.8386 | 9.0676 | 3.7562 | 4.694 | 7.6427 | 11.608 | 4.4082 | 5.5264 | 8.4885 | 4.1801 | 4.4418 | 8.1408 | 5.7869 | 5.8719 | 5.8477 | 4.9285 | 7.2691 | 4.3149 | 3.5632 | 3.5403 | 5.7497 | 7.9424 | 8.3099 | 8.3587 | 6.2499 | 4.2814 | 9.3403 | 8.3024 | 6.665 | 10.234 | 7.6151 | 7.2443 | 7.8007 | 9.5859 | 4.0727 | 8.4646 | 13.2562 | 9.6761 | 5.8197 | 5.6784 | 9.5229 | 5.1917 | 5.5573 | 6.2727 | 3.2376 | 13.8559 | 7.9064 | 8.8035 | 8.7674 | 8.2734 | 4.3443 | 9.9553 | 5.1413 | 6.1001 | 6.0693 | 5.1191 | 6.7178 | 8.3645 | 7.2965 | 8.6335 | 7.916 | 9.6303 | 2.4682 | 9.3728 | 3.8298 | 9.6175 | 5.7292 | 8.1532 | 7.2337 | 6.1185 | 8.5981 | 3.8061 | 13.6789 | 6.8406 | 8.1446 | 12.3034 | 6.7042 | 3.2568 | 10.9283 | 5.0805 | 8.028 | 8.5491 | 7.0213 | 5.374 | 9.6277 | 5.2507 | 5.1446 | 7.3991 | 9.2895 | 4.5255 | 4.6845 | 8.2673 | 5.1829 | 4.2623 | 4.0479 | 5.079 | 8.1657 | 9.8978 | 6.416 | 4.8138 | 6.5798 | 4.3293 | 8.4332 | 5.2295 | 6.993 | 2.8038 | 2.8568 | 6.6586 | 5.9244 | 7.5199 | 9.4249 | 3.2502 | 5.1314 | 7.3257 | 6.9 | 2.8673 | 5.5407 | 5.5005 | 3.7729 | 3.7078 | 4.8451 | 10.7014 | 4.7913 | 3.3057 | 7.3016 | 3.9436 | 4.2932 | 4.9854 | 11.3948 | 5.6261 | 6.1861 | 4.7449 | 5.9635 | 5.7589 | 12.3731 | 3.4374 | 6.9568 | 7.1963 | 4.2238 | 4.5741 | 4.596 | 7.3611 | 6.2626 | 2.5053 | 8.3864 | 6.5953 | 0.1185 | 9.5905 | 2.9735 | 6.3737 | 0.41095 | 4.5116 | 2.9532 | 8.7693 | 4.8488 | 5.0303 | 5.2514 | 9.4039 | 6.4893 | 9.5299 | 7.7176 | 8.5879 | 8.884 | 7.4221 | 5.5748 | 6.2486 | 5.3686 | 5.5173 | 6.0597 | 13.3224 | 6.2912 | 7.7666 | 2.0953 | 3.9228 | 7.6197 | 9.5784 | 6.0861 | 8.9186 | 7.2675 | 5.6298 | 5.7923 | 7.0199 | 5.1691 | 6.7226 | 2.271 | 3.508 | 6.4456 | 0.55209 | 9.0332 | 3.061 | 5.8273 | 4.4654 | 5.0766 | 4.2961 | 15.3851 | 7.693 | 9.0222 | 3.9032 | 4.3011 | 4.6797 | 4.0815 | 3.8992 | 5.601 | 5.9561 | 9.0229 | 9.6338 | 6.2578 | 4.3574 | 4.6134 | 8.142 | 10.0575 | 5.0515 | 8.7659 | 8.217 | 5.9663 | 5.4268 | 6.1647 | 10.1443 | 6.0937 | 3.874 | 12.0032 | 7.0874 | 6.6471 | 6.2371 | 4.623 | 5.11 | 4.6872 | 5.6908 | 7.8645 | 8.8178 | 11.2553 | 7.3778 | 6.4357 | 10.3016 | 3.7721 | 3.7873 | 9.1921 | 4.4443 | 6.0375 | 7.7073 | 3.3705 | 4.8704 | 12.9944 | 15.6386 | 3.5475 | 9.6476 | 6.883 | 6.9155 | 5.0313 | 4.8287 | 14.7725 | 7.6276 | 3.0489 | 8.6368 | 6.2644 | 5.6445 | 7.8923 | 4.4124 | 2.9004 | 8.5389 | 7.6455 | 11.5539 | 10.1321 | 11.7154 | 12.4816 | 14.9007 | 7.1509 | 6.2651 | 8.5382 | 3.5272 | 4.8898 | 4.6464 | 5.9509 | 5.005 | 9.1718 | 4.4181 | 4.9943 | 6.9166 | 4.8318 | 12.1219 | 4.6142 | 3.9512 | 3.964 | 7.7614 | 7.6155 | 4.7928 | 2.037 | 6.0959 | 3.7703 | 5.2319 | 11.7048 | 6.8503 | 5.1246 | 8.3114 | 8.1666 | 5.8027 | 6.4285 | 5.8191 | 7.4647 | 5.8253 | 6.9937 | 6.2046 | 10.1106 | 8.3315 | 4.7183 | 10.0907 | 6.8362 | 7.4538 | 4.1161 | 9.4552 | 5.002 | 3.1293 | 8.1483 | 5.1456 | 7.4999 | 2.8342 | 3.6584 | 8.9232 | 4.9569 | 8.0544 | 5.013 | 6.3108 | 10.2754 | 3.9877 | 8.6778 | 6.4966 | 7.7433 | 8.3138 | 4.3545 | 8.8698 | 7.579 | 7.067 | 10.8774 | 7.603 | 5.4899 | 4.8828 | 12.7058 | 10.3539 | 5.3422 | 3.3302 | 3.5156 | 5.5317 | 7.3817 | 8.0411 | 4.5874 | 7.9235 | 11.3619 | 8.1176 | 8.5943 | 8.3367 | 10.0159 | 8.5553 | 7.1767 | 2.7798 | 11.4737 | 4.9469 | 4.7908 | 10.1333 | 8.1493 | 3.9927 | 9.5633 | 4.9719 | 4.485 | 8.5042 | 9.3448 | 6.3303 | 6.8134 | 17.3777 | 10.5865 | 5.408 | 6.325 | 9.3419 | 14.1181 | 15.8702 | 6.5656 | 6.8781 | 5.3555 | 5.987 | 4.3481 | 4.2384 | 5.6738 | 9.711 | 4.973 | 7.913 | 5.5048 | 5.5427 | 6.0484 | 6.3045 | 3.5207 | 6.5182 | 5.4706 | 5.9755 | 5.7554 | 6.1065 | 4.3637 | 12.031 | 7.5772 | 5.4152 | 4.9276 | 12.4121 | 5.4354 | 10.8748 | 12.1034 | 6.1845 | 5.926 | 4.3319 | 8.7047 | 4.2607 | 2.773 | 9.2239 | 12.0605 | 5.6065 | 6.2367 | 5.832 | 5.5429 | 6.6081 | 6.8508 | 7.179 | 11.1267 | 3.3998 | 14.0908 | 10.517 | 10.3248 | 4.829 | 5.4091 | 13.4691 | 6.3733 | 4.3849 | 5.246 | 10.4869 | 7.4396 | 5.8539 | 4.6358 | 6.6601 | 9.3466 | 4.8319 | 6.2765 | 9.8754 | 5.2755 | 8.431 | 5.1085 | 4.4365 | 7.1345 | 5.6756 | 6.5341 | 2.9341 | 4.3292 | 5.5311 | 5.4698 | 6.2251 | 17.0318 | 7.8155 | 9.5594 | 9.7926 | 11.9026 | 2.2823 | 4.2666 | 4.1352 | 3.1689 | 5.3458 | 5.3311 | 4.8349 | 4.0484 | 6.0495 | 9.7625 | 5.774 | 6.2912 | 9.8514 | 11.6061 | 4.7415 | 6.3553 | 4.9982 | 6.7874 | 8.9949 | 4.114 | 11.7737 | 8.7507 | 6.2521 | 2.2952 | 7.4679 | 4.0995 | 7.0237 | 7.0974 | 3.1178 | 2.8051 | 7.849 | 4.072 | 5.8011 | 6.5714 | 3.5886 | 7.9785 | 7.3244 | 8.1362 | 5.7831 | 9.1171 | 5.9866 | 7.4571 | 5.5017 | 5.5709 | 5.8435 | 9.7582 | 5.7116 | 11.2917 | 5.6032 | 5.6697 | 12.1813 | 2.6777 | 5.2011 | 5.6136 | 6.7927 | 2.9479 | 4.4345 | 17.4864 | 2.5795 | 5.5637 | 8.3384 | 3.8448 | 3.9343 | 6.2787 | 4.7104 | 4.8272 | 8.5067 | 3.0988 | 2.9071 | 3.4908 | 7.6136 | 9.233 | 7.3782 | 5.5233 | 0.69282 | 4.1229 | 7.2482 | 9.0663 | 4.6023 | 6.1768 | 5.8178 | 7.6985 | 6.5752 | 8.8777 | 4.6244 | 7.8203 | 7.4619 | 3.9653 | 6.5333 | 4.8808 | 9.3131 | 4.1232 | 7.4246 | 8.1441 | 8.0658 | 4.8347 | 3.5721 | 8.2364 | 8.2127 | 8.5127 | 5.7543 | 4.5521 | 5.4692 | 3.2498 | 7.7828 | 9.563 | 8.9941 | 8.5865 | 5.3404 | 9.0603 | 4.6787 | 9.0332 | 6.8788 | 10.2451 | 6.3427 | 6.6159 | 0.62308 | 7.0703 | 6.4166 | 7.1747 | 3.2665 | 10.8052 | 2.6368 | 8.3206 | 8.4052 | 3.2945 | 8.3195 | 13.3443 | 5.161 | 7.1572 | 3.6041 | 5.9684 | 8.2845 | 7.1262 | 5.4362 | 5.7898 | 6.0281 | 13.4847 | 3.2334 | 3.4826 | 9.484 | 10.5264 | 6.1253 | 6.1987 | 6.8841 | 4.7426 | 4.3793 | 8.4404 | 5.4651 | 9.1369 | 2.7493 | 6.1877 | 3.8734 | 6.4351 | 8.0752 | 4.6673 | 4.5681 | 6.9544 | 4.8265 | 4.9876 | 10.5655 | 4.7978 | 9.1652 | 10.6984 | 7.2987 | 7.2091 | 6.296 | 4.8883 | 3.0511 | 5.3289 | 5.7254 | 1.752 | 8.1417 | 6.9729 | 6.9871 | 4.6922 | 8.0092 | 6.2926 | 6.47 | 6.5749 | 2.327 | 2.4691 | 5.6647 | 11.779 | 13.2464 | 4.4363 | 7.6858 | 4.7552 | 4.5666 | 6.0981 | 10.281 | 5.0481 | 12.2453 | 2.6195 | 4.1253 | 6.2454 | 5.841 | 9.7401 | 8.3863 | 4.6763 | 4.0417 | 3.9861 | 8.325 | 8.3265 | 4.1511 | 3.891 | 7.4327 | 5.6129 | 11.519 | 7.2247 | 5.6104 | 5.4622 | 6.8879 | 8.6967 | 10.0987 | 8.1147 | 9.1085 | 5.5636 | 5.673 | 10.5651 | 4.9329 | 5.1278 | 5.6102 | 4.2503 | 3.3678 | 3.2199 | 4.7061 | 22.6844 | 4.0325 | 4.4558 | 8.2371 | 7.1334 | 11.7532 | 7.3973 | 9.1409 | 9.7345 | 5.9006 | 6.3051 | 13.0641 | 4.3208 | 4.8108 | 12.9199 | 12.9144 | 8.564 | 6.9953 | 5.5735 | 5.2669 | 4.8539 | 4.6298 | 8.8977 | 5.5057 | 9.3195 | 5.7027 | 6.168 | 7.9476 | 5.751 | 6.5079 | 3.1617 | 14.969 | 7.7937 | 4.3024 | 10.8549 | 8.3053 | 9.0935 | 7.5148 | 5.2949 | 6.9978 | 8.2112 | 4.9903 | 5.5219 | 6.1462 | 4.1588 | 6.9655 | 14.7526 | 6.4241 | 6.0351 | 3.506 | 6.7046 | 4.0053 | 6.1237 | 6.66 | 7.6623 | 7.0523 | 1.8008 | 5.8935 | 4.8683 | 14.0842 | 5.504 | 7.7744 | 5.1436 | 5.5079 | 11.1684 | 5.3426 | 10.4349 | 7.5777 | 5.9769 | 2.7368 | 5.8454 | 4.4433 | 5.7001 | 10.6774 | 9.6825 | 8.1035 | 8.8968 | 7.2116 | 6.7856 | 10.5179 | 3.0065 | 2.8107 | 4.9891 | 5.0588 | 10.4649 | 13.3917 | 9.1386 | 7.0058 | 5.5611 | 4.9134 | 8.8418 | 5.4541 | 6.5892 | 6.7934 | 10.3468 | 8.7249 | 5.8033 | 3.2153 | 4.7745 | 7.9245 | 5.2161 | 9.1973 | 8.0518 | 5.9229 | 7.2538 | 6.8516 | 7.9847 | 7.6828 | 10.6441 | 10.5718 | 5.0519 | 2.9892 | 10.7351 | 5.2811 | 3.0536 | 6.3442 | 5.2247 | 3.345 | 5.8019 | 4.6547 | 7.3455 | 9.5762 | 8.4083 | 7.2427 | 3.8939 | 10.6637 | 5.7921 | 4.1516 | 7.1781 | 6.9601 | 9.316 | 6.2209 | 8.1226 | 9.5315 | 5.1664 | 5.9235 | 3.8523 | 11.2796 | 6.4058 | 6.3208 | 7.3529 | 6.0052 | 7.1841 | 8.2683 | 7.176 | 6.2009 | 10.736 | 3.9246 | 6.7186 | 3.7077 | 2.5041 | 14.3089 | 5.0588 | 9.2162 | 7.3096 | 7.3273 | 4.0321 | 8.7717 | 4.5321 | 7.5022 | 13.1993 | 5.7402 | 5.9567 | 2.8978 | 6.9524 | 6.4127 | 6.4784 | 6.9901 | 6.0647 | 6.2591 | 13.2691 | 1.4917 | 3.6627 | 4.5059 | 5.4112 | 5.3379 | 5.6442 | 8.8884 | 6.1572 | 7.3178 | 5.8269 | 6.3555 | 6.6858 | 5.9428 | 3.8548 | 10.6059 | 4.7338 | 5.2677 | 2.9887 | 9.0177 | 5.0289 | 3.5683 | 4.8643 | 6.3267 | 6.1831 | 4.8933 | 0.1976 | 4.4378 | 4.2806 | 12.085 | 8.8687 | 5.6028 | 7.7383 | 3.7278 | 6.6956 | 9.0038 | 3.6328 | 8.6375 | 5.1535 | 5.2067 | 3.9604 | 3.8092 | 4.4022 | 8.3494 | 4.304 | 10.8586 | 8.171 | 9.7253 | 10.1372 | 8.5521 | 4.9086 | 5.9529 | 8.2796 | 5.0533 | 7.0335 | 8.1514 | 8.497 | 5.0846 | 7.9747 | 9.4218 | 11.4032 | 8.5656 | 3.2945 | 7.3008 | 7.1726 | 8.1058 | 6.8383 | 9.5763 | 12.2024 | 6.424 | 3.2051 | 5.1467 | 8.2393 | 4.8741 | 6.4223 | 6.1797 | 9.3991 | 2.8528 | 6.3622 | 8.2609 | 13.6185 | 6.5521 | 2.7875 | 2.2199 | 2.3083 | 5.8825 | 5.8607 | 8.5953 | 2.3813 | 6.4327 | 11.7667 | 6.0399 | 5.9007 | 6.9478 | 7.3807 | 5.0455 | 1.9905 | 11.2367 | 6.9715 | 5.4154 | 3.7635 | 5.178 | 8.8312 | 6.3859 | 16.1265 | 5.8169 | 6.4336 | 7.1036 | 4.7902 | 2.8234 | 12.6489 | 4.7401 | 8.2556 | 11.4194 | 5.3244 | 5.2388 | 7.6696 | 7.7272 | 13.6088 | 4.6255 | 9.2529 | 7.5139 | 9.7513 | 9.9265 | 8.4745 | 8.5336 | 0.098292 | 3.7359 | 5.7116 | 6.842 | 4.8152 | 5.1199 | 6.2899 | 7.9923 | 8.4801 | 3.5197 | 8.3499 | 9.0584 | 3.7246 | 3.426 | 7.1396 | 7.3613 | 5.0811 | 10.2798 | 5.8384 | 3.1935 | 6.8744 | 13.8575 | 7.199 | 10.5296 | 6.8697 | 4.2907 | 4.4134 | 5.3026 | 9.1395 | 10.786 | 3.4565 | 5.7397 | 6.7854 | 9.0181 | 3.461 | 5.0701 | 6.0945 | 12.1928 | 4.635 | 9.2363 | 11.8025 | 7.9776 | 9.4862 | 4.4471 | 7.0057 | 6.758 | 6.906 | 10.7525 | 4.1788 | 6.724 | 6.7423 | 2.3549 | 4.7035 | 7.8345 | 7.797 | 3.4484 | 10.7214 | 6.3962 | 4.9534 | 8.5095 | 6.8221 | 14.1756 | 8.9698 | 4.922 | 6.8809 | 4.9822 | 6.3925 | 6.8554 | 9.1027 | 2.8444 | 3.3164 | 14.1756 | 8.0023 | 5.3422 | 5.8067 | 10.978 | 5.6636 | 9.0167 | 4.1704 | 7.9493 | 9.5565 | 5.9264 | 6.3554 | 9.2219 | 5.0115 | 9.6237 | 2.6567 | 6.897 | 5.1442 | 3.2785 | 12.1091 | 8.8793 | 5.5045 | 8.9578 | 8.4229 | 4.1295 | 9.3706 | 9.0606 | 4.7394 | 2.9567 | 8.0659 | 5.2339 | 10.4765 | 7.7524 | 6.712 | 6.8247 | 4.7046 | 8.6007 | 4.4686 | 3.5839 | 7.2944 | 5.4859 | 7.2264 | 6.7507 | 11.1668 | 8.3532 | 5.517 | 4.3141 | 14.053 | 6.1821 | 0.79345 | 6.8773 | 9.1047 | 6.9666 | 12.4456 | 5.832 | 8.7741 | 3.8288 | 9.9859 | 8.5408 | 7.8853 | 18.1533 | 10.4985 | 7.694 | 7.8217 | 8.6853 | 7.4958 | 7.9093 | 6.7274 | 8.6706 | 9.8352 | 3.3767 | 9.5241 | 4.6817 | 5.5292 | 4.4288 | 10.1041 | 7.2175 | 8.2589 | 17.4052 | 5.3714 | 12.0489 | 5.4214 | 8.4914 | 6.0592 | 5.9984 | 4.5076 | 4.3841 | 4.2348 | 9.433 | 7.9293 | 5.8745 | 7.4023 | 9.286 | 4.1487 | 10.5281 | 7.7954 | 4.909 | 3.8235 | 7.233 | 7.3072 | 9.4884 | 12.318 | 8.0162 | 8.185 | 5.4772 | 8.4526 | 8.0312 | 4.9402 | 11.1712 | 2.8118 | 0.60428 | 6.7159 | 8.8702 | 7.4914 | 7.6078 | 5.3919 | 7.2652 | 11.0721 | 9.6021 | 9.3752 | 7.1315 | 4.1815 | 5.5401 | 9.8176 | 11.7584 | 5.9489 | 9.3072 | 9.9839 | 6.4806 | 7.6629 | 8.3935 | 6.9897 | 5.3104 | 8.2653 | 7.3717 | 3.9045 | 4.1778 | 3.7447 | 5.0224 | 7.1384 | 6.9786 | 5.6483 | 5.6178 | 11.236 | 5.9013 | 4.9098 | 4.0477 | 10.3498 | 11.6063 | 5.1206 | 7.766 | 7.1858 | 9.1324 | 7.3846 | 7.1038 | 8.2242 | 10.088 | 2.9029 | 3.5474 | 11.2653 | 4.5007 | 4.5942 | 8.6093 | 7.9766 | 7.7366 | 8.0227 | 10.7358 | 6.1057 | 9.4103 | 11.4241 | 3.8263 | 11.5909 | 9.7823 | 5.6348 | 5.2358 | 5.1938 | 6.9406 | 9.9904 | 5.9353 | 5.7159 | 5.6887 | 6.7873 | 8.2093 | 4.0138 | 11.4241 | 5.9141 | 4.0981 | 5.7286 | 10.2639 | 9.7175 | 4.2168 | 3.9596 | 12.3826 | 5.1674 | 6.0948 | 8.7861 | 6.5216 | 12.1361 | 5.2129 | 3.5398 | 7.0974 | 3.2286 | 7.458 | 8.9972 | 6.4141 | 9.486 | 4.2746 | 3.1496 | 4.5544 | 7.2684 | 3.56 | 9.0603 | 6.9455 | 8.8955 | 8.6372 | 12.8754 | 7.3953 | 2.1517 | 5.2536 | 2.7395 | 13.7656 | 11.0756 | 8.2188 | 7.8652 | 7.6789 | 4.7249 | 6.9227 | 7.3379 | 7.3943 | 5.9498 | 4.837 | 6.0245 | 1.0612 | 6.1197 | 11.7192 | 2.927 | 11.5957 | 8.2429 | 7.5134 | 4.8521 | 6.6639 | 1.8497 | 8.1302 | 8.2867 | 6.2086 | 8.1299 | 8.0034 | 3.9477 | 3.3367 | 4.887 | 3.6458 | 7.4532 | 5.7091 | 4.0164 | 4.7871 | 11.8418 | 5.7972 | 10.8219 | 5.4768 | 4.5958 | 7.6244 | 8.8957 | 8.7086 | 7.0458 | 8.4833 | 9.6839 | 2.9692 | 7.4064 | 3.6453 | 7.5342 | 5.5269 | 7.5087 | 12.2957 | 6.205 | 7.6018 | 3.2634 | 4.8167 | 5.0418 | 5.4955 | 7.4781 | 5.7438 | 4.4521 | 7.4537 | 7.6254 | 5.281 | 7.7769 | 12.6178 | 4.1796 | 7.8972 | 4.9194 | 3.884 | 9.4794 | 6.5248 | 4.9104 | 4.0761 | 5.8445 | 7.3654 | 4.3695 | 6.7311 | 7.2324 | 6.8342 | 5.1839 | 6.1128 | 8.7307 | 8.0747 | 5.4255 | 7.6197 | 9.6283 | 4.1174 | 6.4011 | 7.5424 | 6.3151 | 6.8135 | 16.9428 | 5.3783 | 13.2153 | 5.5362 | 7.753 | 6.1824 | 5.6769 | 8.4983 | 8.2353 | 7.9569 | 8.2573 | 6.692 | 10.0655 | 3.4277 | 8.677 | 2.6062 | 6.3057 | 5.0181 | 7.482 | 3.9397 | 12.676 | 6.6035 | 5.2231 | 6.1811 | 8.2197 | 4.5118 | 7.4699 | 5.7211 | 9.0982 | 5.5309 | 5.558 | 12.0011 | 5.9296 | 4.8156 | 7.6844 | 4.8695 | 6.116 | 8.52 | 5.408 | 4.1995 | 4.1303 | 6.9529 | 6.5005 | 7.0128 | 5.3646 | 9.3826 | 4.6376 | 7.6637 | 4.9714 | 4.6036 | 5.9536 | 5.9459 | 4.8118 | 14.5459 | 3.5854 | 8.0544 | 9.4863 | 5.4019 | 7.3159 | 6.9917 | 8.7612 | 10.117 | 3.6945 | 8.7277 | 5.589 | 6.9956 | 5.8894 | 6.8056 | 3.9753 | 11.3196 | 5.6421 | 4.9757 | 13.4703 | 7.0323 | 9.7009 | 4.3303 | 9.3566 | 7.5166 | 4.5067 | 5.4166 | 5.3701 | 9.911 | 6.5187 | 4.4181 | 4.7504 | 4.7843 | 12.5808 | 0.037233 | 5.0783 | 2.8283 | 8.9321 | 13.0104 | 13.4877 | 4.2599 | 5.2676 | 9.8039 | 3.1128 | 5.9287 | 7.2327 | 7.4322 | 6.8388 | 9.8757 | 6.4251 | 0.77591 | 8.6538 | 4.5649 | 4.0646 | 9.1684 | 3.9171 | 6.836 | 4.5289 | 3.7923 | 11.2141 | 6.1124 | 6.2917 | 7.7839 | 10.1644 | 4.6909 | 3.9461 | 2.2119 | 9.363 | 8.1021 | 8.4066 | 9.9585 | 8.6978 | 4.7408 | 3.5341 | 7.9942 | 5.7904 | 2.8105 | 11.9973 | 10.4354 | 7.2412 | 5.1234 | 18.7967 | 4.7328 | 4.9845 | 6.4654 | 0.095822 | 4.2859 | 5.4665 | 5.999 | 4.7329 | 10.2049 | 13.6782 | 4.3501 | 6.9932 | 3.9671 | 7.9935 | 3.0445 | 7.437 | 11.9642 | 7.6303 | 3.996 | 9.6619 | 5.6754 | 6.6602 | 7.3632 | 11.9097 | 3.5871 | 4.7375 | 6.4534 | 4.9082 | 13.393 | 7.491 | 10.6473 | 5.5895 | 4.946 | 8.6215 | 7.4307 | 7.6464 | 6.3546 | 3.7475 | 8.4702 | 8.9126 | 5.4652 | 9.5782 | 0.22693 | 9.2629 | 2.8764 | 6.7971 | 9.6102 | 5.1639 | 9.1169 | 4.8698 | 8.526 | 6.0877 | 8.0192 | 3.6168 | 7.1832 | 5.2488 | 11.9853 | 2.2063 | 6.3517 | 5.5372 | 5.2855 | 5.4431 | 8.2738 | 4.1251 | 5.2051 | 5.8276 | 6.0765 | 4.7969 | 8.4172 | 8.9077 | 12.723 | 4.1425 | 4.3903 | 4.6458 | 5.6834 | 6.596 | 3.1223 | 4.1873 | 11.8118 | 6.9799 | 5.6424 | 5.9812 | 13.1187 | 9.5842 | 6.2561 | 3.2251 | 7.9606 | 9.3012 | 6.1485 | 0.012616 | 8.2772 | 9.998 | 6.101 | 8.9517 | 9.3058 | 7.0908 | 4.0283 | 5.8233 | 6.7054 | 5.7731 | 5.6125 | 7.1339 | 3.3242 | 5.0905 | 3.4363 | 7.7624 | 6.0762 | 0.059492 | 6.3024 | 8.9105 | 7.7975 | 4.921 | 6.3023 | 9.5896 | 11.4886 | 6.1255 | 8.7347 | 6.5242 | 8.6654 | 6.0976 | 6.6076 | 7.7324 | 6.2722 | 7.5929 | 9.2631 | 6.9665 | 6.4077
| Σn | [5 empty] | Σn | 170.0318 | 210.3762 | 227.4884 | 84.9287 | 171.0948 | 147.8212 | 246.5322 | 140.3777 | 127.0085 | 166.0609 | 236.7223 | 310.5774 | 194.3921 | 273.6201 | 317.4084 | 61.2794 | 237.9346 | 260.5866 | 104.8172 | 215.3247 | 215.277 | 399.2429 | 215.9514 | 138.7473 | 231.929 | 169.6651 | 212.8025 | 281.432 | 147.0287 | 138.8233 | 398.0613 | 133.2341 | 99.1549 | 273.5519 | 193.9985 | 230.101 | 207.9827 | 220.0938 | 221.7322 | 168.0831 | 90.5663 | 274.3611 | 135.5534 | 291.7692 | 321.1509 | 261.5516 | 173.8949 | 94.2851 | 171.7476 | 122.0584 | 417.7957 | 137.3333 | 64.0665 | 80.9945 | 244.4739 | 119.8965 | 325.1836 | 173.0051 | 246.5876 | 91.9668 | 180.1587 | 187.5183 | 219.4957 | 289.6768 | 276.8309 | 301.9607 | 129.7007 | 84.3234 | 180.7995 | 233.488 | 301.5746 | 181.7149 | 182.1195 | 152.3242 | 131.988 | 405.3214 | 278.6787 | 277.3243 | 219.8241 | 291.4106 | 261.5241 | 221.8151 | 234.1235 | 162.6322 | 256.1682 | 273.9743 | 128.8034 | 201.2129 | 96.4391 | 228.7244 | 188.074 | 132.1116 | 251.8136 | 310.5082 | 148.4632 | 334.3281 | 237.4593 | 142.2909 | 123.8361 | 82.6372 | 163.9567 | 194.094 | 254.682 | 237.3366 | 161.4776 | 224.443 | 118.735 | 115.0254 | 110.0605 | 162.3615 | 159.5331 | 151.1504 | 270.3175 | 221.0706 | 140.459 | 106.2374 | 154.0956 | 181.671 | 188.566 | 415.4539 | 133.0425 | 168.2178 | 194.3415 | 158.7744 | 373.2276 | 183.5731 | 114.3932 | 214.0127 | 136.0817 | 201.8464 | 276.4065 | 494.7957 | 185.8104 | 140.4095 | 133.3246 | 392.6581 | 131.3123 | 194.7321 | 134.3711 | 164.1951 | 246.0728 | 409.091 | 248.5356 | 273.0723 | 185.3751 | 185.0002 | 178.43 | 259.4443 | 141.0493 | 323.4258 | 158.5934 | 101.0753 | 178.4526 | 153.359 | 159.4983 | 241.4791 | 182.331 | 188.0203 | 297.0895 | 93.9731 | 238.482 | 241.0603 | 144.5566 | 181.7222 | 151.9538 | 206.1416 | 232.0198 | 256.2856 | 262.3178 | 189.051 | 177.9753 | 307.7148 | 251.3729 | 257.8488 | 105.3442 | 58.6394 | 213.5389 | 59.6424 | 76.498 | 202.9962 | 198.0179 | 291.2675 | 66.1139 | 291.3004 | 152.4841 | 283.4745 | 179.5951 | 117.3018 | 320.6428 | 325.5073 | 271.3834 | 155.8257 | 67.5695 | 163.5944 | 76.3556 | 259.6924 | 300.0797 | 163.6917 | 93.3627 | 326.3473 | 172.6523 | 188.8645 | 75.7597 | 179.1068 | 147.4708 | 114.3712 | 107.9755 | 215.1596 | 125.3254 | 145.7189 | 126.5165 | 90.9898 | 228.1606 | 166.052 | 189.1287 | 197.9123 | 140.8618 | 298.6016 | 108.4879 | 127.6685 | 153.981 | 276.4788 | 169.9177 | 263.8065 | 273.9536 | 99.6174 | 208.0297 | 179.9682 | 245.5518 | 76.0302 | 180.3248 | 204.5903 | 163.693 | 291.8779 | 152.9603 | 332.9749 | 135.2309 | 190.9261 | 109.9889 | 226.6477 | 241.1261 | 117.819 | 155.4627 | 124.6376 | 231.797 | 166.7828 | 209.571 | 279.6348 | 189.1931 | 105.0189 | 193.2533 | 154.4279 | 217.0734 | 212.3578 | 193.9598 | 196.3862 | 60.8111 | 132.464 | 88.5785 | 136.8789 | 240.0912 | 236.5301 | 170.1338 | 90.1165 | 192.1438 | 157.6205 | 149.808 | 382.1141 | 259.8923 | 231.1555 | 188.7156 | 191.112 | 111.1513 | 156.9965 | 130.0923 | 119.5962 | 219.2646 | 147.5478 | 203.4709 | 283.3321 | 272.776 | 174.3851 | 133.9261 | 240.8215 | 166.7424 | 217.2836 | 177.5434 | 157.0345 | 181.5275 | 194.8149 | 197.6274 | 101.1571 | 152.1761 | 121.6837 | 306.0163 | 110.0798 | 135.0169 | 159.4877 | 163.3837 | 9.2742 | 110.1276 | 127.7131 | 130.0203 | 81.9245 | 367.6219 | 108.0583 | 210.5277 | 111.4329 | 162.0358 | 69.9073 | 243.4085 | 122.7241 | 574.2812 | 467.9747 | 36.3104 | 98.4645 | 346.1669 | 88.6147 | 179.71 | 200.8322 | 231.7508 | 163.3476 | 154.1165 | 210.5096 | 226.4252 | 255.2202 | 204.0367 | 135.6713 | 314.2278 | 216.5759 | 138.4721 | 180.7341 | 226.1493 | 160.4838 | 166.1459 | 86.6942 | 446.9176 | 196.2902 | 172.5798 | 220.3777 | 265.4461 | 152.4005 | 226.0896 | 156.7221 | 274.4356 | 96.9903 | 230.1745 | 194.6204 | 245.6742 | 366.053 | 114.0038 | 129.1971 | 5.6913 | 95.5857 | 194.9242 | 112.8984 | 262.8567 | 265.7968 | 102.3952 | 431.7442 | 188.1368 | 102.6264 | 202.7892 | 113.6604 | 99.6339 | 102.5547 | 136.6384 | 115.731 | 196.9381 | 276.1803 | 137.0667 | 352.651 | 157.2965 | 197.9732 | 161.6721 | 74.8624 | 157.717 | 200.649 | 234.629 | 259.9394 | 249.7895 | 150.3272 | 222.485 | 40.1392 | 138.994 | 237.5519 | 367.3689 | 102.2335 | 341.0803 | 203.6939 | 326.0487 | 134.3189 | 181.5998 | 221.257 | 154.2789 | 295.1761 | 267.4931 | 250.6165 | 287.5349 | 274.6716 | 204.4103 | 135.0185 | 211.0347 | 93.6541 | 260.5328 | 265.0456 | 185.442 | 199.0725 | 307.2195 | 168.5683 | 106.9873 | 123.2642 | 273.6738 | 138.2502 | 159.3869 | 161.0535 | 343.4277 | 206.862 | 243.6042 | 230.7211 | 193.328 | 419.313 | 212.9109 | 294.1534 | 180.9841 | 179.4633 | 253.7024 | 317.5835 | 279.7506 | 155.9435 | 193.184 | 154.9648 | 235.5808 | 199.8426 | 130.5168 | 176.2846 | 223.0351 | 217.3395 | 214.5847 | 192.3895 | 286.7151 | 128.1987 | 271.1666 | 250.6266 | 137.4293 | 286.8684 | 117.0917 | 176.5056 | 159.326 | 281.5803 | 199.7938 | 117.236 | 84.118 | 175.3472 | 364.2046 | 161.4857 | 158.9177 | 273.1186 | 217.7236 | 263.7869 | 180.1201 | 179.1429 | 233.1509 | 238.2933 | 284.61 | 262.995 | 137.2171 | 254.5867 | 228.0398 | 199.7817 | 251.806 | 96.6768 | 253.366 | 340.6883 | 188.658 | 355.0294 | 167.1516 | 154.1071 | 213.8389 | 175.195 | 278.6116 | 292.1469 | 242.2942 | 321.4785 | 341.8477 | 99.8729 | 105.1216 | 240.9364 | 283.2664 | 374.8157 | 131.7614 | 145.9645 | 281.4143 | 276.4992 | 285.1961 | 163.7934 | 111.9666 | 320.9348 | 257.2418 | 105.5782 | 262.2139 | 403.4517 | 136.549 | 249.4376 | 370.9373 | 200.8963 | 243.8009 | 160.431 | 236.2784 | 272.43 | 119.7098 | 278.6503 | 250.9034 | 243.4056 | 281.5919 | 164.5041 | 167.9074 | 116.0316 | 230.3707 | 94.8586 | 227.4229 | 205.8391 | 196.2936 | 143.3694 | 128.5315 | 209.1871 | 367.487 | 145.681 | 241.1562 | 258.6521 | 131.8687 | 165.1237 | 162.4318 | 146.7401 | 271.2162 | 191.5033 | 142.2384 | 88.1835 | 211.364 | 245.6343 | 220.8602 | 275.6785 | 219.3679 | 350.8711 | 216.9218 | 238.7011 | 368.8135 | 294.9056 | 326.7207 | 158.3528 | 186.7304 | 320.773 | 293.0176 | 78.3859 | 162.2729 | 155.2983 | 86.8042 | 291.5816 | 117.4419 | 219.3576 | 145.2477 | 103.6586 | 354.1686 | 304.3156 | 217.9877 | 244.4279 | 155.2498 | 315.4141 | 177.0177 | 191.0224 | 288.6888 | 226.804 | 140.8169 | 115.7406 | 223.7225 | 231.9109 | 83.2625 | 225.4353 | 134.9105 | 137.8379 | 270.7602 | 256.3284 | 126.9176 | 197.1036 | 229.8211 | 162.0326 | 143.3798 | 100.6139 | 309.3844 | 216.9474 | 146.6956 | 116.4517 | 207.39 | 346.0125 | 125.9202 | 106.1119 | 137.0705 | 270.4543 | 124.533 | 210.8634 | 202.7336 | 148.8812 | 163.0765 | 106.0078 | 295.0293 | 180.195 | 515.6618 | 151.6624 | 138.9794 | 240.0799 | 159.6292 | 154.3148 | 227.2434 | 259.624 | 246.9502 | 133.4321 | 371.0004 | 194.5358 | 142.7717 | 155.2106 | 297.0982 | 321.1316 | 265.6031 | 174.6142 | 446.7765 | 181.0321 | 294.0215 | 100.1118 | 146.4419 | 136.4185 | 202.5662 | 117.3779 | 343.6387 | 282.0577 | 338.4461 | 269.1192 | 111.0972 | 243.6966 | 112.603 | 191.9486 | 154.3007 | 142.5255 | 258.7764 | 160.086 | 144.5823 | 193.6986 | 183.1611 | 57.4336 | 261.6793 | 159.9803 | 145.2331 | 422.8742 | 177.4983 | 129.913 | 185.5339 | 190.2326 | 156.9098 | 239.9989 | 123.0939 | 115.5507 | 178.7351 | 124.1638 | 140.5847 | 105.7242 | 146.2817 | 166.3545 | 407.0212 | 213.13 | 99.1238 | 225.1266 | 135.9206 | 258.6024 | 200.7003 | 104.6517 | 386.3416 | 226.9431 | 449.0609 | 243.6667 | 221.5692 | 184.0019 | 118.2276 | 161.2328 | 103.881 | 265.2817 | 163.0998 | 193.621 | 102.6374 | 215.816 | 259.7599 | 150.8127 | 342.9702 | 303.0136 | 310.9951 | 155.0429 | 191.0322 | 272.7668 | 146.9578 | 168.6349 | 218.1417 | 200.9835 | 223.1948 | 77.639 | 175.2416 | 93.2685 | 116.3382 | 579.3451 | 235.7756 | 390.0964 | 192.4538 | 215.2441 | 169.8808 | 239.1326 | 116.6374 | 421.2154 | 263.2465 | 234.9698 | 202.121 | 166.4354 | 208.0961 | 113.1579 | 211.8466 | 128.3107 | 129.0553 | 148.3154 | 76.9794 | 133.343 | 515.9247 | 137.0511 | 212.4184 | 219.2877 | 161.0999 | 213.1117 | 155.3577 | 188.7233 | 325.0483 | 345.6629 | 296.7375 | 322.5272 | 271.2598 | 181.7046 | 144.9689 | 219.2374 | 179.9162 | 204.2713 | 104.3433 | 223.8423 | 135.9401 | 88.5824 | 213.5757 | 189.4167 | 132.8602 | 220.659 | 156.3661 | 265.7094 | 248.4968 | 219.3131 | 107.8623 | 273.6337 | 82.5228 | 137.3542 | 196.6129 | 254.5789 | 190.5263 | 133.5802 | 206.2989 | 106.579 | 294.0154 | 225.4721 | 128.607 | 173.5051 | 323.8967 | 132.5515 | 190.7721 | 251.7059 | 413.8279 | 185.98 | 189.6322 | 71.3483 | 248.4675 | 111.0649 | 299.5395 | 235.4588 | 191.6171 | 228.9779 | 83.1731 | 165.0142 | 159.1996 | 94.5323 | 264.7611 | 372.0085 | 94.4527 | 235.6175 | 508.6953 | 109.4516 | 171.8335 | 96.0777 | 147.2128 | 160.8688 | 299.4492 | 107.8762 | 215.8713 | 264.5761 | 171.6739 | 102.6771 | 119.3651 | 265.9219 | 213.7821 | 131.4892 | 153.7357 | 226.2072 | 135.5528 | 204.4358 | 182.8004 | 203.7831 | 191.7046 | 223.2216 | 20.7967 | 329.229 | 110.1939 | 218.5079 | 410.0756 | 215.4306 | 208.3997 | 328.7609 | 251.1668 | 126.7104 | 200.9468 | 192.3517 | 177.8031 | 254.2988 | 304.3597 | 97.1511 | 241.4544 | 249.2614 | 170.2036 | 180.0435 | 175.7584 | 219.459 | 205.8819 | 231.0009 | 150.4275 | 171.3004 | 302.1909 | 232.3282 | 274.5613 | 172.5526 | 192.9412 | 109.2829 | 119.6865 | 202.9772 | 246.2139 | 196.9935 | 117.0125 | 191.7728 | 166.5795 | 151.772 | 130.5114 | 243.3006 | 130.5587 | 155.8733 | 280.7179 | 165.5608 | 304.9512 | 122.3807 | 330.6939 | 89.6946 | 294.0545 | 286.6981 | 171.5563 | 206.1948 | 139.9373 | 132.5619 | 185.9175 | 178.6142 | 225.7124 | 221.8611 | 162.8621 | 123.1224 | 170.3762 | 228.3129 | 315.9629 | 139.6516 | 80.4796 | 663.573 | 154.4225 | 247.4835 | 119.0017 | 244.1944 | 178.2466 | 147.3566 | 244.7898 | 203.9795 | 243.3399 | 181.5714 | 91.6715 | 223.5349 | 154.1603 | 137.0485 | 133.8868 | 337.864 | 111.4863 | 220.7133 | 240.1147 | 176.2129 | 277.1091 | 198.7634 | 170.2462 | 107.3578 | 287.4608 | 103.729 | 166.9779 | 89.2765 | 132.1465 | 108.8447 | 135.1125 | 177.7092 | 284.6722 | 241.1335 | 194.1398 | 198.7595 | 332.5153 | 220.9128 | 295.5389 | 162.7667 | 249.7719 | 211.0038 | 248.0406 | 254.4238 | 380.6429 | 206.7433 | 126.8784 | 235.145 | 261.1475 | 147.6056 | 248.9764 | 240.2509 | 219.7514 | 160.4544 | 195.442 | 172.6516 | 272.5323 | 199.7438 | 132.3929 | 390.9996 | 167.3703 | 201.2047 | 210.9658 | 173.2515 | 304.357 | 185.4839 | 241.6553 | 250.3625 | 202.0531 | 174.6589 | 215.6198 | 267.1654 | 402.4761 | 224.5021 | 199.6283 | 57.9496 | 233.5964 | 270.6608 | 157.1292 | 335.3863 | 173.3431 | 237.7478 | 146.2724 | 255.0608 | 125.6267 | 247.7945 | 147.3516 | 414.2159 | 321.4463 | 212.436 | 147.2198 | 245.4721 | 239.1727 | 82.2375 | 257.2303 | 172.3325 | 135.2408 | 349.9236 | 176.3651 | 149.0037 | 265.2335 | 312.4002 | 246.0775 | 117.2452 | 399.3828 | 261.5922 | 27.135 | 186.3896 | 278.099 | 142.3653 | 102.1267 | 102.7294 | 132.9845 | 199.886 | 356.9361 | 125.0985 | 177.7915 | 239.9579 | 110.9285 | 222.9375 | 220.5987 | 220.5588 | 237.6776 | 255.2692 | 185.5329 | 103.1239 | 342.234 | 198.0635 | 172.911 | 203.0595 | 50.7974 | 472.8608 | 155.3269 | 167.3113 | 27.7263 | 234.3991 | 169.5345 | 409.8126 | 150.2531 | 247.3604 | 317.2118 | 146.8346 | 145.746 | 200.8738 | 286.5081 | 263.5566 | 214.8739 | 115.8035 | 222.0513 | 141.0802 | 130.4505 | 251.7578 | 196.9768 | 289.3502 | 163.7496 | 276.9712 | 137.0158 | 158.1456 | 132.7391 | 180.7406 | 309.6662 | 250.0278 | 203.6856 | 201.4288 | 182.5061 | 289.4901 | 158.2654 | 524.3033 | 125.7052 | 185.6968 | 367.2406 | 155.6252 | 198.2665 | 199.1408 | 308.4769 | 93.7318 | 198.1598 | 73.2921 | 388.2576 | 449.3726 | 451.5735 | 164.3399 | 193.7331 | 402.7583 | 272.2864 | 143.859 | 339.1754 | 226.1524 | 428.7278 | 177.9957 | 274.1426 | 253.3042 | 210.7009 | 134.6248 | 113.3301 | 84.4139 | 132.0788 | 159.6891 | 211.9516 | 258.7121 | 292.6757 | 346.3536 | 112.83 | 190.8696 | 211.1344 | 261.2868 | 152.2508 | 282.5988 | 180.3979 | 256.0064 | 121.2623 | 192.7282 | 374.8987 | 89.5712 | 117.1658 | 182.4468 | 232.3889 | 198.3819 | 199.3691 | 317.7462 | 261.555 | 133.2807 | 94.7733 | 198.5015 | 9.4102 | 106.4846 | 229.6983 | 225.6741 | 58.4091 | 95.7687 | 339.0979 | 244.3767 | 104.783 | 393.9977 | 359.4196 | 340.9112 | 213.751 | 129.6601 | 160.5203 | 347.5537 | 188.4012 | 131.8378 | 262.2227 | 301.6907 | 152.1077 | 213.4346 | 481.8348 | 154.2994 | 196.4632 | 151.1908 | 174.104 | 156.496 | 261.8219 | 235.5754 | 273.2021 | 174.1551 | 198.4248 | 150.5496 | 199.1379 | 209.2616 | 181.3763 | 172.8186 | 245.7642 | 186.1009 | 296.3965 | 93.4854 | 270.2352 | 107.0047 | 179.0024 | 353.4367 | 278.4307 | 230.0891 | 332.2393 | 92.385 | 125.6155 | 189.0032 | 155.4516 | 164.7492 | 331.6385 | 209.3902 | 167.0351 | 140.0095 | 223.2239 | 198.1995 | 297.3744 | 83.0372 | 175.0682 | 338.3223 | 293.9532 | 311.3744 | 128.6013 | 86.402 | 173.415 | 264.2882 | 226.4079 | 207.3131 | 225.8437 | 240.0829 | 102.0559 | 121.8972 | 161.722 | 109.0313 | 138.757 | 170.1309 | 148.4565 | 309.1239 | 196.1158 | 305.9227 | 349.0827 | 173.4264 | 184.4737 | 143.0762 | 158.296 | 118.3699 | 244.6952 | 141.0774 | 183.1413 | 198.1017 | 135.1045 | 93.912 | 144.2958 | 97.3436 | 80.7351 | 164.2003 | 303.329 | 127.8792 | 190.4544 | 170.2244 | 100.7942 | 133.0775 | 136.9014 | 148.4085 | 249.1443 | 144.3011 | 224.1724 | 99.5991 | 205.8778 | 349.3271 | 222.4167 | 381.3213 | 296.7184 | 213.3366 | 214.7637 | 272.3275 | 176.6859 | 156.3239 | 154.174 | 245.618 | 386.123 | 140.2695 | 58.7543 | 181.341 | 267.2428 | 244.7688 | 159.5593 | 294.2651 | 228.0022 | 467.1375 | 256.5428 | 240.2357 | 354.574 | 241.5297 | 138.8217 | 5.1122 | 227.4808 | 225.5492 | 252.2991 | 204.8647 | 153.8681 | 233.8698 | 194.0374 | 117.7702 | 161.6513 | 147.3568 | 290.8323 | 137.3635 | 325.6699 | 229.9836 | 141.3025 | 194.2658 | 112.343 | 238.9268 | 167.6979 | 212.182 | 145.6829 | 131.0365 | 219.0872 | 250.7415 | 206.7256 | 191.6702 | 301.5002 | 203.7979 | 187.7025 | 187.98 | 102.9621 | 323.2063 | 281.0162 | 117.6962 | 242.2835 | 171.1508 | 273.0056 | 152.9021 | 300.8018 | 90.9625 | 285.5405 | 181.532 | 129.1038 | 102.0759 | 143.6014 | 279.387 | 126.1282 | 200.2429 | 154.5746 | 151.572 | 179.9465 | 280.4402 | 190.0733 | 89.1062 | 107.8588 | 130.5126 | 267.0153 | 153.6557 | 233.1327 | 144.3085 | 233.2228 | 201.1963 | 191.333 | 153.7382 | 156.0879 | 196.2161 | 128.9855 | 385.2269 | 267.066 | 96.4711 | 162.8088 | 158.7398 | 229.9583 | 219.0662 | 284.4469 | 279.8113 | 129.8765 | 169.3276 | 105.8039 | 295.4137 | 165.2805 | 75.866 | 380.4273 | 196.9941 | 202.4414 | 147.2529 | 186.7594 | 190.8214 | 216.5094 | 179.9504 | 107.8782 | 115.4269 | 170.3096 | 262.9587 | 81.2019 | 107.8305 | 347.6003 | 148.1246 | 117.7828 | 272.4616 | 170.0357 | 137.4356 | 198.633 | 225.2199 | 166.8261 | 237.6788 | 107.8199 | 90.9715 | 236.636 | 152.4449 | 228.6086 | 129.6026 | 176.4011 | 100.3287 | 161.1808 | 183.3772 | 207.8575 | 91.5182 | 245.9479 | 284.8233 | 339.5308 | 100.5863 | 203.5042 | 160.7868 | 174.4839 | 241.3789 | 180.8264 | 245.8306 | 152.2048 | 261.6194 | 165.9351 | 78.0083 | 208.6944 | 182.9676 | 278.6436 | 146.0127 | 305.7109 | 411.3076 | 162.6543 | 175.3326 | 252.1253 | 271.6863 | 309.9905 | 187.9209 | 112.9546 | 258.2707 | 245.5002 | 182.9597 | 211.0111 | 194.7008 | 303.735 | 201.7912 | 167.6616 | 183.9657 | 136.5403 | 196.8066 | 125.3927 | 306.3397 | 100.9652 | 152.3683 | 187.5483 | 192.9819 | 270.4241 | 52.4169 | 215.0492 | 166.313 | 201.8821 | 192.0308 | 297.8763 | 495.0077 | 238.9265 | 135.5283 | 183.4275 | 439.1179 | 170.2139 | 202.2181 | 177.9636 | 86.9639 | 112.9907 | 228.0613 | 128.5439 | 110.7402 | 182.0256 | 195.6889 | 175.853 | 185.6722 | 280.2294 | 313.583 | 125.5209 | 216.8865 | 224.1931 | 133.635 | 188.6726 | 168.7084 | 189.9888 | 233.5415 | 58.0701 | 189.3575 | 117.934 | 168.3535 | 257.4596 | 231.6279 | 139.6396 | 158.9284 | 142.1172 | 178.8941 | 308.6789 | 197.6013 | 27.3284 | 98.4525 | 138.5342 | 190.7602 | 178.3168 | 245.2378 | 181.8697 | 183.0457 | 146.0806 | 333.7887 | 161.8724 | 355.6604 | 328.3033 | 284.3094 | 188.1442 | 263.6934 | 282.0533 | 268.6992 | 67.8826 | 296.8658 | 266.9047 | 254.9198 | 87.8748 | 166.9596 | 195.8634 | 233.9858 | 180.1862 | 319.3053 | 246.583 | 296.3715 | 117.8235 | 175.6641 | 294.8987 | 391.741 | 243.8948 | 126.4607 | 259.4423 | 113.8499 | 167.0063 | 135.3476 | 164.8265 | 227.5456 | 285.4595 | 143.504 | 345.7238 | 143.5646 | 232.0519 | 149.5538 | 217.8691 | 212.6128 | 170.8712 | 228.42 | 109.9769 | 306.1863 | 345.9106 | 166.8413 | 227.5044 | 296.3805 | 196.1027 | 189.2456 | 259.6855 | 277.7688 | 179.2982 | 196.83 | 201.6314 | 163.3932 | 203.5394 | 162.8628 | 367.3553 | 311.7206 | 159.9835 | 100.3466 | 117.7023 | 152.6587 | 310.3053 | 314.9047 | 126.8587 | 80.0727 | 302.0927 | 102.236 | 313.9911 | 145.5905 | 135.5663 | 289.8264 | 295.5752 | 225.9843 | 337.7264 | 191.6333 | 382.8121 | 240.6975 | 261.7435 | 135.4212 | 226.1201 | 327.806 | 119.4546 | 130.1771 | 327.2509 | 192.8429 | 386.7499 | 173.9613 | 248.6864 | 168.3163 | 147.8024 | 285.7837 | 278.7974 | 166.3332 | 154.0191 | 148.0723 | 199.5061 | 437.334 | 269.491 | 169.6863 | 307.1185 | 361.9087 | 242.6901 | 179.2409 | 194.4444 | 246.87 | 176.8667 | 361.6824 | 160.7308 | 182.321 | 273.2647 | 208.1036 | 282.253 | 151.1599 | 162.8455 | 227.3436 | 174.5322 | 156.2386 | 182.5389 | 168.2013 | 233.9936 | 232.0861 | 242.9662 | 302.2614 | 154.1023 | 192.8708 | 206.9657 | 188.0727 | 256.5941 | 196.2946 | 192.4049 | 192.7852 | 181.0456 | 203.6108 | 116.3021 | 333.161 | 145.64 | 345.1521 | 161.5832 | 75.4192 | 299.7987 | 154.554 | 187.6834 | 178.3947 | 181.7851 | 161.8093 | 173.3255 | 110.0394 | 68.0076 | 127.0212 | 200.1878 | 88.4502 | 420.4872 | 202.8569 | 171.6877 | 289.7161 | 252.7712 | 166.224 | 308.8633 | 174.0202 | 184.9412 | 207.2078 | 122.8059 | 139.9096 | 94.5705 | 117.5098 | 269.8189 | 153.0859 | 135.4565 | 347.3795 | 94.1525 | 266.4423 | 255.9127 | 238.0081 | 219.9371 | 221.389 | 280.3917 | 256.9923 | 208.4408 | 237.7865 | 116.3928 | 176.3162 | 170.1119 | 286.698 | 270.5337 | 73.4286 | 148.6617 | 273.7628 | 378.3472 | 182.2783 | 160.1827 | 206.2154 | 305.7635 | 295.325 | 152.4982 | 116.2665 | 198.3239 | 194.6098 | 169.5375 | 301.0213 | 347.1745 | 151.7866 | 114.3276 | 160.7537 | 192.4242 | 105.647 | 182.4113 | 252.3308 | 139.1824 | 358.6515 | 156.9073 | 250.5564 | 260.0541 | 130.3498 | 305.0157 | 197.256 | 199.3829 | 102.3494 | 487.2738 | 467.0197 | 283.0185 | 128.7167 | 246.3365 | 437.4555 | 224.4884 | 223.7567 | 8.2392 | 123.2538 | 202.4936 | 181.4745 | 206.8076 | 229.2196 | 414.0149 | 223.9265 | 330.0616 | 189.1245 | 303.9584 | 97.167 | 243.9266 | 111.6407 | 146.0512 | 255.2192 | 389.1799 | 203.85 | 118.7575 | 138.0081 | 149.5933 | 202.5408 | 177.9679 | 260.6217 | 281.1918 | 237.7435 | 171.0247 | 203.7631 | 91.8263 | 199.3535 | 97.0752 | 350.2131 | 214.6564 | 167.7923 | 246.1724 | 391.967 | 150.6373 | 217.6439 | 259.6209 | 380.8562 | 268.8648 | 213.033 | 118.6845 | 166.2414 | 240.0022 | 195.9948 | 174.5049 | 257.0083 | 200.1342 | 346.3446 | 210.5262 | 148.0873 | 226.5727 | 129.044 | 153.0187 | 236.4727 | 157.6996 | 130.5456 | 252.0684 | 288.6832 | 174.676 | 126.6857 | 211.8155 | 188.8239 | 410.7932 | 221.5003 | 254.0023 | 129.0243 | 169.9015 | 191.8782 | 296.4227 | 455.0225 | 386.4446 | 94.4434 | 265.3286 | 223.9131 | 94.9143 | 205.8679 | 204.3326 | 303.744 | 91.8714 | 160.416 | 161.0767 | 213.892 | 225.4715 | 202.3178 | 228.0056 | 219.2126 | 226.2775 | 255.6038 | 134.7477 | 72.753 | 274.7548 | 258.3947 | 255.8874 | 259.4791 | 266.5803 | 212.7509 | 309.4883 | 244.0581 | 218.7988 | 176.255 | 153.1355 | 150.7201 | 109.4639 | 141.4711 | 202.5132 | 182.8097 | 405.9913 | 122.2651 | 171.7295 | 219.0445 | 195.4002 | 84.8019 | 251.5253 | 231.8746 | 277.7414 | 302.5154 | 287.7039 | 211.1783 | 337.4351 | 334.9131 | 60.7806 | 177.0011 | 195.7947 | 182.4355 | 125.5514 | 81.0958 | 161.5355 | 177.1698 | 189.8032 | 172.9607 | 127.4791 | 111.6006 | 168.8073 | 194.1695 | 177.6515 | 180.9139 | 263.1132 | 158.1436 | 198.9242 | 419.8171 | 190.6793 | 172.3654 | 168.8762 | 177.2138 | 104.74 | 186.5317 | 87.587 | 213.9114 | 237.7092 | 190.7495 | 189.5359 | 143.0318 | 142.012 | 171.3983 | 154.7555 | 124.8546 | 269.0023 | 307.9594 | 282.3844 | 135.4323 | 115.7212 | 107.021 | 179.75 | 223.4742 | 217.5384 | 192.9876 | 198.8249 | 179.105 | 110.0541 | 82.8209 | 183.0793 | 94.9565 | 138.0562 | 254.896 | 145.3852 | 223.7991 | 168.3233 | 191.0742 | 260.5926 | 157.1797 | 354.1271 | 330.9299 | 48.1259 | 357.7675 | 136.9831 | 235.1493 | 272.5695 | 237.9874 | 238.8839 | 190.9125 | 213.9768 | 266.2117 | 238.4827 | 232.5954 | 268.1023 | 195.0053 | 360.8997 | 293.3142 | 442.9799 | 181.3779 | 213.9865 | 132.4151 | 136.4872 | 281.1232 | 247.7349 | 150.4123 | 238.155 | 255.7286 | 145.6444 | 232.3812 | 167.7351 | 183.7025 | 195.8276 | 209.22 | 272.592 | 81.182 | 217.0215 | 148.0768 | 238.4773 | 258.4492 | 164.0045 | 162.085 | 176.9585 | 106.8384 | 142.7623 | 168.3029 | 218.667 | 278.1273 | 182.5384 | 259.3069 | 223.1661 | 353.0299 | 216.5239 | 151.4388 | 112.8825 | 264.2438 | 246.3059 | 134.8249 | 234.0099 | 125.7254 | 163.5919 | 487.2491 | 162.6188 | 182.7292 | 163.348 | 227.2352 | 204.1932 | 205.0951 | 395.6848 | 310.5554 | 320.8696 | 187.4602 | 145.4862 | 275.5859 | 225.0624 | 230.0341 | 166.4424 | 283.0344 | 135.1712 | 158.7844 | 235.3013 | 356.2472 | 136.5607 | 314.4161 | 336.8685 | 140.3763 | 119.589 | 271.1761 | 314.1265 | 89.2234 | 222.058 | 178.1294 | 129.2773 | 142.4636 | 232.8772 | 254.6099 | 111.8061 | 175.8987 | 264.9375 | 162.0167 | 237.7196 | 111.5882 | 237.3812 | 347.0204 | 174.2435 | 290.7749 | 254.9722 | 142.6504 | 134.9815 | 226.4075 | 267.6898 | 175.9632 | 146.1802 | 157.0468 | 161.5173 | 261.0923 | 130.0582 | 227.1078 | 174.6511 | 287.8079 | 283.3006 | 206.3604 | 156.9767 | 232.3413 | 379.5868 | 241.3785 | 146.6909 | 320.3385 | 246.1286 | 484.266 | 175.485 | 174.0131 | 230.9365 | 183.7409 | 217.5558 | 207.3514 | 220.1585 | 124.0771 | 258.376 | 249.0651 | 179.8098 | 99.9626 | 235.5947 | 75.8706 | 258.8635 | 210.7407 | 212.4915 | 191.58 | 154.9612 | 203.1755 | 223.1214 | 100.3322 | 127.404 | 344.1818 | 219.7441 | 347.6491 | 262.5231 | 200.251 | 149.8549 | 86.2896 | 102.8819 | 160.1041 | 90.8964 | 105.365 | 159.1857 | 269.7526 | 125.6678 | 170.9611 | 222.162 | 203.8411 | 321.6921 | 253.807 | 173.5835 | 414.4939 | 299.1387 | 295.6008 | 169.7452 | 170.3962 | 224.8616 | 149.5796 | 88.7478 | 115.416 | 260.764 | 195.4212 | 183.2064 | 124.3938 | 326.7951 | 247.3514 | 137.6403 | 447.831 | 200.3597 | 117.2283 | 141.8444 | 227.3301 | 103.428 | 204.4269 | 156.6903 | 194.3314 | 288.3563 | 217.3886 | 254.0476 | 195.8076 | 217.793 | 199.0896 | 247.6496 | 242.7665 | 109.0446 | 245.6878 | 145.5839 | 157.9081 | 295.4021 | 224.6966 | 141.9215 | 184.1885 | 151.179 | 177.0979 | 462.9362 | 123.3352 | 154.2986 | 299.9143 | 251.4673 | 253.3245 | 290.1692 | 264.889 | 192.4173 | 252.7663 | 159.3579 | 346.492 | 97.374 | 215.6163 | 95.7409 | 268.9781 | 540.4233 | 238.2111 | 209.3642 | 242.7213 | 309.3819 | 161.7426 | 170.5206 | 256.0993 | 75.8429 | 257.7794 | 183.8462 | 210.6928 | 294.1055 | 245.2145 | 125.2388 | 335.5575 | 380.4053 | 137.9771 | 106.0982 | 114.9991 | 184.478 | 163.5635 | 288.1148 | 335.7613 | 249.2943 | 252.3339 | 143.8597 | 573.619 | 423.9345 | 125.0513 | 222.3259 | 165.6865 | 149.6516 | 87.4947 | 137.0838 | 118.9726 | 263.4394 | 202.4442 | 220.4327 | 231.3627 | 205.3429 | 317.0633 | 172.2705 | 282.7818 | 267.7578 | 140.0256 | 244.1896 | 149.3993 | 209.417 | 183.6243 | 170.9294 | 193.2018 | 138.6883 | 300.7691 | 295.1834 | 270.3188 | 129.762 | 206.2884 | 110.2625 | 324.3708 | 211.176 | 183.7681 | 113.7557 | 154.4815 | 173.7818 | 105.0003 | 94.4212 | 121.6208 | 286.9385 | 202.1748 | 146.2533 | 148.1064 | 204.4614 | 153.645 | 176.429 | 260.6161 | 213.4288 | 287.0752 | 240.8497 | 315.2406 | 131.0863 | 331.5801 | 357.8559 | 310.6081 | 326.9649 | 148.0502 | 191.8576 | 114.6575 | 188.7937 | 252.215 | 229.0882 | 167.8035 | 352.8372 | 165.4862 | 172.1524 | 197.8071 | 216.3242 | 129.9345 | 211.4964 | 155.8636 | 199.2516 | 145.738 | 296.4574 | 382.6427 | 393.2186 | 311.6816 | 169.2679 | 306.0649 | 204.3424 | 135.7477 | 231.033 | 252.2866 | 152.2286 | 149.2279 | 179.1836 | 306.7041 | 355.8209 | 216.7772 | 196.5083 | 139.7645 | 290.3607 | 121.6134 | 163.5968 | 241.7855 | 273.6156 | 120.3285 | 281.9961 | 130.5683 | 179.0816 | 120.1529 | 266.9574 | 416.0568 | 156.7533 | 137.2429 | 213.6793 | 178.3521 | 180.8826 | 410.5674 | 141.2745 | 118.7291 | 225.8883 | 310.0862 | 282.9935 | 256.4838 | 301.0254 | 213.4325 | 162.4789 | 211.932 | 264.2438 | 151.0306 | 68.6436 | 173.6132 | 298.823 | 218.6768 | 180.9235 | 142.6027 | 109.1294 | 203.66 | 240.4602 | 113.925 | 163.1353 | 218.4057 | 297.9324 | 101.9844 | 331.1767 | 542.2751 | 261.914 | 303.9664 | 168.2416 | 0.46251 | 148.9836 | 164.803 | 194.0798 | 191.1647 | 246.1667 | 128.7793 | 109.7228 | 269.689 | 399.1307 | 125.2235 | 330.8638 | 160.33 | 287.1625 | 149.5318 | 143.8301 | 165.2815 | 174.5819 | 90.1984 | 135.1124 | 137.2313 | 305.0497 | 244.3927 | 180.8386 | 391.0353 | 150.3806 | 251.271 | 127.1835 | 131.4934 | 246.6307 | 201.2498 | 171.2663 | 261.2229 | 177.2254 | 397.0101 | 140.7923 | 157.3162 | 267.0598 | 190.7391 | 238.6912 | 274.1751 | 232.5078 | 257.1181 | 295.5539 | 154.9688 | 214.5111 | 89.1177 | 108.9188 | 201.6095 | 185.918 | 220.1053 | 225.4281 | 237.4744 | 232.0712 | 255.6883 | 137.0114 | 90.6639 | 308.1667 | 379.1332 | 271.8494 | 154.6122 | 250.8202 | 92.0796 | 102.863 | 284.2903 | 169.205 | 326.7858 | 248.768 | 270.4333 | 265.3942 | 140.9589 | 151.7815 | 257.7258 | 266.8626 | 124.9457 | 235.7178 | 98.979 | 246.256 | 209.1452 | 132.6363 | 104.8715 | 273.1191 | 157.1846 | 122.8138 | 237.0874 | 306.3697 | 278.4423 | 170.7914 | 225.5834 | 201.1398 | 103.6394 | 194.4167 | 183.8906 | 101.5352 | 112.2141 | 296.2183 | 185.3004 | 165.0589 | 219.9322 | 240.3168 | 209.4233 | 154.602 | 225.3333 | 314.7704 | 149.1914 | 214.6153 | 198.92 | 88.8908 | 140.2554 | 212.3774 | 138.0436 | 167.8244 | 142.4483 | 70.4928 | 268.8133 | 181.553 | 228.1374 | 193.1352 | 159.7631 | 239.5287 | 152.4968 | 185.7738 | 326.6025 | 143.2918 | 235.2677 | 160.5939 | 355.6139 | 498.8412 | 125.7277 | 210.9426 | 83.8824 | 78.6922 | 195.0414 | 382.1533 | 194.3229 | 129.0979 | 190.4204 | 304.861 | 261.3699 | 129.7519 | 284.2625 | 291.3269 | 142.8112 | 241.9515 | 202.7856 | 151.5307 | 312.8641 | 186.6629 | 142.5347 | 159.1589 | 190.6967 | 622.6329 | 213.2134 | 135.18 | 157.4248 | 262.4166 | 120.7633 | 149.9216 | 230.2281 | 329.7123 | 228.6463 | 105.8737 | 64.0844 | 260.3703 | 202.6856 | 159.1606 | 238.1952 | 94.7644 | 205.6696 | 223.1328 | 168.3773 | 219.8439 | 362.0043 | 217.7098 | 123.5319 | 232.1267 | 161.4867 | 88.8419 | 201.6919 | 311.235 | 45.0131 | 278.2319 | 149.5621 | 225.2963 | 416.0052 | 187.3351 | 265.6507 | 269.028 | 221.6579 | 161.0252 | 86.5661 | 204.3804 | 176.6008 | 175.9968 | 225.8871 | 137.51 | 232.6172 | 125.6274 | 83.2638 | 218.8342 | 289.8151 | 92.352 | 140.2299 | 146.6156 | 273.4465 | 207.6689 | 214.3108 | 209.3926 | 216.105 | 175.8589 | 297.136 | 249.4329 | 254.3556 | 143.9213 | 305.3918 | 282.104 | 274.8725 | 239.8492 | 171.3037 | 132.558 | 81.2449 | 227.4474 | 302.3801 | 177.1881 | 263.5372 | 149.3493 | 156.0689 | 181.8826 | 233.3506 | 142.5576 | 153.6797 | 264.1057 | 108.3023 | 149.389 | 165.1328 | 112.8508 | 158.3516 | 283.303 | 188.2073 | 316.9796 | 177.6277 | 339.02 | 260.0478 | 180.755 | 267.3012 | 89.2758 | 195.647 | 163.4907 | 261.9256 | 266.1268 | 143.158 | 157.296 | 129.5583 | 154.5964 | 342.08 | 83.5106 | 117.9035 | 88.4404 | 181.2249 | 275.925 | 129.9824 | 237.4771 | 168.1094 | 445.9298 | 237.0436 | 193.3054 | 122.3115 | 187.1821 | 164.4738 | 154.0178 | 142.2985 | 275.3555 | 62.4452 | 107.6712 | 225.6384 | 203.6001 | 373.6388 | 345.5216 | 153.8565 | 287.6832 | 302.2373 | 130.7428 | 139.9578 | 209.4474 | 131.5215 | 218.5287 | 179.723 | 106.1233 | 248.48 | 130.5098 | 222.9446 | 262.7493 | 179.397 | 133.5488 | 280.6613 | 197.2595 | 155.1032 | 327.334 | 377.1955 | 257.8867 | 211.5938 | 240.9757 | 200.0037 | 176.2715 | 283.9737 | 142.0859 | 129.813 | 162.3128 | 216.6056 | 324.652 | 159.9999 | 198.1412 | 189.7947 | 94.2341 | 149.1395 | 99.8122 | 253.9049 | 218.2167 | 214.1716 | 300.0531 | 131.3012 | 351.3626 | 89.6358 | 308.7665 | 173.8076 | 275.8643 | 158.2506 | 302.8277 | 76.6778 | 363.7689 | 371.8845 | 330.8214 | 452.7276 | 203.4615 | 121.8453 | 370.4881 | 283.7698 | 256.0136 | 330.4098 | 312.4861 | 491.3201 | 120.6357 | 136.7921 | 132.2085 | 274.9655 | 265.9865 | 278.4954 | 12.9191 | 137.0128 | 240.9839 | 162.9493 | 221.71 | 220.8021 | 268.459 | 194.1131 | 190.5206 | 211.08 | 181.4274 | 186.9257 | 134.3926 | 236.3215 | 106.341 | 137.6549 | 496.756 | 266.0698 | 236.0877 | 189.994 | 201.9199 | 274.2487 | 249.2807 | 121.7163 | 291.721 | 185.7334 | 172.1648 | 144.5847 | 223.1395 | 286.1275 | 108.7781 | 228.8658 | 184.887 | 347.9882 | 404.6007 | 151.8334 | 294.3158 | 359.8848 | 204.5123 | 275.873 | 115.9931 | 127.6759 | 189.2653 | 236.1188 | 214.1254 | 310.9558 | 205.0594 | 246.7479 | 253.6762 | 80.3735 | 215.6804 | 268.9695 | 86.5155 | 150.3788 | 161.4194 | 178.688 | 218.2426 | 221.3687 | 327.1005 | 251.5239 | 304.4613 | 206.6821 | 351.0572 | 393.7802 | 313.3487 | 192.8893 | 191.1068 | 234.0321 | 132.4276 | 254.3575 | 365.3316 | 330.0531 | 227.3916 | 174.0753 | 232.5935 | 141.721 | 180.3664 | 289.2199 | 275.9202 | 170.5916 | 190.8388 | 193.6721 | 207.8034 | 166.6896 | 20.0731 | 90.5308 | 108.6039 | 126.5105 | 160.725 | 151.4952 | 230.2039 | 170.6433 | 219.6394 | 140.8514 | 288.067 | 211.0491 | 221.6484 | 184.7373 | 118.9422 | 182.1776 | 194.6264 | 305.5782 | 275.6277 | 142.1582 | 250.4941 | 181.9839 | 124.2562 | 235.6406 | 230.1648 | 222.8771 | 129.7618 | 194.0194 | 144.1224 | 157.0695 | 286.9095 | 389.2648 | 244.7105 | 178.4197 | 352.3502 | 175.8182 | 187.0792 | 79.0417 | 56.2144 | 151.1101 | 252.5062 | 203.973 | 218.3373 | 29.5311 | 177.297 | 91.016 | 255.9637 | 329.6574 | 144.1354 | 101.8216 | 227.593 | 226.9408 | 157.1497 | 117.8003 | 183.9621 | 215.4969 | 221.7131 | 267.0358 | 251.9254 | 141.129 | 158.0407 | 154.7059 | 226.8255 | 246.6366 | 127.7798 | 149.8756 | 150.3429 | 131.2816 | 293.212 | 289.5643 | 388.1524 | 126.4141 | 213.8994 | 241.5852 | 144.7693 | 182.9478 | 152.7546 | 118.4854 | 298.1157 | 145.0206 | 218.0495 | 134.8736 | 301.6155 | 312.145 | 136.2642 | 316.6505 | 56.9587 | 148.6959 | 178.0041 | 211.5362 | 98.3939 | 137.8633 | 171.3615 | 191.5575 | 120.6831 | 123.757 | 228.2093 | 80.3513 | 147.3953 | 241.2869 | 169.8472 | 252.0502 | 113.9339 | 247.4853 | 104.9705 | 199.6743 | 202.6238 | 170.9742 | 266.5159 | 182.077 | 258.6408 | 209.1469 | 163.561 | 350.6918 | 435.4118 | 213.5306 | 184.0122 | 113.1868 | 232.8131 | 521.7679 | 121.0515 | 147.2484 | 127.0268 | 198.6879 | 157.1447 | 169.05 | 315.6399 | 136.1105 | 233.5347 | 230.6269 | 177.0718 | 262.4251 | 141.7492 | 184.016 | 260.6132 | 181.3236 | 256.3491 | 136.0967 | 132.6879 | 227.5605 | 155.9338 | 124.7291 | 145.676 | 149.7184 | 145.2526 | 155.1995 | 105.7896 | 177.4151 | 244.9939 | 428.1166 | 148.3222 | 255.3255 | 126.6477 | 448.5849 | 392.275 | 135.7298 | 109.7279 | 263.0264 | 234.017 | 179.5747 | 208.2736 | 116.1661 | 224.7118 | 132.1431 | 181.1987 | 203.6247 | 165.6619 | 227.9002 | 133.2831 | 114.6826 | 203.0195 | 283.1534 | 240.5375 | 286.4892 | 118.7994 | 317.8265 | 200.8621 | 159.6758 | 295.9654 | 289.7901 | 254.6971 | 309.4578 | 186.1747 | 102.3208 | 179.4954 | 191.3856 | 178.8997 | 217.0941 | 199.6514 | 162.8013 | 264.1348 | 147.9401 | 256.4701 | 239.5592 | 117.6609 | 258.5726 | 131.4827 | 342.6277 | 104.7086 | 62.4712 | 222.6443 | 339.3545 | 187.5754 | 141.8835 | 168.9888 | 261.3852 | 167.0998 | 185.7014 | 344.828 | 203.8669 | 247.0194 | 259.0223 | 90.4583 | 103.2227 | 332.8432 | 251.4351 | 111.3302 | 59.7909 | 310.5668 | 123.9505 | 180.9795 | 124.8704 | 173.4148 | 203.6902 | 180.6488 | 331.5867 | 149.1247 | 257.6868 | 324.8144 | 270.2532 | 47.9366 | 187.4316 | 431.5365 | 145.3913 | 191.4064 | 222.5219 | 226.5432 | 234.3427 | 182.3841 | 371.4235 | 355.8828 | 156.0367 | 141.0754 | 277.7989 | 326.9665 | 135.16 | 248.5601 | 140.2531 | 248.6225 | 159.4615 | 272.3683 | 315.5918 | 283.5717 | 250.2292 | 194.6772 | 152.2071 | 251.5009 | 213.481 | 171.2558 | 247.1979 | 348.1438 | 219.9593 | 81.2608 | 298.4264 | 180.6037 | 156.8332 | 188.3703 | 92.3741 | 174.0432 | 132.4254 | 131.6317 | 259.1126 | 121.1502 | 209.5523 | 91.9219 | 181.0481 | 220.6246 | 185.437 | 121.0212 | 108.8906 | 113.6108 | 168.5905 | 185.0594 | 261.8434 | 205.9941 | 157.9232 | 271.5573 | 249.2451 | 245.8175 | 163.5483 | 86.4272 | 176.9863 | 274.7085 | 302.3854 | 184.3293 | 113.3206 | 153.1205 | 131.4087 | 172.9171 | 167.518 | 220.8987 | 138.99 | 325.707 | 141.0483 | 73.3588 | 115.7082 | 223.4437 | 226.7362 | 229.3893 | 194.1402 | 234.6365 | 135.3555 | 129.0283 | 146.9047 | 102.9535 | 189.2768 | 289.1944 | 143.4055 | 275.6937 | 140.9348 | 172.4038 | 181.7416 | 274.355 | 247.0752 | 173.4463 | 209.4554 | 161.781 | 286.5543 | 116.9062 | 215.3121 | 160.6499 | 151.0668 | 345.6732 | 420.361 | 274.3465 | 120.5376 | 143.1242 | 130.3633 | 224.5079 | 84.232 | 108.5485 | 121.1585 | 175.1594 | 239.1124 | 136.9155 | 160.4077 | 174.5308 | 248.7813 | 80.7115 | 392.316 | 130.6121 | 189.2819 | 292.8771 | 110.9951 | 107.2333 | 93.225 | 260.3813 | 148.7595 | 186.2819 | 383.4945 | 241.8687 | 335.3674 | 70.2303 | 234.0478 | 124.667 | 95.2449 | 111.1957 | 447.3294 | 209.0583 | 405.4193 | 211.7047 | 46.6977 | 129.1516 | 84.0736 | 155.4528 | 141.0541 | 174.1451 | 248.6976 | 270.555 | 288.7504 | 239.9046 | 211.0089 | 148.5816 | 262.4057 | 215.9971 | 189.9129 | 305.5853 | 103.5888 | 410.7481 | 136.0376 | 228.4481 | 232.972 | 144.1219 | 338.7905 | 184.3411 | 160.9009 | 359.7502 | 295.5223 | 126.9074 | 242.5955 | 106.5846 | 156.4984 | 199.7817 | 131.9084 | 33.8151 | 302.9334 | 108.8311 | 171.2371 | 365.7171 | 203.6866 | 329.9555 | 183.4969 | 232.5952 | 168.2035 | 236.958 | 208.2668 | 177.8559 | 84.697 | 143.0595 | 264.9366 | 333.6642 | 234.9873 | 186.6493 | 136.9683 | 165.6507 | 245.9213 | 165.9542 | 156.0947 | 86.0068 | 342.4483 | 132.7865 | 52.4151 | 187.6301 | 206.6657 | 96.4531 | 184.3537 | 174.0702 | 195.8204 | 139.6546 | 218.1467 | 153.0256 | 213.4574 | 236.7206 | 145.3506 | 234.257 | 156.5691 | 199.9024 | 394.0045 | 108.3404 | 156.7712 | 222.2031 | 212.4738 | 194.8947 | 234.3597 | 190.213 | 182.3981 | 270.5604 | 248.0626 | 164.2307 | 270.7499 | 288.0097 | 335.3281 | 159.9213 | 67.2933 | 171.352 | 346.2176 | 142.6267 | 304.6754 | 147.1836 | 119.3704 | 388.9222 | 177.5971 | 405.7117 | 163.162 | 171.4367 | 208.3565 | 170.947 | 190.6393 | 161.5749 | 135.4866 | 211.2976 | 361.0306 | 157.7189 | 93.0877 | 284.9068 | 168.616 | 185.9111 | 146.8316 | 187.9057 | 116.5652 | 118.791 | 174.2824 | 171.7523 | 163.1646 | 195.078 | 250.9499 | 244.6157 | 262.182 | 303.9435 | 166.6417 | 378.7587 | 108.8111 | 180.0399 | 204.6118 | 232.0352 | 271.2342 | 377.3855 | 174.5357 | 217.4346 | 127.175 | 525.6987 | 184.2632 | 134.8454 | 206.1146 | 76.9732 | 192.3495 | 215.2686 | 135.6246 | 454.0924 | 143.8916 | 261.0042 | 113.273 | 167.5341 | 214.7677 | 187.2287 | 314.7686 | 239.369 | 197.9347 | 396.0872 | 291.7425 | 76.8305 | 144.0665 | 340.4266 | 93.9233 | 223.192 | 184.0526 | 252.0189 | 125.5887 | 123.8152 | 150.9278 | 121.8322 | 223.6414 | 134.4082 | 137.4075 | 174.8054 | 213.9046 | 434.474 | 354.3822 | 393.5873 | 235.8434 | 161.7148 | 239.8351 | 331.2627 | 166.8011 | 223.9815 | 174.9088 | 123.2765 | 111.2621 | 270.2866 | 168.0909 | 119.8779 | 150.5208 | 165.009 | 110.5398 | 208.041 | 140.3679 | 136.2572 | 276.8933 | 258.8175 | 252.5658 | 326.2351 | 142.3262 | 187.9444 | 128.6548 | 254.1443 | 69.9727 | 150.3607 | 167.8043 | 280.3709 | 217.5641 | 219.8541 | 193.8726 | 215.6004 | 141.4538 | 226.478 | 200.1699 | 305.768 | 260.0768 | 291.385 | 174.6024 | 288.1549 | 308.8184 | 313.9386 | 179.6403 | 260.5236 | 299.6256 | 99.6571 | 150.1957 | 157.0958 | 92.9979 | 105.8142 | 184.6608 | 192.5477 | 65.879 | 218.4403 | 331.0405 | 217.3927 | 289.2215 | 306.9841 | 256.44 | 309.9815 | 152.0599 | 218.127 | 112.3272 | 209.5745 | 211.1146 | 258.3432 | 307.3968 | 313.7897 | 337.1454 | 180.8015 | 309.5613 | 160.3168 | 183.991 | 117.9579 | 266.1364 | 255.3747 | 114.6908 | 188.552 | 233.1843 | 191.302 | 191.5185 | 237.5621 | 208.4305 | 212.7637 | 253.1401 | 125.6086 | 282.367 | 130.3377 | 265.7033 | 244.1961 | 129.5031 | 319.071 | 311.9989 | 200.9801 | 403.8025 | 297.5692 | 207.9779 | 309.7974 | 163.6052 | 241.7423 | 163.3382 | 252.2596 | 245.776 | 191.5528 | 125.8993 | 164.8502 | 141.5412 | 120.2879 | 125.3809 | 302.6657 | 110.5442 | 138.7124 | 111.5204 | 346.3034 | 195.5268 | 270.1079 | 256.2706 | 274.1645 | 293.4383 | 100.4753 | 191.4155 | 212.8555 | 311.3876 | 257.0732 | 183.9762 | 104.9387 | 179.5937 | 91.6258 | 127.4426 | 520.3062 | 259.9332 | 248.7171 | 363.577 | 254.2664 | 326.7718 | 135.2567 | 133.5094 | 76.839 | 251.5582 | 137.854 | 120.785 | 138.8809 | 134.0648 | 183.5136 | 217.2959 | 138.3677 | 296.9576 | 73.1712 | 417.462 | 408.5391 | 263.815 | 147.0911 | 186.758 | 180.0171 | 279.5703 | 265.4294 | 140.3076 | 126.1988 | 179.0621 | 144.9046 | 111.6278 | 114.8406 | 272.5462 | 148.763 | 169.9653 | 370.6297 | 171.2607 | 140.084 | 158.5811 | 228.1685 | 237.1884 | 141.2711 | 308.3484 | 283.3657 | 241.2828 | 105.2252 | 111.862 | 133.2255 | 124.7925 | 190.2013 | 302.0554 | 107.742 | 178.6416 | 135.9787 | 120.146 | 135.3323 | 136.8732 | 173.6916 | 226.0327 | 153.9663 | 221.0214 | 214.5293 | 211.1335 | 143.6081 | 142.7501 | 223.045 | 234.8308 | 312.2685 | 166.0818 | 112.6247 | 150.9499 | 76.4602 | 202.0423 | 308.2522 | 342.1689 | 295.9727 | 144.9925 | 121.2594 | 239.8016 | 271.6795 | 96.7963 | 197.2522 | 221.3997 | 116.0691 | 93.6047 | 172.0831 | 293.6146 | 217.124 | 385.6046 | 146.4298 | 259.4066 | 163.6009 | 136.1816 | 284.4513 | 248.5767 | 345.4827 | 224.928 | 124.0335 | 184.6695 | 452.1124 | 274.63 | 212.779 | 203.9902 | 217.806 | 207.7389 | 254.7284 | 202.9315 | 152.3588 | 181.1441 | 262.2903 | 172.8429 | 210.3322 | 273.1782 | 202.1631 | 180.7573 | 191.0541 | 162.5729 | 259.3404 | 340.5047 | 126.1001 | 122.5347 | 170.5939 | 179.4716 | 134.3306 | 147.3053 | 310.1525 | 77.8771 | 185.2888 | 84.3034 | 266.3407 | 210.5924 | 149.5374 | 221.3788 | 212.1899 | 268.5809 | 109.5235 | 128.4101 | 202.7527 | 166.9139 | 126.2194 | 170.346 | 184.7477 | 252.9018 | 191.3519 | 185.5582 | 209.4338 | 99.928 | 277.4393 | 94.927 | 79.5152 | 272.6573 | 162.6075 | 485.3751 | 69.5944 | 183.898 | 232.9808 | 249.4923 | 263.4059 | 189.1659 | 197.9931 | 391.7694 | 225.5152 | 255.0526 | 223.7856 | 122.0383 | 426.193 | 173.9225 | 161.1515 | 187.5478 | 159.6721 | 203.254 | 189.3594 | 145.924 | 192.1966 | 146.7239 | 223.9783 | 167.7009 | 130.8841 | 183.1965 | 193.1613 | 314.7494 | 134.0277 | 189.7426 | 143.8422 | 290.4125 | 214.6099 | 55.0274 | 152.5101 | 212.2972 | 312.7115 | 140.5194 | 129.2201 | 142.0376 | 177.0255 | 216.3837 | 207.7932 | 108.0039 | 186.8177 | 313.3196 | 259.7567 | 173.4454 | 148.2762 | 240.8793 | 95.0524 | 136.0824 | 315.3068 | 200.8782 | 175.9864 | 236.394 | 224.6684 | 77.9904 | 135.9151 | 94.5851 | 208.135 | 440.7099 | 265.1093 | 76.0205 | 233.004 | 257.7101 | 133.7825 | 274.8557 | 142.0342 | 233.4995 | 230.8915 | 76.066 | 111.8838 | 187.4789 | 224.1725 | 229.4617 | 126.4178 | 69.2862 | 188.482 | 216.9659 | 432.5998 | 147.7419 | 198.1753 | 119.3186 | 168.329 | 273.4188 | 204.6648 | 255.0004 | 155.732 | 313.8162 | 239.4404 | 200.8116 | 236.7936 | 161.924 | 273.5839 | 274.0217 | 368.8303 | 341.8865 | 250.3653 | 139.5771 | 195.292 | 130.8242 | 317.3008 | 157.1059 | 146.8791 | 134.047 | 300.1969 | 260.7292 | 210.4227 | 188.4601 | 99.5611 | 214.5071 | 275.3687 | 195.1011 | 169.7161 | 234.044 | 162.366 | 393.8085 | 230.691 | 213.4118 | 94.4263 | 317.1986 | 391.5826 | 119.3364 | 188.1687 | 137.696 | 475.1405 | 198.7187 | 253.1736 | 173.0876 | 214.8388 | 131.4986 | 244.4455 | 139.3518 | 176.6178 | 248.9437 | 140.1269 | 108.2675 | 123.4054 | 258.6973 | 280.5163 | 244.9476 | 177.9381 | 195.621 | 519.7239 | 328.8253 | 279.6385 | 161.0992 | 299.8542 | 289.1683 | 120.1195 | 165.6013 | 209.3329 | 327.934 | 325.4411 | 352.4706 | 205.8021 | 326.4444 | 253.4577 | 123.5902 | 164.7067 | 286.3379 | 98.2279 | 143.5638 | 205.3872 | 282.6189 | 281.7517 | 153.605 | 413.861 | 379.9886 | 91.5056 | 186.2083 | 158.3353 | 111.7279 | 163.7687 | 114.1478 | 334.7409 | 252.0426 | 95.9256 | 176.186 | 462.5115 | 252.0796 | 240.0212 | 258.6102 | 204.8075 | 242.5486 | 165.0604 | 246.7413 | 157.0201 | 189.9654 | 413.6834 | 228.4756 | 92.1325 | 108.8785 | 285.2493 | 180.8338 | 351.2573 | 188.9072 | 169.8025 | 140.8536 | 179.7425 | 129.3066 | 382.6594 | 78.1489 | 285.4189 | 229.7852 | 241.636 | 221.6328 | 150.2572 | 154.2821 | 422.5052 | 231.4589 | 261.7124 | 149.7811 | 259.4178 | 166.8451 | 172.4489 | 113.5136 | 218.458 | 107.8787 | 136.1055 | 236.9152 | 205.619 | 186.5437 | 327.5809 | 228.8642 | 243.3873 | 151.947 | 360.9682 | 133.9083 | 198.0576 | 281.2927 | 136.8089 | 234.074 | 216.0979 | 288.1575 | 384.5569 | 159.127 | 252.1615 | 258.6841 | 151.5144 | 280.9059 | 108.6865 | 265.3825 | 238.8235 | 212.1548 | 249.1672 | 494.5352 | 516.4393 | 166.5779 | 201.3804 | 146.0586 | 126.5756 | 109.121 | 322.6668 | 128.0004 | 145.1862 | 80.3227 | 113.6678 | 160.155 | 260.0966 | 181.5049 | 213.3673 | 212.6738 | 158.1697 | 325.6437 | 122.6213 | 130.1243 | 213.6947 | 147.1285 | 238.5438 | 49.6993 | 345.7507 | 173.3995 | 124.7829 | 230.0011 | 272.8598 | 213.5615 | 193.025 | 428.943 | 94.5375 | 186.1019 | 202.7231 | 295.7569 | 155.9567 | 152.0323 | 116.326 | 114.514 | 173.4905 | 151.326 | 161.3621 | 164.4446 | 178.9029 | 165.8191 | 215.7916 | 177.5626 | 312.0028 | 170.2213 | 248.4749 | 121.8716 | 181.6984 | 126.7632 | 124.6172 | 175.33 | 99.1015 | 219.68 | 282.4782 | 251.1451 | 142.5145 | 206.5259 | 252.5411 | 212.4769 | 256.3146 | 181.6539 | 111.9373 | 211.4936 | 150.6123 | 355.2843 | 230.2272 | 243.3703 | 183.4573 | 213.8763 | 243.6112 | 108.6561 | 167.2063 | 258.5664 | 152.0449 | 213.0807 | 184.4086 | 201.8441 | 222.0977 | 263.5901 | 103.4383 | 290.7256 | 147.5438 | 418.9107 | 232.7579 | 142.7474 | 302.45 | 167.0974 | 148.7889 | 208.5082 | 161.5895 | 58.4028 | 270.1833 | 161.8517 | 161.5617 | 250.2569 | 316.2302 | 140.5143 | 196.1024 | 178.3558 | 120.0636 | 162.3237 | 402.6374 | 143.5431 | 337.7645 | 335.1934 | 164.7038 | 144.6272 | 177.0111 | 253.4923 | 299.0852 | 151.5939 | 172.3938 | 96.7093 | 246.2872 | 275.8295 | 168.3284 | 284.5564 | 138.7915 | 329.4007 | 170.8644 | 282.2619 | 218.6898 | 166.5117 | 359.5504 | 232.2549 | 283.6586 | 192.6534 | 240.1757 | 236.3902 | 170.3613 | 142.3871 | 266.9222 | 263.9747 | 195.2922 | 298.3308 | 314.5472 | 192.8073 | 205.7806 | 140.7217 | 194.7188 | 171.7258 | 230.829 | 376.8071 | 186.6436 | 286.6016 | 234.2722 | 115.2453 | 174.9263 | 102.8158 | 203.9686 | 263.1273 | 180.6719 | 195.6103 | 231.7727 | 311.5798 | 155.6318 | 119.2399 | 93.8586 | 131.9809 | 145.4685 | 189.3187 | 128.949 | 290.5973 | 234.8717 | 235.988 | 224.3381 | 200.6329 | 206.7949 | 248.7823 | 254.2214 | 229.1457 | 270.6665 | 222.3379 | 345.8156 | 280.0312 | 270.3645 | 191.8737 | 84.6083 | 217.862 | 150.663 | 334.6444 | 282.2995 | 258.9061 | 314.9944 | 187.9682 | 120.1533 | 244.8358 | 287.4523 | 164.7403 | 128.1502 | 165.8569 | 201.8698 | 268.4914 | 128.0013 | 369.5931 | 214.695 | 253.2385 | 330.1893 | 245.3564 | 147.3845 | 382.9368 | 140.23 | 217.7711 | 164.0702 | 268.9011 | 358.0626 | 263.7477 | 142.6239 | 79.6339 | 180.3526 | 248.1176 | 210.7078 | 193.9052 | 238.3261 | 167.2848 | 179.5361 | 194.8691 | 298.1197 | 118.1446 | 74.9779 | 165.598 | 207.5287 | 94.2875 | 189.1614 | 325.3523 | 156.6487 | 230.72 | 237.5217 | 352.5435 | 279.7686 | 217.4276 | 139.7673 | 104.2526 | 211.5098 | 115.9131 | 216.016 | 150.997 | 146.5259 | 94.6106 | 263.107 | 291.2134 | 171.4803 | 192.549 | 143.1167 | 288.0986 | 188.4704 | 193.6565 | 189.9857 | 180.8284 | 218.7044 | 271.7489 | 57.5329 | 232.4291 | 298.4419 | 235.0053 | 417.0832 | 94.4778 | 112.9951 | 186.5773 | 176.8319 | 288.1558 | 476.0844 | 133.1778 | 270.2602 | 112.1155 | 150.267 | 173.9401 | 311.353 | 137.8457 | 231.3639 | 306.0488 | 201.0001 | 229.7643 | 326.2528 | 163.7837 | 292.1761 | 126.9787 | 130.8875 | 160.813 | 129.3796 | 134.0059 | 136.7179 | 165.8459 | 129.726 | 180.0991 | 146.7811 | 277.5754 | 124.0749 | 160.1692 | 210.8143 | 206.638 | 143.4459 | 115.2389 | 326.3756 | 444.9347 | 145.1125 | 520.855 | 183.7978 | 154.4331 | 149.4903 | 86.8509 | 201.4164 | 359.4729 | 296.2587 | 189.2478 | 223.9004 | 98.252 | 94.9292 | 203.1694 | 228.2791 | 310.7273 | 121.2124 | 469.5218 | 216.5611 | 127.158 | 341.0282 | 288.9145 | 116.7595 | 229.2163 | 151.3342 | 256.6685 | 145.3324 | 310.9986 | 92.2001 | 207.2841 | 207.3695 | 178.3293 | 102.48 | 466.77 | 277.5659 | 227.4291 | 98.8933 | 236.6882 | 189.3322 | 107.1288 | 193.5251 | 162.0595 | 136.794 | 252.523 | 183.3115 | 345.3141 | 170.7217 | 189.9595 | 160.983 | 188.7112 | 124.2503 | 247.4966 | 204.4948 | 105.9893 | 325.7484 | 422.5579 | 269.4309 | 340.2224 | 283.0398 | 259.2905 | 230.5811 | 191.5252 | 140.7086 | 173.8484 | 181.4682 | 190.6863 | 425.7883 | 154.9836 | 191.1673 | 102.8088 | 241.6885 | 220.6014 | 410.8892 | 344.0794 | 103.3112 | 171.4955 | 253.2057 | 151.698 | 281.6926 | 526.0736 | 77.5206 | 189.4303 | 302.5457 | 230.3474 | 208.9281 | 203.8673 | 168.5628 | 208.6969 | 206.2553 | 266.6399 | 134.417 | 180.8209 | 226.8939 | 321.7883 | 197.6173 | 188.6675 | 152.1672 | 182.3713 | 306.2124 | 124.7368 | 312.2422 | 69.5457 | 227.6415 | 216.1382 | 103.2621 | 192.6339 | 250.8278 | 179.9469 | 230.7612 | 229.9094 | 326.8456 | 145.0767 | 178.6586 | 146.0765 | 235.1169 | 353.9457 | 84.4086 | 225.9664 | 161.4687 | 209.0481 | 168.8978 | 280.9882 | 139.2692 | 130.1127 | 146.4942 | 275.4067 | 140.7969 | 138.5377 | 189.9156 | 179.4072 | 184.0989 | 185.6946 | 156.5513 | 409.2264 | 363.1415 | 116.0772 | 203.7901 | 303.1787 | 95.9659 | 257.4097 | 296.9005 | 294.4033 | 156.3294 | 198.9717 | 228.9516 | 298.8984 | 372.434 | 219.6184 | 213.9608 | 211.2697 | 263.1352 | 152.2086 | 183.4991 | 123.9962 | 206.7478 | 344.6553 | 293.4007 | 349.1603 | 291.5884 | 230.5286 | 266.3216 | 147.0693 | 193.7628 | 340.7834 | 278.2561 | 176.9386 | 213.6524 | 162.4451 | 136.3299 | 265.7009 | 179.1417 | 78.7081 | 238.6053 | 228.6941 | 273.9919 | 249.2428 | 155.5819 | 201.0837 | 193.6022 | 155.3613 | 163.2116 | 369.5181 | 230.0835 | 145.0409 | 121.2415 | 147.5004 | 189.8497 | 205.7478 | 185.3912 | 296.1417 | 360.2131 | 119.4458 | 140.0552 | 210.992 | 144.2605 | 146.5276 | 392.5144 | 288.7235 | 85.2285 | 250.6574 | 200.3246 | 324.7647 | 169.7575 | 140.6935 | 222.4782 | 179.5121 | 332.1186 | 91.3047 | 348.2075 | 217.4064 | 139.7674 | 198.3509 | 214.4285 | 99.0529 | 240.6271 | 148.7753 | 226.1669 | 91.9475 | 203.8214 | 128.9225 | 224.1142 | 259.3443 | 119.6187 | 59.7605 | 287.2891 | 238.6636 | 247.8675 | 404.3898 | 230.1884 | 133.6103 | 145.8929 | 296.7024 | 139.5043 | 149.839 | 328.8221 | 434.2399 | 226.7969 | 191.3412 | 290.5165 | 247.6049 | 200.5779 | 162.2559 | 185.5152 | 219.7358 | 251.7319 | 123.3586 | 280.8066 | 341.6342 | 134.9155 | 70.4545 | 368.6691 | 281.2792 | 240.5449 | 110.8723 | 351.0026 | 210.9857 | 318.8985 | 231.1282 | 378.2611 | 241.6448 | 180.8553 | 260.9241 | 242.8679 | 130.8114 | 121.8783 | 71.1055 | 378.1212 | 162.1797 | 258.958 | 146.5079 | 177.1152 | 228.9105 | 214.1596 | 190.4104 | 184.1577 | 272.1655 | 90.5583 | 218.2219 | 313.0105 | 264.1734 | 159.4067 | 286.0794 | 222.3531 | 255.2945 | 286.2291 | 192.8495 | 437.5879 | 173.9206 | 177.0286 | 100.439 | 449.9096 | 94.916 | 78.1703 | 350.8088 | 274.5295 | 280.1913 | 210.2763 | 199.6321 | 86.5272 | 225.913 | 319.2805 | 260.0687 | 117.1359 | 123.8934 | 141.003 | 108.204 | 154.5209 | 154.4248 | 239.2479 | 239.5479 | 114.1027 | 183.0847 | 125.9631 | 293.9655 | 461.8695 | 99.5956 | 213.4468 | 186.8598 | 150.0928 | 243.869 | 160.6674 | 181.9099 | 101.3936 | 275.0145 | 214.5927 | 343.0565 | 217.252 | 76.407 | 293.2976 | 182.0357 | 128.9556 | 235.1729 | 89.6758 | 135.6236 | 138.3779 | 203.5137 | 193.2806 | 151.313 | 183.6382 | 273.6714 | 204.8708 | 146.7242 | 182.6909 | 141.4931 | 226.9321 | 128.6088 | 203.5743 | 198.1128 | 241.4632 | 119.4331 | 194.1337 | 121.1384 | 295.9011 | 344.8583 | 233.3785 | 294.3122 | 133.7155 | 194.6009 | 99.6804 | 198.2405 | 204.2016 | 233.863 | 107.4213 | 138.0362 | 141.8654 | 226.1596 | 263.7427 | 340.9402 | 321.6121 | 176.5952 | 193.5871 | 219.7466 | 184.3598 | 179.7606 | 241.9624 | 174.3367 | 113.2959 | 136.8843 | 179.0959 | 290.1177 | 205.8541 | 159.1818 | 194.2223 | 171.4139 | 221.0341 | 220.5667 | 195.2453 | 139.8423 | 166.8525 | 158.028 | 271.7285 | 187.7148 | 203.6486 | 225.0864 | 550.487 | 181.1057 | 277.0209 | 371.4347 | 389.832 | 99.7626 | 114.4247 | 248.6515 | 362.208 | 122.3046 | 276.6073 | 269.2581 | 152.7557 | 213.1683 | 348.0101 | 152.4016 | 118.435 | 191.383 | 287.2369 | 244.3899 | 249.0484 | 220.4026 | 141.5837 | 324.1331 | 325.7675 | 140.0473 | 174.4374 | 92.948 | 141.1899 | 153.4559 | 120.1894 | 192.3759 | 142.8385 | 205.1341 | 30.2236 | 200.1224 | 189.8216 | 122.827 | 116.2731 | 172.7124 | 264.321 | 104.6815 | 366.8111 | 278.804 | 185.2267 | 91.5494 | 225.3864 | 204.0866 | 302.9008 | 329.4655 | 171.042 | 172.3087 | 74.0121 | 245.2426 | 122.4758 | 150.9281 | 275.077 | 294.8271 | 108.7068 | 275.4783 | 132.1002 | 203.0639 | 168.5202 | 254.895 | 317.0713 | 118.3038 | 144.8996 | 322.9867 | 90.5246 | 120.8577 | 174.87 | 228.1571 | 290.2942 | 160.675 | 114.212 | 152.2674 | 186.4729 | 187.3716 | 276.7785 | 112.8186 | 203.8822 | 145.5701 | 203.5164 | 257.8668 | 196.6127 | 280.3529 | 311.0823 | 166.4995 | 45.1797 | 181.9573 | 215.9729 | 157.8677 | 108.6891 | 169.1435 | 290.8818 | 318.4101 | 116.0259 | 229.4784 | 272.6682 | 158.8786 | 115.8846 | 152.8103 | 100.5079 | 282.7069 | 284.2498 | 193.7217 | 187.2159 | 127.2289 | 259.4108 | 174.2327 | 221.8613 | 222.4628 | 131.6954 | 275.1673 | 189.7723 | 112.5975 | 245.2621 | 109.0727 | 203.6538 | 65.1044 | 176.3509 | 157.2709 | 128.7688 | 159.0051 | 215.6561 | 304.2291 | 290.8568 | 165.1293 | 142.6083 | 78.3893 | 277.135 | 115.8374 | 99.877 | 157.8143 | 186.7232 | 275.6173 | 116.9704 | 235.867 | 141.6097 | 111.7506 | 195.0522 | 99.628 | 326.311 | 336.9657 | 211.2873 | 177.6567 | 169.7292 | 146.0071 | 180.2763 | 181.645 | 131.016 | 156.8211 | 194.0736 | 265.7743 | 103.6219 | 339.282 | 171.7934 | 168.2314 | 240.7553 | 330.7503 | 206.0676 | 237.955 | 183.7858 | 230.409 | 227.8263 | 209.0488 | 144.676 | 193.1905 | 129.7877 | 185.3373 | 160.4353 | 209.1457 | 210.363 | 212.5926 | 225.896 | 183.5941 | 260.7008 | 175.4045 | 290.522 | 178.1475 | 107.9019 | 116.0289 | 130.929 | 200.4683 | 194.456 | 235.0702 | 246.9422 | 179.785 | 147.2193 | 163.0695 | 308.2789 | 129.9701 | 225.6639 | 224.9126 | 92.0473 | 217.1793 | 267.8831 | 148.6627 | 144.2351 | 134.2466 | 239.7856 | 208.3615 | 123.9268 | 166.4959 | 134.2734 | 281.2743 | 162.1098 | 268.2905 | 260.6478 | 216.8862 | 164.0046 | 208.0048 | 116.6669 | 101.601 | 104.9622 | 121.2675 | 137.3345 | 473.6737 | 116.2616 | 88.4461 | 282.9207 | 130.4092 | 89.9155 | 0.96887 | 204.1044 | 160.3439 | 193.7925 | 244.5381 | 258.7614 | 164.4699 | 164.0608 | 164.5632 | 141.1467 | 311.2304 | 265.9439 | 112.3488 | 177.3841 | 121.2673 | 190.9839 | 251.2982 | 199.6488 | 234.6248 | 174.5558 | 72.7692 | 180.8925 | 157.0337 | 110.8187 | 413.8909 | 414.0992 | 238.1592 | 245.7845 | 136.3464 | 149.5108 | 249.4749 | 136.0525 | 85.4878 | 183.6782 | 402.4323 | 118.0075 | 236.6604 | 119.6621 | 131.2882 | 318.3681 | 156.2452 | 395.863 | 146.5378 | 174.69 | 271.8327 | 208.4846 | 231.0408 | 182.1082 | 138.9139 | 87.2742 | 137.2214 | 166.8727 | 201.6317 | 199.5252 | 96.5787 | 178.1202 | 227.8141 | 487.5173 | 188.9754 | 213.2153 | 154.2896 | 241.8295 | 127.4553 | 102.0275 | 157.6156 | 172.1305 | 173.3412 | 210.5159 | 255.5307 | 410.5634 | 92.1534 | 142.4228 | 307.8753 | 187.5294 | 154.4361 | 122.6941 | 218.9249 | 299.3538 | 147.8633 | 172.1577 | 162.1078 | 145.1424 | 226.3215 | 163.9488 | 225.358 | 208.501 | 199.6443 | 207.4293 | 258.5026 | 161.2238 | 261.6701 | 211.2167 | 217.8147 | 325.0127 | 140.5028 | 252.6317 | 152.8587 | 329.7994 | 160.7872 | 193.8965 | 321.9206 | 191.52 | 249.3551 | 109.1995 | 106.0202 | 202.654 | 177.5852 | 123.6279 | 140.989 | 274.7681 | 158.0893 | 312.4189 | 262.2569 | 120.0443 | 152.0091 | 105.4494 | 162.2113 | 146.6329 | 274.3976 | 233.0509 | 119.1387 | 264.1417 | 130.8278 | 250.7004 | 173.0877 | 210.2692 | 280.1099 | 196.0183 | 128.5957 | 139.4616 | 254.552 | 153.6958 | 211.3103 | 83.3117 | 280.7701 | 153.4591 | 335.0133 | 234.5172 | 365.5518 | 210.5531 | 160.0089 | 138.9666 | 98.4574 | 211.2503 | 206.0747 | 245.6087 | 163.9922 | 581.3277 | 203.8613 | 193.4022 | 287.7311 | 61.8666 | 277.8624 | 174.7323 | 150.3874 | 289.563 | 212.314 | 203.0219 | 132.7975 | 245.2402 | 228.8789 | 165.4933 | 253.7747 | 148.4066 | 154.393 | 261.5251 | 122.9028 | 184.8706 | 206.5655 | 198.8433 | 43.9974 | 141.1116 | 236.4485 | 183.5785 | 126.1678 | 191.4244 | 85.2876 | 206.4054 | 129.6341 | 138.3883 | 166.1641 | 382.8464 | 268.3721 | 362.4259 | 259.2124 | 122.1121 | 83.7955 | 111.9437 | 103.0446 | 164.1742 | 285.6691 | 344.5929 | 207.5593 | 146.7384 | 212.436 | 330.8538 | 206.0378 | 78.2778 | 234.4964 | 155.9394 | 325.6456 | 327.3475 | 230.7847 | 218.4146 | 212.8973 | 162.433 | 109.5441 | 249.4987 | 134.5942 | 180.8628 | 62.1081 | 116.8633 | 185.2265 | 179.7834 | 110.5996 | 427.2935 | 265.4733 | 223.064 | 314.8737 | 177.4886 | 143.0783 | 97.9305 | 228.5107 | 264.7833 | 252.8215 | 251.3791 | 147.0656 | 115.7866 | 17.7278 | 254.0407 | 210.6456 | 329.8906 | 243.2024 | 316.0691 | 333.1595 | 200.7214 | 149.2455 | 363.3657 | 341.2829 | 220.3599 | 190.4176 | 294.7756 | 288.4932 | 416.3266 | 394.6205 | 162.7034 | 303.2027 | 396.6519 | 156.2386 | 197.3441 | 171.2643 | 157.6535 | 64.1274 | 340.7759 | 110.3339 | 238.3844 | 253.8688 | 85.1466 | 251.0319 | 221.7008 | 143.3047 | 193.7744 | 168.6898 | 286.254 | 270.8332 | 393.9997 | 189.3819 | 119.8193 | 156.3667 | 236.7988 | 220.6944 | 254.3046 | 309.2221 | 160.3673 | 189.6377 | 101.7315 | 228.7987 | 167.5927 | 124.0293 | 211.1514 | 119.0709 | 155.1552 | 239.9339 | 121.7434 | 146.0826 | 178.8283 | 220.2779 | 284.7641 | 168.7894 | 292.9505 | 314.1692 | 178.7871 | 191.2077 | 307.2279 | 297.3254 | 227.3776 | 270.8268 | 143.4734 | 167.5351 | 159.1824 | 304.9946 | 144.8047 | 385.767 | 190.9834 | 180.3287 | 227.5243 | 198.069 | 252.802 | 132.2103 | 384.7481 | 147.1978 | 179.4169 | 87.8063 | 176.9921 | 535.2371 | 127.7384 | 159.6604 | 151.2386 | 230.8325 | 250.8886 | 271.0322 | 343.6747 | 168.5866 | 217.3505 | 298.3755 | 224.1671 | 137.1336 | 257.9954 | 283.6298 | 224.094 | 237.5979 | 279.138 | 332.0887 | 172.1598 | 150.5802 | 216.9729 | 176.4701 | 215.306 | 174.6782 | 200.9112 | 346.0822 | 125.4944 | 207.5063 | 180.0038 | 128.7649 | 145.2046 | 177.1488 | 548.6946 | 199.7738 | 232.0931 | 196.223 | 232.7889 | 216.5463 | 237.1237 | 127.6701 | 275.9709 | 235.7359 | 358.6129 | 198.6567 | 307.7649 | 188.2394 | 140.3239 | 102.2088 | 242.1166 | 225.4938 | 124.807 | 159.5127 | 121.4338 | 189.6415 | 96.3422 | 89.3833 | 184.6517 | 363.0151 | 249.9085 | 121.6651 | 164.5068 | 186.3981 | 85.4749 | 186.2783 | 174.3422 | 161.2725 | 216.994 | 298.6224 | 150.3144 | 392.5359 | 154.0013 | 205.8001 | 300.5425 | 263.6705 | 86.9278 | 302.7776 | 219.446 | 242.5167 | 181.3274 | 156.4029 | 108.8363 | 286.3362 | 210.6338 | 117.8141 | 309.3398 | 180.5622 | 153.3626 | 239.7344 | 100.8501 | 410.8094 | 266.1936 | 154.9409 | 186.0699 | 243.5113 | 132.3255 | 197.8097 | 281.386 | 157.007 | 159.0888 | 120.3984 | 139.6661 | 111.3505 | 152.804 | 232.2413 | 142.3258 | 208.3169 | 125.8765 | 211.3267 | 323.172 | 306.5216 | 168.1761 | 286.4416 | 295.3255 | 86.1288 | 102.9056 | 186.1634 | 271.3117 | 174.2613 | 228.5523 | 163.8425 | 164.9451 | 228.2717 | 235.8172 | 384.8558 | 295.564 | 258.5387 | 113.3195 | 110.9413 | 136.3816 | 227.873 | 244.0977 | 122.512 | 225.4281 | 206.7939 | 297.5521 | 255.587 | 377.1002 | 325.1541 | 274.4166 | 401.3458 | 245.6001 | 212.2817 | 283.4748 | 212.6607 | 220.2239 | 177.547 | 413.0933 | 195.5296 | 114.0424 | 287.2615 | 215.9341 | 209.2289 | 302.6052 | 243.3016 | 253.3607 | 262.9305 | 188.1345 | 80.0834 | 215.3038 | 211.4987 | 108.4403 | 297.2158 | 312.9983 | 220.1677 | 190.2899 | 235.5452 | 178.1587 | 167.4452 | 157.9559 | 118.3204 | 104.6841 | 115.559 | 211.8733 | 382.6531 | 252.6791 | 201.8677 | 209.6844 | 140.2352 | 187.503 | 134.8328 | 351.4672 | 331.4761 | 99.9036 | 175.004 | 211.5582 | 187.4529 | 257.925 | 234.4015 | 142.5497 | 210.0674 | 129.784 | 236.0796 | 178.1432 | 131.7682 | 346.6609 | 185.5199 | 353.883 | 207.9145 | 286.5284 | 124.1583 | 95.3541 | 127.9415 | 164.1997 | 213.2064 | 214.5329 | 149.2348 | 141.2627 | 280.0977 | 177.0287 | 284.8967 | 370.43 | 208.4453 | 282.7349 | 122.3333 | 365.9493 | 142.8317 | 238.1412 | 87.5464 | 209.5734 | 237.0964 | 299.61 | 136.1383 | 151.8594 | 151.3139 | 185.6567 | 400.9387 | 165.0126 | 247.4108 | 305.5243 | 192.3965 | 171.6348 | 161.3827 | 152.298 | 270.4973 | 209.4686 | 155.0046 | 159.4013 | 166.4251 | 196.9338 | 153.8724 | 176.0799 | 123.4744 | 256.9909 | 157.7169 | 171.4283 | 197.4528 | 72.9167 | 164.541 | 123.139 | 314.5239 | 248.5532 | 141.621 | 89.427 | 309.0733 | 249.237 | 213.2064 | 220.0075 | 181.7985 | 371.5861 | 142.9144 | 214.2923 | 169.7174 | 179.5129 | 186.1699 | 191.5378 | 267.4784 | 115.8213 | 311.4476 | 171.4603 | 216.1441 | 128.8906 | 382.4441 | 287.501 | 351.5227 | 135.2749 | 137.118 | 266.201 | 200.1085 | 164.1322 | 236.6869 | 336.399 | 223.2944 | 164.0794 | 377.2124 | 193.2481 | 137.9516 | 232.7735 | 266.0218 | 205.1531 | 194.6146 | 172.4485 | 176.8091 | 100.0638 | 314.2319 | 318.0668 | 212.5936 | 263.2799 | 73.6904 | 285.7961 | 161.0254 | 116.085 | 240.1815 | 176.8734 | 115.0767 | 156.9198 | 400.9764 | 241.5915 | 264.6259 | 196.9014 | 192.4433 | 187.3006 | 159.2251 | 126.7557 | 255.4815 | 160.0912 | 284.3544 | 324.7841 | 265.1176 | 315.786 | 163.0564 | 347.6666 | 185.7993 | 102.3841 | 165.8086 | 220.2359 | 315.2527 | 117.558 | 230.3839 | 203.8148 | 258.6751 | 478.004 | 136.5919 | 170.9012 | 212.1193 | 233.5114 | 326.1595 | 283.3501 | 140.269 | 324.9842 | 295.7607 | 168.1209 | 247.1074 | 401.9787 | 341.5838 | 215.3393 | 172.2642 | 233.536 | 164.5727 | 393.9912 | 209.3797 | 211.1608 | 312.089 | 162.3951 | 146.8122 | 231.3695 | 158.3408 | 140.6856 | 144.5938 | 184.6114 | 84.3782 | 248.0412 | 203.4519 | 210.4433 | 224.5696 | 144.5301 | 437.7343 | 187.1233 | 146.94 | 250.7026 | 277.9151 | 330.7323 | 198.8008 | 345.7828 | 216.1643 | 158.7107 | 219.3585 | 163.1466 | 153.0056 | 164.1862 | 154.8456 | 235.6321 | 302.0189 | 219.9767 | 166.2426 | 340.1365 | 58.4229 | 264.2905 | 153.2914 | 128.2122 | 280.1976 | 105.737 | 196.3007 | 193.2897 | 241.0213 | 131.8528 | 231.0303 | 216.3103 | 189.6527 | 225.9666 | 197.1412 | 239.4156 | 245.4221 | 120.1984 | 225.6738 | 195.5584 | 275.7345 | 168.6321 | 187.6972 | 218.3226 | 204.6577 | 122.4575 | 251.6 | 143.4017 | 257.7733 | 155.973 | 211.0526 | 223.9593 | 220.4653 | 226.0834 | 233.5936 | 328.9147 | 263.9001 | 236.0172 | 171.8815 | 155.1281 | 152.5868 | 219.6964 | 194.4783 | 166.8353 | 230.9136 | 125.626 | 309.5815 | 309.2174 | 171.353 | 165.48 | 344.8739 | 128.0357 | 163.0664 | 285.0019 | 128.4383 | 209.5084 | 118.0994 | 270.4376 | 151.2717 | 232.8474 | 289.4909 | 100.7715 | 218.3486 | 119.9568 | 384.7857 | 95.4293 | 100.2842 | 209.7047 | 217.3168 | 145.3 | 153.8006 | 128.0009 | 361.5855 | 257.5347 | 45.3251 | 156.4407 | 150.3374 | 194.1255 | 82.1915 | 97.4613 | 177.3041 | 241.06 | 171.6895 | 398.2695 | 188.9407 | 206.5495 | 187.5025 | 171.51 | 98.7997 | 129.767 | 242.0663 | 146.6397 | 248.2013 | 251.5218 | 398.4506 | 346.9044 | 223.9217 | 255.4389 | 272.3731 | 165.1581 | 282.6998 | 158.8536 | 233.4486 | 221.8312 | 177.0159 | 284.5767 | 171.5836 | 376.2065 | 218.0577 | 223.9771 | 132.4907 | 177.4525 | 221.6758 | 113.9147 | 198.6375 | 63.9807 | 173.0499 | 90.0927 | 192.4714 | 169.6977 | 198.8249 | 284.7329 | 93.9646 | 235.2979 | 178.3741 | 259.5384 | 266.2664 | 251.6132 | 133.7759 | 243.0294 | 167.5256 | 178.137 | 186.6696 | 159.4813 | 105.2199 | 96.0626 | 190.9374 | 225.7753 | 115.8492 | 183.8203 | 284.2139 | 219.494 | 69.3499 | 198.4219 | 151.467 | 217.7136 | 254.07 | 264.1848 | 252.7837 | 332.8498 | 193.7543 | 215.0062 | 127.4752 | 237.5885 | 255.0451 | 262.4667 | 167.9514 | 160.6077 | 334.9343 | 79.0561 | 170.4957 | 255.8569 | 135.3073 | 87.5729 | 185.1123 | 161.7818 | 97.0947 | 171.243 | 203.7747 | 175.8673 | 235.1782 | 108.5148 | 101.7155 | 146.1469 | 123.9474 | 206.7967 | 138.1972 | 170.125 | 178.2553 | 288.7413 | 219.3211 | 244.3969 | 152.1116 | 421.4199 | 214.6428 | 159.0903 | 138.403 | 275.6219 | 260.5805 | 251.9034 | 259.1519 | 179.9571 | 95.5893 | 441.5203 | 246.4063 | 346.9686 | 202.7337 | 187.1196 | 177.176 | 128.252 | 164.3747 | 232.0554 | 285.4381 | 162.4108 | 193.7102 | 149.6752 | 328.6015 | 108.9182 | 157.8411 | 376.6869 | 149.2978 | 142.0483 | 213.1374 | 139.6624 | 215.6269 | 226.2301 | 219.5583 | 118.2294 | 58.3816 | 156.7147 | 241.5446 | 219.2966 | 397.1458 | 352.4604 | 172.5601 | 249.9458 | 208.1352 | 228.501 | 69.7452 | 203.0334 | 123.4934 | 99.3325 | 245.993 | 192.2866 | 211.7094 | 237.2779 | 222.7216 | 256.3835 | 83.2118 | 223.8544 | 169.7662 | 222.1855 | 330.5508 | 166.243 | 182.6779 | 169.9331 | 224.0176 | 233.3821 | 165.3624 | 156.0292 | 149.7675 | 133.3253 | 338.3857 | 118.2971 | 274.3893 | 192.5398 | 256.8331 | 125.4754 | 172.0251 | 193.0192 | 251.8087 | 252.5201 | 181.5123 | 250.9384 | 262.7344 | 116.5136 | 263.8869 | 183.2972 | 204.8093 | 233.5127 | 175.1182 | 72.2189 | 317.9701 | 248.3798 | 213.7438 | 215.3169 | 150.9104 | 165.0834 | 162.3839 | 150.6253 | 188.6874 | 142.75 | 114.3364 | 220.3334 | 234.4287 | 147.4507 | 166.7966 | 170.9645 | 132.8044 | 221.3496 | 164.385 | 164.0261 | 192.4287 | 119.276 | 299.342 | 203.9002 | 159.4107 | 328.199 | 207.1696 | 134.9911 | 100.1294 | 161.1338 | 438.8957 | 212.2304 | 221.0055 | 180.2112 | 168.3076 | 207.1105 | 210.1196 | 191.6902 | 101.7871 | 238.9137 | 252.1258 | 146.4934 | 147.9322 | 255.1732 | 160.7917 | 308.2598 | 334.7273 | 158.2546 | 199.3015 | 178.9072 | 124.5205 | 284.5014 | 180.2893 | 422.1118 | 216.8178 | 262.1759 | 168.0746 | 149.3725 | 154.5102 | 191.165 | 381.5682 | 147.039 | 80.7826 | 178.8966 | 265.5557 | 201.3556 | 560.6781 | 193.7544 | 166.4463 | 126.8769 | 170.8807 | 344.935 | 121.4227 | 178.7549 | 220.9459 | 109.1838 | 275.3783 | 233.4741 | 278.7823 | 81.0588 | 134.2937 | 352.9323 | 168.4323 | 113.281 | 242.6955 | 154.2911 | 326.5576 | 166.2665 | 140.4383 | 104.0585 | 234.826 | 194.2736 | 143.3935 | 92.0427 | 283.5085 | 209.9046 | 272.0416 | 192.2921 | 120.3694 | 306.9748 | 233.9875 | 85.0332 | 115.9626 | 204.9017 | 124.6917 | 126.213 | 332.2758 | 246.2244 | 149.0339 | 186.1766 | 309.5477 | 193.6259 | 117.889 | 213.7748 | 240.9079 | 159.0611 | 149.1801 | 239.5002 | 315.1828 | 169.1671 | 228.7672 | 137.3579 | 248.6279 | 425.7399 | 120.2202 | 213.1263 | 266.2282 | 140.146 | 161.6718 | 189.5067 | 108.3839 | 220.3654 | 122.2497 | 110.0682 | 135.4214 | 66.9517 | 161.9595 | 227.1147 | 216.9476 | 214.4049 | 280.9569 | 89.2143 | 193.963 | 188.5078 | 194.5827 | 113.7393 | 5.6849 | 182.1897 | 210.7103 | 112.9732 | 195.4524 | 234.5661 | 220.2886 | 386.5207 | 475.5938 | 162.057 | 62.9869 | 330.6732 | 217.1023 | 392.3269 | 131.0878 | 210.8586 | 238.3321 | 136.3902 | 256.3118 | 167.581 | 163.1334 | 152.8041 | 282.3745 | 102.572 | 210.7119 | 110.6384 | 251.3991 | 204.5282 | 185.9887 | 356.4337 | 69.638 | 183.3915 | 367.8291 | 143.4539 | 89.3077 | 203.2988 | 361.3757 | 158.2247 | 124.3103 | 219.2408 | 318.3812 | 97.9845 | 197.3777 | 91.4897 | 154.9459 | 267.5732 | 225.3232 | 105.3843 | 171.4057 | 129.1999 | 202.4565 | 211.9811 | 133.2636 | 220.0269 | 181.1812 | 165.0036 | 155.9383 | 231.8753 | 109.3075 | 161.2407 | 161.1114 | 242.6573 | 214.5747 | 283.0158 | 250.4405 | 166.4767 | 182.7272 | 267.0401 | 330.0105 | 139.8573 | 238.4339 | 212.3796 | 141.6759 | 145.3413 | 109.2899 | 124.2602 | 168.8696 | 256.9201 | 350.8147 | 91.8619 | 199.8658 | 177.8477 | 113.8474 | 182.2343 | 182.9421 | 157.0944 | 272.8891 | 136.2352 | 128.9929 | 177.4851 | 82.6502 | 288.1254 | 140.1784 | 263.7612 | 303.1512 | 296.6418 | 181.6137 | 161.8676 | 202.4059 | 293.7907 | 209.4217 | 122.303 | 215.0037 | 131.9061 | 165.632 | 160.8825 | 172.9437 | 241.3001 | 206.4953 | 343.4679 | 211.679 | 139.645 | 189.2574 | 134.947 | 130.6832 | 187.0217 | 188.9244 | 155.3581 | 121.2958 | 146.4935 | 82.1949 | 117.3027 | 120.403 | 191.4012 | 152.0073 | 186.3846 | 231.8664 | 616.5564 | 163.9314 | 199.1793 | 112.2426 | 136.1333 | 134.7313 | 238.6331 | 336.7948 | 257.2159 | 213.5928 | 256.1827 | 106.0848 | 197.5041 | 143.3921 | 238.0531 | 147.516 | 190.4398 | 176.3801 | 209.7798 | 244.4243 | 197.7926 | 128.1006 | 334.1529 | 155.9438 | 213.864 | 179.5417 | 127.8547 | 112.1873 | 288.7481 | 118.6533 | 234.6498 | 152.6736 | 197.7616 | 146.7029 | 242.2459 | 212.4663 | 259.9886 | 240.9702 | 236.4436 | 401.8527 | 195.0386 | 190.8985 | 215.3978 | 179.4565 | 151.6982 | 210.6117 | 198.079 | 127.3139 | 141.9852 | 244.5249 | 400.1341 | 143.2668 | 164.9387 | 257.3739 | 360.1588 | 179.2918 | 260.6392 | 199.1374 | 162.1573 | 339.8616 | 273.8354 | 115.2225 | 183.946 | 316.4949 | 120.3014 | 236.1086 | 127.13 | 162.1522 | 182.0141 | 153.2646 | 293.0099 | 260.2531 | 156.5791 | 195.3557 | 174.84 | 209.3974 | 326.3356 | 144.5609 | 170.2592 | 124.2754 | 120.9515 | 300.3975 | 158.1358 | 84.3675 | 211.0298 | 278.8431 | 217.7072 | 178.9505 | 205.2291 | 128.6781 | 127.0913 | 278.0659 | 193.1322 | 269.7425 | 199.7355 | 166.0988 | 100.9544 | 236.1103 | 387.3554 | 93.6801 | 189.4987 | 326.8005 | 132.0774 | 208.8044 | 265.9927 | 210.0714 | 159.3666 | 246.4332 | 140.1393 | 225.2994 | 216.2823 | 118.5906 | 470.5316 | 331.4517 | 312.4551 | 238.1788 | 394.7215 | 216.5181 | 318.3439 | 129.4571 | 106.724 | 175.0721 | 180.0878 | 172.493 | 171.143 | 148.0161 | 108.3936 | 208.1696 | 179.7065 | 198.6347 | 106.5477 | 208.1018 | 140.0956 | 144.5984 | 111.5117 | 130.5437 | 132.6208 | 117.3616 | 154.2316 | 184.4591 | 495.3968 | 270.6919 | 194.5883 | 176.8673 | 218.1007 | 113.9933 | 61.6404 | 183.8026 | 122.4013 | 258.9836 | 157.9974 | 218.899 | 164.6265 | 228.1166 | 195.3314 | 217.4038 | 157.3297 | 105.5396 | 207.6979 | 169.1443 | 210.3477 | 213.9878 | 367.7847 | 207.6122 | 164.9218 | 195.4803 | 164.656 | 163.0041 | 121.0745 | 279.1192 | 179.5201 | 253.2168 | 298.2517 | 168.2776 | 240.6746 | 204.3989 | 156.242 | 169.3303 | 314.1038 | 249.1057 | 222.3698 | 334.0833 | 311.8228 | 347.2972 | 292.9604 | 153.3589 | 221.8165 | 245.8841 | 224.6377 | 347.1343 | 230.9515 | 182.3418 | 224.1193 | 445.5992 | 98.5336 | 169.6201 | 155.0937 | 271.8653 | 208.2251 | 159.985 | 271.5445 | 348.4703 | 122.866 | 227.4144 | 134.2226 | 277.6656 | 159.9517 | 161.6781 | 192.1666 | 254.7214 | 201.6895 | 249.1359 | 184.4783 | 150.4366 | 253.5099 | 243.88 | 164.4168 | 184.2356 | 133.5462 | 129.7702 | 172.282 | 143.0407 | 243.8977 | 190.5288 | 217.8688 | 222.949 | 296.5662 | 221.1362 | 93.9679 | 146.6559 | 112.9366 | 255.9191 | 122.141 | 250.5762 | 390.5903 | 270.0695 | 201.8387 | 299.3958 | 240.8311 | 261.297 | 137.2987 | 231.7255 | 141.7614 | 315.6274 | 313.476 | 219.7366 | 475.7583 | 349.1203 | 332.26 | 128.8114 | 191.426 | 158.6046 | 177.6396 | 225.4373 | 98.4687 | 169.6345 | 235.7112 | 119.892 | 281.4089 | 148.3052 | 307.2966 | 363.0134 | 333.11 | 214.1609 | 73.1299 | 159.1288 | 281.1946 | 140.6229 | 207.4166 | 162.6539 | 315.0467 | 224.3479 | 362.9487 | 331.0327 | 289.0306 | 119.4229 | 146.5586 | 330.2454 | 209.6155 | 181.544 | 148.4393 | 201.8653 | 140.7811 | 116.9992 | 181.4367 | 196.5188 | 119.4888 | 136.7629 | 339.6696 | 221.2908 | 97.2742 | 232.9251 | 222.6582 | 237.0618 | 144.3846 | 257.3448 | 167.2449 | 124.3177 | 186.6945 | 206.3131 | 279.0042 | 125.4594 | 128.1649 | 187.167 | 207.0716 | 234.3497 | 367.6192 | 236.2124 | 289.3994 | 181.5696 | 149.1342 | 186.3769 | 228.6308 | 240.1238 | 101.7209 | 101.8157 | 100.635 | 317.2788 | 241.7484 | 102.1159 | 204.691 | 160.9636 | 140.4234 | 283.5649 | 150.6768 | 315.7207 | 127.7485 | 184.5206 | 144.8873 | 99.7462 | 137.9621 | 180.617 | 430.1211 | 181.3798 | 86.2183 | 269.9796 | 214.9033 | 235.6668 | 250.0664 | 171.6351 | 279.7849 | 105.3143 | 455.9607 | 314.2099 | 122.3983 | 174.5671 | 294.9873 | 76.4941 | 279.0317 | 122.2052 | 166.8954 | 146.8065 | 291.9798 | 138.1095 | 111.3487 | 233.7866 | 306.9658 | 284.8508 | 102.7621 | 262.8998 | 117.1682 | 246.739 | 374.7962 | 252.5122 | 248.5532 | 239.4271 | 263.6455 | 140.609 | 180.3696 | 186.8937 | 183.8716 | 117.6734 | 150.8912 | 259.5701 | 247.9631 | 154.8044 | 139.5418 | 188.9345 | 274.2208 | 309.9394 | 242.8717 | 240.6673 | 231.3017 | 211.9979 | 151.2521 | 136.4377 | 226.6202 | 175.5639 | 182.2063 | 127.0497 | 92.2368 | 397.728 | 306.1545 | 298.705 | 178.8844 | 130.4238 | 257.9636 | 145.1009 | 219.9199 | 107.0608 | 232.7491 | 99.5021 | 172.5827 | 145.9779 | 166.9054 | 166.7622 | 92.4814 | 216.1852 | 178.0468 | 240.4797 | 216.9521 | 156.8026 | 322.0919 | 142.2585 | 134.0171 | 197.9764 | 246.2351 | 204.7587 | 252.1643 | 250.3689 | 208.359 | 169.3835 | 162.7725 | 183.1827 | 457.6729 | 295.3808 | 272.0127 | 243.8032 | 122.6267 | 148.3879 | 99.4722 | 308.3272 | 316.8975 | 146.3703 | 246.6463 | 185.3735 | 305.4555 | 196.5935 | 135.0092 | 114.2842 | 216.8047 | 394.7613 | 152.5256 | 178.5747 | 144.8633 | 197.0175 | 219.9587 | 217.8998 | 140.4935 | 198.0819 | 97.9211 | 218.804 | 342.9273 | 246.888 | 285.9968 | 259.1749 | 183.9799 | 120.1844 | 160.2659 | 322.9208 | 108.4329 | 174.0718 | 110.9287 | 209.9886 | 227.1881 | 165.8759 | 139.3875 | 148.0826 | 415.4894 | 264.7179 | 244.1661 | 329.0511 | 167.1023 | 239.8054 | 201.8128 | 238.273 | 147.2852 | 167.0609 | 117.1248 | 159.5856 | 240.939 | 216.6493 | 152.0426 | 112.3675 | 357.7869 | 184.2728 | 108.6723 | 167.0448 | 131.3102 | 286.0805 | 180.0463 | 223.8756 | 427.1047 | 247.8967 | 199.8668 | 297.6567 | 156.2195 | 222.2448 | 85.1464 | 181.2941 | 290.8115 | 135.1056 | 249.9225 | 313.3745 | 219.8068 | 90.7867 | 231.7109 | 202.261 | 192.7083 | 202.0451 | 155.6951 | 133.2396 | 196.3798 | 252.5569 | 174.3473 | 275.5226 | 202.1329 | 337.8999 | 173.5841 | 260.7678 | 185.6261 | 283.6633 | 261.63 | 116.1663 | 180.556 | 140.4198 | 197.7207 | 166.7257 | 263.8752 | 271.1262 | 227.4899 | 130.6506 | 221.5264 | 142.3545 | 145.9147 | 230.4357 | 169.9072 | 178.4595 | 215.314 | 149.4376 | 116.6112 | 215.3567 | 207.5141 | 241.242 | 139.4105 | 305.0288 | 232.5141 | 269.5275 | 387.6526 | 214.1503 | 172.2136 | 123.7833 | 163.1636 | 186.6617 | 122.8537 | 130.5637 | 309.8149 | 205.4096 | 125.9071 | 173.3873 | 151.9923 | 215.4029 | 160.5201 | 219.9993 | 84.8431 | 200.2607 | 262.4582 | 130.2373 | 306.8609 | 306.3548 | 355.9841 | 210.2864 | 77.3666 | 92.0807 | 233.2513 | 260.6524 | 101.3881 | 79.284 | 358.9667 | 126.4712 | 272.3182 | 344.4885 | 278.6472 | 177.6265 | 588.0183 | 100.8354 | 353.1372 | 202.2778 | 368.0582 | 101.7558 | 231.8575 | 138.3167 | 226.8722 | 270.4673 | 286.1228 | 305.3251 | 129.602 | 209.0907 | 199.5385 | 222.9863 | 194.9016 | 377.9401 | 309.2775 | 170.3557 | 117.1009 | 326.4959 | 95.2765 | 175.4027 | 154.7143 | 177.5663 | 122.2508 | 232.8529 | 119.1871 | 306.0449 | 204.1766 | 255.2053 | 359.6852 | 121.8388 | 153.3248 | 163.5796 | 227.6271 | 230.5879 | 275.4706 | 142.3046 | 324.2385 | 126.716 | 184.8201 | 251.197 | 137.3526 | 236.409 | 162.4413 | 197.1887 | 210.7493 | 210.1171 | 204.969 | 215.4323 | 318.8217 | 215.8697 | 181.2323 | 146.2392 | 296.4802 | 134.8996 | 250.8686 | 330.5724 | 192.6403 | 270.1152 | 125.1402 | 133.4597 | 110.3519 | 139.6024 | 173.6834 | 82.1234 | 133.6987 | 120.7239 | 14.6314 | 228.3618 | 126.7358 | 172.9017 | 248.1054 | 134.5994 | 133.3888 | 177.5995 | 328.761 | 233.0264 | 186.3518 | 158.2014 | 139.0835 | 183.0267 | 166.4739 | 249.7903 | 357.7732 | 152.6694 | 307.7493 | 198.231 | 90.6921 | 170.7329 | 249.7242 | 128.5503 | 203.2574 | 157.7526 | 183.9923 | 221.0174 | 165.3503 | 120.7229 | 205.7423 | 115.9715 | 200.2224 | 210.584 | 84.1929 | 250.8926 | 276.991 | 298.2765 | 201.5687 | 171.4353 | 150.4635 | 178.0739 | 200.2979 | 105.2968 | 145.6745 | 244.4674 | 112.8575 | 112.1712 | 253.5668 | 156.415 | 222.5273 | 114.38 | 215.1069 | 179.5165 | 191.1201 | 199.2133 | 183.1645 | 201.3679 | 203.6083 | 213.8073 | 165.1277 | 81.644 | 170.3317 | 244.4052 | 156.4864 | 195.0243 | 81.5995 | 204.0529 | 204.1808 | 109.1435 | 169.6315 | 63.2423 | 126.908 | 205.4815 | 154.3888 | 254.1987 | 280.4859 | 115.3812 | 188.952 | 291.2947 | 218.5993 | 187.3825 | 321.8584 | 198.2747 | 247.156 | 132.303 | 172.7888 | 130.9098 | 639.7713 | 258.3155 | 210.3884 | 326.0303 | 172.1103 | 252.7986 | 421.2704 | 202.177 | 216.9438 | 208.7608 | 320.4683 | 182.0838 | 306.9207 | 163.7882 | 161.8585 | 99.0515 | 186.2556 | 186.4172 | 200.4458 | 199.1364 | 250.9098 | 261.8608 | 155.15 | 208.5585 | 198.1128 | 115.6176 | 147.6581 | 169.792 | 162.6565 | 170.2214 | 146.3508 | 122.7116 | 230.1634 | 482.1597 | 171.747 | 219.2693 | 76.4167 | 231.9504 | 64.2763 | 271.9257 | 148.061 | 192.2583 | 257.3098 | 459.2634 | 256.0382 | 159.1826 | 217.082 | 30.7791 | 245.5374 | 271.4198 | 112.2234 | 93.4028 | 183.3903 | 203.4539 | 178.3665 | 234.6653 | 160.4552 | 318.8405 | 173.4832 | 210.8919 | 197.3473 | 161.2399 | 149.1277 | 185.5885 | 114.7172 | 336.9688 | 140.728 | 186.0539 | 121.3566 | 174.2399 | 160.8627 | 191.5115 | 267.3728 | 208.3863 | 104.4288 | 90.268 | 266.2335 | 237.4577 | 173.9625 | 128.0682 | 253.647 | 193.1053 | 171.6767 | 97.2929 | 168.1529 | 245.2051 | 159.9278 | 176.8585 | 133.768 | 131.0174 | 291.2649 | 194.5492 | 107.1203 | 261.7177 | 402.0651 | 172.7222 | 333.1595 | 240.112 | 146.9521 | 171.303 | 229.1611 | 224.0811 | 223.5832 | 312.1007 | 315.1285 | 105.6303 | 247.8234 | 366.636 | 107.918 | 379.982 | 178.3264 | 218.9879 | 311.6584 | 274.4042 | 160.0868 | 108.9077 | 245.5271 | 218.8968 | 161.9658 | 235.92 | 112.0658 | 159.4257 | 207.8314 | 132.8492 | 339.1945 | 162.8837 | 148.0305 | 161.8348 | 169.0275 | 189.4893 | 156.8527 | 141.5429 | 178.0314 | 152.6397 | 278.7368 | 274.2619 | 305.3172 | 184.2655 | 84.886 | 163.5248 | 213.7086 | 308.4486 | 226.6813 | 171.5501 | 259.2572 | 112.1857 | 151.7089 | 256.9753 | 156.3114 | 182.9694 | 163.3397 | 183.7008 | 192.9362 | 167.2284 | 292.0172 | 285.1636 | 462.8618 | 132.927 | 165.2534 | 208.1368 | 212.0999 | 124.0757 | 91.9691 | 211.123 | 304.1996 | 104.592 | 166.5758 | 225.1603 | 237.9929 | 89.6714 | 164.0058 | 192.9994 | 430.7608 | 225.2682 | 205.278 | 217.4507 | 354.2226 | 423.7064 | 289.737 | 146.691 | 122.785 | 119.5137 | 155.1157 | 204.9616 | 153.075 | 180.5757 | 233.3299 | 194.1951 | 222.42 | 350.5525 | 202.2486 | 8.7157 | 167.4526 | 208.8362 | 275.0288 | 194.822 | 223.1099 | 129.3543 | 312.0674 | 255.5078 | 138.2167 | 181.5856 | 184.911 | 242.461 | 127.5285 | 277.3781 | 153.7635 | 107.9602 | 123.0017 | 191.4947 | 220.3255 | 170.7767 | 216.2741 | 209.5386 | 199.0119 | 82.6684 | 156.2386 | 114.0276 | 256.8419 | 172.8768 | 249.8646 | 199.6784 | 136.0694 | 149.3906 | 184.6448 | 146.0449 | 197.343 | 224.0752 | 113.4223 | 194.0097 | 233.839 | 117.5745 | 171.1606 | 267.8918 | 345.0382 | 151.3129 | 79.8951 | 170.4251 | 146.6341 | 318.2537 | 190.4528 | 191.1273 | 206.398 | 290.2561 | 246.5666 | 206.8883 | 264.0898 | 128.6172 | 166.6441 | 188.7152 | 488.7062 | 243.3385 | 168.1826 | 258.7426 | 218.8054 | 178.7118 | 367.6498 | 168.5105 | 107.9091 | 214.1313 | 309.4028 | 157.8957 | 199.6617 | 153.8501 | 203.8135 | 162.1786 | 104.4194 | 259.21 | 174.43 | 167.33 | 198.7921 | 179.4952 | 360.22 | 116.4522 | 131.5606 | 161.2401 | 97.574 | 245.9409 | 169.6633 | 217.9769 | 287.2928 | 248.0653 | 224.007 | 210.1584 | 113.9431 | 187.9988 | 185.602 | 76.9128 | 205.2095 | 221.8675 | 140.6397 | 150.4057 | 182.6119 | 93.5325 | 270.07 | 212.4294 | 204.8348 | 92.0297 | 250.0739 | 109.5393 | 171.1084 | 260.5468 | 277.3889 | 187.891 | 283.7645 | 216.3246 | 251.9402 | 181.0271 | 286.9572 | 84.7534 | 380.3164 | 56.2769 | 125.2275 | 189.584 | 118.3084 | 207.8854 | 150.4048 | 195.1156 | 220.387 | 128.2614 | 146.4688 | 216.2072 | 121.1976 | 145.5705 | 147.6221 | 172.0019 | 152.1304 | 278.4128 | 164.5714 | 244.599 | 175.8272 | 131.2152 | 184.0806 | 176.6256 | 171.3336 | 268.8029 | 310.8488 | 164.2239 | 195.6317 | 141.3309 | 372.3934 | 262.2885 | 240.1929 | 201.4088 | 170.7421 | 236.822 | 200.3756 | 111.2082 | 226.5066 | 111.2208 | 159.7617 | 151.2298 | 247.776 | 285.9756 | 197.8865 | 330.6474 | 281.9222 | 148.5073 | 130.0585 | 202.7532 | 178.5557 | 133.5177 | 284.1607 | 159.18 | 240.2888 | 239.0968 | 191.0487 | 126.4033 | 185.9994 | 186.1158 | 216.9102 | 183.326 | 296.6351 | 156.2804 | 152.4223 | 319.5995 | 126.4316 | 172.6893 | 171.4589 | 187.5738 | 100.929 | 127.1722 | 298.7175 | 180.6085 | 322.7942 | 244.6206 | 364.5756 | 150.3589 | 128.7721 | 122.6159 | 260.7466 | 170.5127 | 165.1603 | 316.0748 | 222.6261 | 175.5291 | 392.814 | 153.026 | 121.3076 | 201.2662 | 300.6437 | 132.7891 | 111.46 | 194.4889 | 110.3551 | 129.367 | 157.475 | 239.5273 | 201.954 | 141.6821 | 185.4874 | 148.0332 | 86.8347 | 160.6204 | 146.2631 | 132.4719 | 182.7741 | 330.46 | 359.071 | 139.5946 | 147.8691 | 181.3132 | 181.6146 | 114.267 | 239.2123 | 184.2832 | 158.1162 | 126.4151 | 523.6905 | 177.7888 | 86.1582 | 188.7703 | 190.8372 | 298.9189 | 206.0313 | 188.0984 | 342.3759 | 98.2932 | 339.9918 | 238.5625 | 173.538 | 237.383 | 289.1966 | 279.9776 | 112.9363 | 244.8629 | 173.4902 | 197.5888 | 233.0538 | 324.9597 | 199.2129 | 338.8511 | 197.4155 | 313.713 | 190.3953 | 168.1889 | 370.8256 | 239.3732 | 270.5575 | 164.7366 | 124.4096 | 179.0652 | 178.2565 | 249.1572 | 209.5293 | 283.0858 | 161.0896 | 245.2593 | 168.8608 | 170.918 | 96.9644 | 101.9274 | 185.931 | 161.8664 | 193.9925 | 211.2906 | 110.1558 | 207.7379 | 196.4647 | 165.1813 | 220.4026 | 254.8867 | 206.3504 | 294.8721 | 278.3624 | 185.2899 | 418.0371 | 175.0741 | 161.6666 | 176.2308 | 132.2108 | 162.7625 | 203.9346 | 185.6308 | 243.4331 | 171.0154 | 122.7154 | 218.891 | 143.1298 | 191.1228 | 157.8679 | 276.4115 | 179.8605 | 364.4845 | 224.316 | 74.7921 | 146.0442 | 181.8006 | 122.7308 | 392.8456 | 255.4335 | 181.4485 | 144.3101 | 86.1607 | 126.1403 | 211.4239 | 180.0073 | 195.9741 | 123.6263 | 317.3992 | 169.4006 | 382.3138 | 107.6308 | 237.2754 | 205.0905 | 490.7701 | 307.8749 | 256.2071 | 312.3517 | 295.3312 | 140.0305 | 224.5194 | 179.6916 | 277.4512 | 171.4687 | 174.6065 | 197.0181 | 225.4372 | 316.8823 | 161.086 | 141.5226 | 175.0824 | 254.8481 | 421.5552 | 297.0147 | 106.4169 | 216.7743 | 173.7093 | 111.3855 | 149.0226 | 239.5516 | 267.4357 | 550.9245 | 124.4785 | 251.9718 | 193.7379 | 141.7225 | 252.9164 | 237.8469 | 324.9957 | 292.9614 | 362.2939 | 104.1137 | 179.3144 | 261.0275 | 145.3527 | 126.3509 | 233.9337 | 127.1171 | 157.2043 | 166.2637 | 194.8678 | 147.9587 | 265.9153 | 154.386 | 198.1712 | 219.6403 | 209.1354 | 60.5542 | 181.0165 | 180.4373 | 115.7837 | 131.0548 | 159.0008 | 401.0845 | 136.2555 | 177.5842 | 167.4158 | 206.8214 | 68.8041 | 370.4041 | 189.4734 | 239.6002 | 250.6766 | 194.6595 | 149.1262 | 137.2567 | 113.9071 | 149.2073 | 47.6007 | 129.5622 | 156.6703 | 345.0622 | 149.1739 | 205.3078 | 74.8141 | 352.4368 | 228.4458 | 125.4825 | 435.9901 | 383.7257 | 239.8277 | 179.4446 | 165.8665 | 224.1974 | 149.8221 | 204.1081 | 176.2699 | 193.5165 | 124.5342 | 137.597 | 167.844 | 266.1685 | 232.6618 | 179.5468 | 119.855 | 160.667 | 152.1906 | 401.0698 | 226.2037 | 260.2276 | 114.1302 | 90.9444 | 103.427 | 200.0687 | 242.4312 | 157.3158 | 232.5922 | 360.6166 | 255.6639 | 203.1169 | 159.0351 | 70.0875 | 177.2474 | 104.8088 | 133.8705 | 207.0722 | 276.4999 | 178.6591 | 120.9129 | 253.4872 | 296.0776 | 127.5034 | 155.57 | 311.8832 | 160.1899 | 114.087 | 236.4359 | 177.4496 | 285.6082 | 144.233 | 137.9929 | 167.2092 | 150.8152 | 211.7679 | 155.791 | 20.3011 | 221.28 | 172.8475 | 284.6078 | 129.2893 | 247.9762 | 124.0839 | 149.508 | 181.1322 | 158.1775 | 347.2187 | 155.6389 | 123.6411 | 248.8312 | 225.7061 | 137.118 | 206.3437 | 276.1735 | 314.751 | 162.5314 | 259.5902 | 159.5716 | 189.4641 | 225.6286 | 122.6794 | 146.4842 | 119.3084 | 366.1792 | 202.9805 | 346.9603 | 266.7363 | 118.7534 | 231.1984 | 242.934 | 163.64 | 297.5691 | 130.4145 | 219.1912 | 189.4497 | 139.0775 | 516.306 | 293.3316 | 90.1507 | 171.6576 | 285.596 | 94.2974 | 183.8923 | 202.9237 | 257.7362 | 236.7705 | 232.7838 | 192.8614 | 143.6013 | 153.1386 | 217.4778 | 174.721 | 165.621 | 155.1149 | 164.7753 | 123.2787 | 288.2203 | 212.2848 | 148.9891 | 123.5018 | 265.4136 | 220.485 | 156.4518 | 223.4689 | 127.8228 | 150.7951 | 397.1197 | 185.8139 | 178.2531 | 151.1862 | 344.484 | 138.7546 | 257.7273 | 195.6991 | 114.736 | 125.8323 | 272.3684 | 303.3872 | 225.6795 | 182.1305 | 224.9021 | 273.4341 | 102.6048 | 178.8058 | 195.019 | 123.6787 | 144.0607 | 229.7355 | 248.2973 | 117.4968 | 180.9782 | 235.1359 | 324.7795 | 145.5037 | 175.5237 | 200.4198 | 165.1727 | 532.4377 | 136.8387 | 187.6308 | 142.2224 | 88.7244 | 118.6638 | 78.697 | 265.2655 | 230.0716 | 130.0227 | 297.3727 | 184.5526 | 248.776 | 168.2021 | 222.0599 | 133.4047 | 228.2062 | 316.1808 | 227.8836 | 136.2993 | 217.7403 | 239.0028 | 282.7291 | 121.7382 | 256.0436 | 532.3271 | 342.5595 | 129.219 | 194.7687 | 301.444 | 233.5955 | 214.7745 | 189.8213 | 233.2598 | 153.3227 | 169.2608 | 321.5006 | 297.7419 | 266.773 | 303.413 | 299.1914 | 260.4518 | 224.9579 | 294.8308 | 198.0555 | 82.4877 | 163.0173 | 118.558 | 106.2605 | 214.7118 | 224.3424 | 185.9121 | 259.2359 | 135.5983 | 329.0192 | 264.5274 | 436.7258 | 105.7187 | 232.5567 | 180.2112 | 209.2023 | 234.1773 | 269.7279 | 176.3044 | 282.2407 | 38.8193 | 250.3515 | 251.4011 | 157.3064 | 173.5623 | 291.0785 | 90.1492 | 157.2715 | 242.7783 | 319.9306 | 316.5785 | 263.1423 | 183.3148 | 192.0317 | 190.6671 | 49.1899 | 166.4754 | 219.5045 | 192.4164 | 304.8453 | 198.7838 | 144.1479 | 314.1661 | 368.0703 | 142.5336 | 110.0379 | 153.5225 | 192.9583 | 218.1912 | 178.7413 | 176.7636 | 187.371 | 216.4797 | 130.3577 | 114.5326 | 157.7602 | 215.2302 | 316.6432 | 148.7915 | 218.1525 | 109.5161 | 194.5182 | 114.0757 | 293.733 | 251.9698 | 358.4413 | 267.4748 | 202.0439 | 305.8811 | 235.7891 | 135.1316 | 116.8765 | 207.8039 | 184.9132 | 77.2392 | 217.4826 | 298.9371 | 13.6648 | 154.5103 | 106.2127 | 102.7664 | 121.7698 | 131.3689 | 204.5868 | 101.8209 | 234.0028 | 200.6767 | 215.1539 | 309.8428 | 106.3743 | 235.4767 | 155.0139 | 281.2304 | 282.8971 | 154.0377 | 131.3196 | 308.0352 | 140.132 | 86.1715 | 263.0998 | 331.5188 | 130.1441 | 276.0939 | 84.0532 | 184.2802 | 166.0261 | 190.0207 | 209.4084 | 212.1117 | 134.6579 | 309.5139 | 176.7653 | 133.6554 | 309.2089 | 141.239 | 133.9619 | 187.2711 | 309.6921 | 108.7848 | 161.5487 | 345.1668 | 79.9337 | 138.6154 | 264.395 | 209.7944 | 131.5893 | 164.4514 | 259.0111 | 109.7558 | 108.1311 | 96.5886 | 231.5287 | 80.0451 | 152.771 | 280.5881 | 134.0731 | 313.6776 | 308.0286 | 139.7966 | 117.3397 | 187.8373 | 172.1884 | 236.3917 | 141.9743 | 162.4511 | 279.612 | 220.4873 | 369.9802 | 106.9389 | 202.5395 | 91.0949 | 145.3307 | 258.8277 | 315.818 | 181.4059 | 170.5409 | 255.7905 | 136.5914 | 236.4701 | 212.136 | 379.2467 | 390.7087 | 100.9849 | 214.3575 | 178.3546 | 232.4946 | 134.3818 | 135.5884 | 259.3137 | 158.778 | 268.3292 | 288.8364 | 222.17 | 114.0222 | 335.2711 | 186.6274 | 326.0214 | 95.7124 | 158.0442 | 217.3677 | 263.6563 | 161.8345 | 197.6008 | 168.989 | 310.998 | 163.5993 | 341.7012 | 115.4891 | 147.9416 | 201.0856 | 356.942 | 347.2891 | 286.8678 | 128.4751 | 181.802 | 136.4131 | 267.3938 | 224.3251 | 177.6342 | 104.5213 | 129.9497 | 128.2701 | 326.5916 | 65.579 | 215.335 | 118.6233 | 104.6232 | 153.5743 | 222.1404 | 206.9604 | 286.5605 | 131.4308 | 303.7426 | 137.1358 | 150.2185 | 304.0604 | 319.5441 | 253.7672 | 191.0217 | 147.2488 | 133.0785 | 177.9123 | 137.8622 | 296.8 | 124.87 | 131.3529 | 142.4526 | 139.2081 | 271.0405 | 253.6503 | 151.2236 | 224.8923 | 202.6251 | 118.8523 | 451.1574 | 207.8355 | 313.2322 | 167.6838 | 195.6974 | 239.1194 | 324.9575 | 227.919 | 198.1607 | 146.1544 | 250.1841 | 327.6318 | 233.2825 | 232.3973 | 444.9836 | 128.5303 | 226.7048 | 145.6256 | 135.9641 | 203.8036 | 210.4655 | 259.0579 | 181.5795 | 161.7805 | 213.9169 | 173.7627 | 155.2619 | 104.2619 | 189.2489 | 288.6028 | 203.3572 | 182.3543 | 228.4969 | 177.0134 | 328.4454 | 145.8276 | 177.4051 | 286.6365 | 107.9603 | 115.2732 | 143.8806 | 193.0365 | 170.845 | 394.6417 | 128.6473 | 217.0234 | 125.5176 | 169.2398 | 185.9009 | 93.7121 | 264.0704 | 338.1645 | 261.6854 | 133.3273 | 111.7659 | 213.4837 | 217.3732 | 279.4921 | 84.1608 | 253.8161 | 337.4027 | 187.1137 | 151.0691 | 258.511 | 212.4124 | 213.3571 | 110.5763 | 248.9856 | 180.4595 | 69.3971 | 354.6273 | 236.1521 | 312.9494 | 181.7026 | 158.3813 | 181.7993 | 220.4897 | 207.3377 | 291.2924 | 120.5903 | 187.6407 | 136.0956 | 269.7268 | 128.0776 | 242.6894 | 184.8345 | 234.5611 | 113.1457 | 101.9499 | 147.1118 | 228.5994 | 158.3562 | 183.6133 | 201.7281 | 127.105 | 477.673 | 180.478 | 139.1114 | 134.5165 | 108.3772 | 165.7435 | 216.9206 | 119.9649 | 192.4845 | 186.0792 | 112.6856 | 156.9798 | 231.5806 | 222.9999 | 228.0171 | 199.5746 | 193.1227 | 221.0316 | 303.7194 | 144.3111 | 107.6641 | 195.3038 | 184.5449 | 344.5398 | 228.2077 | 137.673 | 127.0725 | 195.8533 | 99.6677 | 182.2968 | 331.7373 | 251.7037 | 151.6442 | 117.1545 | 212.6529 | 219.6545 | 261.8883 | 172.419 | 199.1532 | 314.0357 | 228.6497 | 166.2335 | 138.7233 | 164.3659 | 116.1255 | 271.198 | 440.7234 | 135.2225 | 259.0952 | 267.1978 | 88.1965 | 185.31 | 207.6734 | 223.9925 | 155.9714 | 139.8498 | 77.5813 | 75.7598 | 103.1868 | 341.534 | 441.1741 | 151.772 | 161.934 | 260.5163 | 222.6619 | 222.0994 | 329.9632 | 298.9226 | 244.0735 | 147.3501 | 198.0311 | 91.7106 | 182.4623 | 168.4734 | 104.5694 | 473.9237 | 147.9779 | 192.0968 | 166.3324 | 260.7418 | 265.7833 | 315.4277 | 245.4195 | 270.0996 | 186.6995 | 210.3507 | 245.6851 | 172.6546 | 103.8705 | 311.6816 | 162.0618 | 142.3447 | 103.0532 | 156.8815 | 243.4475 | 256.9727 | 165.1073 | 224.5203 | 108.9238 | 180.9699 | 315.2344 | 133.3623 | 268.0697 | 208.6827 | 232.7061 | 176.5463 | 196.0423 | 265.2227 | 126.8648 | 250.8388 | 159.3123 | 144.9945 | 284.6582 | 206.2509 | 144.5029 | 167.0594 | 146.3529 | 177.6294 | 266.2681 | 231.522 | 253.8185 | 164.0671 | 158.5882 | 134.3319 | 361.6814 | 194.0681 | 194.7473 | 209.8582 | 188.1676 | 207.6712 | 220.2859 | 188.011 | 170.387 | 211.4985 | 212.7347 | 98.7479 | 313.898 | 248.0975 | 146.7845 | 81.8074 | 175.7623 | 409.609 | 197.1784 | 139.3068 | 303.0855 | 174.0257 | 488.944 | 236.276 | 174.9499 | 107.6102 | 109.3822 | 217.0469 | 290.2466 | 182.9416 | 263.8952 | 280.3806 | 180.9902 | 314.111 | 158.3929 | 109.733 | 174.643 | 184.0466 | 175.0371 | 134.0394 | 293.36 | 73.5256 | 120.3342 | 146.9885 | 261.4731 | 210.4827 | 137.1158 | 157.5151 | 189.1803 | 130.6637 | 102.9015 | 310.0602 | 186.6493 | 291.8136 | 171.639 | 180.1429 | 250.9423 | 221.3639 | 173.6035 | 250.8535 | 195.6313 | 100.0281 | 246.2404 | 167.8469 | 211.8058 | 111.5742 | 206.3185 | 106.9768 | 168.9423 | 122.8543 | 198.4532 | 359.9408 | 279.1437 | 212.1933 | 194.0166 | 123.506 | 358.3389 | 179.6544 | 181.7668 | 250.7737 | 230.2961 | 166.0481 | 125.3602 | 360.5028 | 241.983 | 169.7244 | 167.4005 | 171.4076 | 259.6291 | 160.3972 | 115.9022 | 84.652 | 238.0076 | 83.9467 | 181.329 | 200.1328 | 114.4013 | 132.0557 | 121.176 | 347.4311 | 172.516 | 110.8459 | 368.7899 | 271.8085 | 443.3283 | 302.2571 | 169.8202 | 242.6453 | 139.8972 | 241.4501 | 120.8886 | 125.4593 | 218.6384 | 226.3103 | 182.1763 | 155.2282 | 358.6907 | 178.532 | 240.4442 | 126.4744 | 246.8902 | 293.2343 | 222.3738 | 209.5893 | 209.5137 | 246.7218 | 303.7478 | 190.5385 | 225.0269 | 143.0594 | 208.8379 | 294.8933 | 195.78 | 185.5158 | 197.3796 | 115.9753 | 283.0909 | 146.5198 | 136.9772 | 185.8132 | 193.6 | 178.9957 | 185.1535 | 371.3877 | 88.0282 | 148.4817 | 251.0884 | 253.7617 | 138.9715 | 241.3857 | 154.0046 | 154.2397 | 195.1616 | 185.8317 | 209.7865 | 115.5326 | 115.6766 | 191.3528 | 302.838 | 163.6502 | 82.0634 | 225.2849 | 145.1529 | 77.7227 | 252.5831 | 127.8398 | 143.0564 | 341.3716 | 199.6349 | 116.5866 | 85.7381 | 188.7581 | 207.4028 | 286.114 | 210.7435 | 286.7344 | 85.2978 | 318.9816 | 162.8971 | 348.255 | 207.0055 | 429.3586 | 98.5477 | 149.8993 | 216.8098 | 235.4129 | 176.721 | 214.5097 | 205.1738 | 227.012 | 59.0154 | 185.5392 | 127.5732 | 320.9669 | 138.4572 | 127.3918 | 270.9918 | 147.9188 | 213.1045 | 194.5777 | 275.3895 | 271.6685 | 111.3004 | 178.673 | 177.1276 | 270.1937 | 179.4245 | 11.9568 | 132.9953 | 152.1284 | 172.5691 | 99.8319 | 205.5159 | 189.4945 | 47.2357 | 183.2723 | 237.7944 | 252.3336 | 129.5599 | 167.9422 | 259.3016 | 109.4441 | 192.0865 | 126.5531 | 304.4659 | 278.04 | 213.9683 | 55.2488 | 123.6583 | 150.0294 | 261.9878 | 188.0136 | 130.7971 | 127.1261 | 208.067 | 165.5575 | 388.8558 | 147.9905 | 184.459 | 251.9461 | 148.5138 | 139.6464 | 345.4708 | 294.3382 | 209.7134 | 122.0491 | 239.1177 | 170.7969 | 132.1185 | 113.8663 | 169.3613 | 199.835 | 86.8781 | 345.6891 | 211.313 | 347.1853 | 127.6818 | 184.8091 | 131.4753 | 267.4288 | 212.2134 | 174.0938 | 268.8614 | 171.7446 | 296.4604 | 176.9754 | 202.6251 | 331.2213 | 225.5368 | 230.4979 | 83.1731 | 162.6022 | 189.6595 | 166.2755 | 210.553 | 305.7822 | 155.8957 | 196.7407 | 237.1083 | 139.8734 | 79.4503 | 133.841 | 195.0695 | 111.7851 | 181.5665 | 232.708 | 120.5756 | 142.0539 | 143.0087 | 350.9777 | 186.7807 | 159.8982 | 300.9339 | 132.6004 | 195.3857 | 178.3178 | 145.9968 | 93.6048 | 218.8771 | 190.3771 | 268.193 | 136.2904 | 239.8985 | 190.059 | 260.4377 | 249.6923 | 188.7823 | 219.0879 | 124.8511 | 244.3252 | 404.3859 | 362.473 | 224.4928 | 159.6531 | 134.0979 | 56.7291 | 146.1191 | 87.9357 | 226.872 | 331.5415 | 195.3964 | 172.964 | 191.5598 | 250.8613 | 291.1864 | 239.6639 | 136.8915 | 207.162 | 134.1423 | 287.3879 | 232.3537 | 223.3252 | 176.4524 | 161.4243 | 85.255 | 294.4813 | 112.3246 | 123.8737 | 223.8262 | 207.6323 | 199.7385 | 243.1376 | 210.0387 | 267.0374 | 83.8061 | 152.4343 | 223.1242 | 252.3463 | 173.1325 | 163.2365 | 234.0027 | 126.2085 | 172.3364 | 329.6055 | 253.9855 | 150.2871 | 265.841 | 187.4139 | 157.6495 | 349.7108 | 173.5605 | 256.6399 | 241.4758 | 168.0804 | 136.1777 | 236.8811 | 179.9531 | 210.6269 | 288.9122 | 181.7741 | 52.9961 | 148.2896 | 241.3828 | 126.0016 | 149.9335 | 219.7677 | 196.1844 | 229.8267 | 186.2119 | 185.1194 | 157.1558 | 206.5566 | 176.6468 | 291.469 | 83.8542 | 229.9104 | 171.8194 | 381.1913 | 211.8468 | 231.8102 | 205.1212 | 249.5854 | 175.155 | 62.8109 | 103.6795 | 333.8088 | 135.5608 | 123.3416 | 291.7878 | 265.1406 | 157.9237 | 95.1439 | 113.2451 | 229.4655 | 358.4446 | 128.0338 | 158.0108 | 289.7936 | 213.2818 | 159.9614 | 135.6259 | 238.0321 | 189.1507 | 337.9096 | 238.922 | 219.4902 | 213.3762 | 145.8874 | 272.4723 | 112.0685 | 139.4493 | 231.4891 | 346.3409 | 132.3839 | 176.2893 | 252.6509 | 125.5926 | 132.352 | 245.0404 | 173.2721 | 175.6089 | 175.5017 | 146.4916 | 216.4907 | 128.4912 | 152.3783 | 149.5026 | 172.0264 | 247.678 | 248.5756 | 249.4855 | 188.0509 | 128.5765 | 286.8382 | 267.1492 | 199.027 | 304.9161 | 227.223 | 214.2484 | 231.1049 | 287.337 | 121.8828 | 252.488 | 397.2082 | 287.5342 | 174.7223 | 169.7919 | 285.4534 | 154.9067 | 165.0242 | 188.0945 | 96.7621 | 414.9189 | 235.7287 | 261.63 | 262.0607 | 247.6109 | 128.749 | 299.4033 | 153.535 | 182.2694 | 180.0439 | 153.17 | 200.6986 | 250.4784 | 219.9415 | 259.2731 | 237.7416 | 287.7803 | 111.2454 | 278.4575 | 114.8153 | 286.5483 | 170.2044 | 243.5236 | 216.8539 | 182.6503 | 256.0178 | 113.7331 | 407.6382 | 205.4207 | 244.3019 | 367.0907 | 200.1489 | 96.6689 | 325.8703 | 150.6592 | 239.1912 | 255.6043 | 209.7304 | 161.7898 | 287.6075 | 157.0966 | 154.7726 | 222.7225 | 277.3404 | 134.7852 | 140.5484 | 246.1343 | 154.5037 | 126.3266 | 121.1668 | 150.4192 | 243.7361 | 297.6361 | 192.6205 | 144.0255 | 196.8602 | 129.2909 | 252.7946 | 156.2067 | 208.8348 | 83.7136 | 84.7642 | 221.5915 | 175.9478 | 224.8356 | 282.9175 | 96.9591 | 151.5269 | 217.2564 | 208.2288 | 85.6111 | 165.2656 | 164.4739 | 117.4944 | 114.5094 | 144.7058 | 321.8373 | 143.1271 | 97.7709 | 218.9369 | 121.101 | 127.6469 | 150.4345 | 337.6576 | 166.7331 | 183.2187 | 141.2494 | 178.7321 | 176.2502 | 369.1393 | 103.1826 | 208.237 | 213.8109 | 126.298 | 136.8797 | 136.888 | 255.4957 | 187.6117 | 74.3639 | 253.5262 | 194.9537 | 28.239 | 286.3046 | 88.6572 | 191.0788 | 34.9571 | 135.1288 | 88.7604 | 262.9661 | 145.2781 | 151.1838 | 155.8369 | 283.1814 | 194.5966 | 284.1281 | 230.3398 | 258.0138 | 267.4774 | 222.4532 | 166.3825 | 185.8407 | 160.5672 | 164.0471 | 180.0224 | 399.3418 | 189.0671 | 231.5883 | 63.0833 | 117.4821 | 226.7746 | 283.8709 | 181.9635 | 265.4493 | 217.2588 | 168.5603 | 172.1302 | 209.4742 | 167.7659 | 199.4036 | 68.0993 | 105.1724 | 191.4978 | 63.6587 | 268.9846 | 91.4578 | 173.0152 | 133.1367 | 150.797 | 129.1318 | 460.9881 | 227.8703 | 268.3007 | 115.7549 | 128.4646 | 139.2415 | 121.5345 | 116.4315 | 166.5569 | 178.62 | 267.9679 | 294.8324 | 187.2048 | 130.6205 | 139.142 | 245.1448 | 300.3667 | 150.7389 | 264.1434 | 243.6603 | 178.2755 | 162.2715 | 184.3915 | 302.5429 | 183.0549 | 116.4174 | 360.9042 | 211.5379 | 214.3715 | 186.5339 | 144.5316 | 161.0801 | 140.2246 | 171.1081 | 234.963 | 262.316 | 334.8014 | 222.7553 | 193.159 | 317.1224 | 113.1109 | 113.1996 | 276.8902 | 132.3465 | 181.1609 | 230.2277 | 100.3169 | 144.8515 | 391.4013 | 471.2042 | 105.4544 | 288.0092 | 207.7597 | 207.3579 | 150.9653 | 143.5497 | 440.4837 | 229.8144 | 133.454 | 259.0641 | 186.8768 | 169.2843 | 234.7335 | 131.4207 | 86.2602 | 256.2188 | 229.8074 | 344.7427 | 303.5063 | 348.9018 | 371.7058 | 442.0815 | 212.4225 | 202.2266 | 254.3259 | 105.3421 | 145.3491 | 139.1183 | 178.4007 | 150.041 | 275.3217 | 143.6553 | 148.0857 | 204.6057 | 147.2521 | 361.7553 | 138.115 | 117.8015 | 120.2812 | 231.1847 | 228.1404 | 142.3668 | 61.0303 | 182.1901 | 111.9111 | 157.2806 | 347.9387 | 211.9455 | 153.8742 | 249.0168 | 242.8019 | 173.9622 | 192.5224 | 176.5842 | 225.382 | 173.209 | 208.4258 | 184.1008 | 303.2105 | 249.6914 | 149.0434 | 301.4554 | 204.6279 | 220.7404 | 122.657 | 281.6984 | 173.4042 | 93.4452 | 242.4716 | 152.5681 | 224.9251 | 84.8975 | 110.1453 | 265.6042 | 147.8124 | 239.7406 | 150.0667 | 187.6494 | 309.093 | 118.6573 | 257.7281 | 195.2889 | 230.7108 | 257.0274 | 130.6753 | 268.2437 | 228.0927 | 210.748 | 324.2786 | 228.071 | 162.9256 | 144.4776 | 378.8795 | 310.9084 | 159.9427 | 99.4036 | 104.3779 | 164.6884 | 223.9901 | 239.4904 | 137.4613 | 238.4753 | 337.7433 | 241.7616 | 255.2148 | 248.9792 | 300.9986 | 254.8648 | 215.2569 | 83.4059 | 348.1271 | 148.8561 | 143.0831 | 303.44 | 242.6199 | 119.3935 | 284.3291 | 149.167 | 133.4626 | 253.7024 | 277.1582 | 189.8569 | 203.5332 | 516.8337 | 314.7277 | 161.8516 | 187.8262 | 277.9973 | 423.4325 | 476.7143 | 195.0207 | 206.4912 | 160.2466 | 178.6609 | 129.7171 | 126.8167 | 169.3527 | 289.7894 | 148.8218 | 235.3655 | 163.2363 | 164.825 | 181.2135 | 187.3488 | 117.4765 | 192.9787 | 162.6244 | 177.8794 | 171.865 | 181.7617 | 129.5207 | 357.7019 | 228.3254 | 160.377 | 147.9493 | 373.9031 | 161.8937 | 325.5022 | 360.1958 | 184.9387 | 178.4064 | 129.4009 | 258.5311 | 127.7416 | 83.0189 | 275.1379 | 362.7763 | 167.8561 | 188.011 | 172.8686 | 167.0837 | 196.0926 | 205.6363 | 214.0202 | 335.0044 | 111.4088 | 419.0757 | 313.4481 | 306.6751 | 144.7911 | 160.6447 | 402.6263 | 189.2499 | 129.8736 | 155.8861 | 314.1646 | 223.0296 | 179.6984 | 149.5583 | 197.0845 | 279.2092 | 144.2488 | 191.2492 | 296.4819 | 156.4366 | 254.3084 | 152.4796 | 131.435 | 213.1638 | 170.9734 | 195.6406 | 93.4139 | 128.0469 | 166.2758 | 163.3079 | 185.7269 | 505.6256 | 233.7644 | 288.8565 | 293.7484 | 359.3459 | 67.8481 | 127.2138 | 123.7375 | 95.3871 | 158.7022 | 165.9939 | 143.8243 | 120.4542 | 181.5546 | 292.889 | 171.2021 | 187.1996 | 293.2994 | 348.3684 | 142.4196 | 188.509 | 148.392 | 202.8971 | 271.4168 | 122.2205 | 354.2053 | 262.9328 | 201.4257 | 68.915 | 224.8994 | 122.5607 | 213.3166 | 212.2494 | 93.0129 | 118.9181 | 233.1349 | 121.208 | 173.2596 | 197.1238 | 106.5942 | 238.4964 | 218.384 | 243.7139 | 173.4461 | 273.2248 | 181.6055 | 223.004 | 164.4828 | 167.4275 | 173.5851 | 292.8944 | 171.7689 | 338.9258 | 168.1412 | 168.6154 | 364.0649 | 85.5153 | 156.6841 | 166.5791 | 204.4257 | 88.1469 | 132.4635 | 527.9402 | 77.3969 | 165.2863 | 251.1384 | 114.3303 | 116.9492 | 186.6266 | 141.3654 | 143.6764 | 256.8888 | 93.3013 | 86.1403 | 105.2036 | 226.0347 | 277.7496 | 221.9447 | 164.5389 | 52.9816 | 123.3042 | 219.1681 | 269.2012 | 139.7731 | 185.7754 | 172.0007 | 232.8613 | 196.6461 | 264.4075 | 138.7751 | 233.6825 | 221.7028 | 118.3161 | 194.0672 | 144.9038 | 277.4422 | 121.8247 | 221.0697 | 242.3097 | 242.0374 | 144.6447 | 106.1232 | 247.6763 | 243.5382 | 254.4792 | 172.3782 | 135.0283 | 163.4814 | 96.9766 | 232.1635 | 289.8039 | 269.4098 | 255.2179 | 158.2915 | 273.2825 | 140.0881 | 271.449 | 205.8791 | 306.3768 | 196.1163 | 198.3432 | 55.61 | 211.0769 | 191.3085 | 217.5685 | 97.8218 | 322.9981 | 81.7494 | 249.7253 | 249.4365 | 97.8481 | 247.013 | 397.4648 | 153.915 | 214.3153 | 106.8841 | 177.4958 | 249.3223 | 211.7787 | 163.2151 | 174.1984 | 179.5617 | 406.8214 | 95.9657 | 104.1341 | 285.2905 | 312.8148 | 182.8304 | 186.2915 | 204.2306 | 142.5219 | 130.909 | 268.9825 | 168.4496 | 310.6301 | 81.6544 | 183.7476 | 115.8446 | 193.1676 | 240.539 | 139.7242 | 135.7992 | 207.7774 | 144.6053 | 148.2512 | 315.062 | 142.3417 | 276.0875 | 321.8515 | 217.6092 | 215.165 | 187.5144 | 145.2389 | 91.3687 | 159.3996 | 169.7129 | 51.8112 | 243.6153 | 209.5254 | 207.4224 | 140.3781 | 237.9203 | 188.1107 | 194.9233 | 196.3444 | 102.7552 | 76.7571 | 169.4867 | 353.761 | 392.8863 | 131.7126 | 231.0042 | 141.4791 | 137.0197 | 181.6208 | 305.2824 | 149.4206 | 366.7983 | 78.1395 | 140.0698 | 188.099 | 187.7369 | 289.5465 | 250.4416 | 141.8663 | 121.1334 | 119.4981 | 248.531 | 247.1668 | 124.2193 | 115.989 | 221.3928 | 170.0756 | 346.1962 | 216.4007 | 166.9295 | 163.1125 | 205.3778 | 258.0791 | 302.5283 | 244.0858 | 274.0048 | 165.8793 | 170.1855 | 318.6095 | 147.5235 | 152.4006 | 167.9625 | 129.4735 | 100.9305 | 118.6335 | 142.6233 | 671.6765 | 121.969 | 134.5273 | 245.1695 | 213.562 | 349.9356 | 222.2004 | 271.692 | 288.1205 | 210.2968 | 189.022 | 391.2904 | 130.1026 | 145.82 | 382.3564 | 386.4296 | 254.8436 | 210.0872 | 167.4921 | 175.6362 | 145.3093 | 138.764 | 265.3694 | 164.0399 | 277.7915 | 170.4922 | 184.9583 | 236.2018 | 172.303 | 195.3598 | 95.4725 | 446.6482 | 233.2531 | 128.7013 | 322.22 | 248.6974 | 287.8635 | 224.7572 | 156.6593 | 208.2532 | 246.695 | 149.5553 | 163.6774 | 182.5648 | 124.0013 | 207.4536 | 443.5093 | 191.9929 | 185.6991 | 105.4371 | 199.1397 | 120.2995 | 183.0793 | 201.381 | 230.866 | 209.7818 | 92.2474 | 176.5791 | 146.056 | 418.9859 | 175.2618 | 257.3709 | 152.9308 | 164.5377 | 332.1911 | 159.1406 | 312.4528 | 227.0281 | 180.1522 | 83.6708 | 175.45 | 133.8539 | 170.2217 | 320.398 | 293.8194 | 243.8602 | 268.5983 | 249.0277 | 202.6726 | 314.054 | 90.0917 | 84.2932 | 157.2332 | 150.2829 | 310.8554 | 399.0471 | 274.4394 | 211.3043 | 165.1668 | 145.4926 | 264.6853 | 163.3431 | 197.9733 | 203.5834 | 312.8846 | 260.5684 | 173.9977 | 96.0637 | 188.3947 | 238.6483 | 156.3923 | 287.06 | 239.8623 | 177.2804 | 216.2571 | 202.3692 | 238.8034 | 231.0098 | 316.7195 | 318.035 | 151.2506 | 89.0712 | 321.4054 | 157.2255 | 90.5292 | 188.3237 | 157.9004 | 100.4848 | 172.7646 | 139.2403 | 219.2897 | 286.5216 | 249.3706 | 217.1793 | 115.6067 | 316.9928 | 171.903 | 129.8429 | 216.5605 | 209.0687 | 278.4052 | 186.1221 | 245.265 | 284.9908 | 154.4078 | 177.1031 | 115.0863 | 335.8528 | 192.5706 | 190.0685 | 219.3714 | 179.7652 | 215.9913 | 248.2536 | 214.6398 | 185.5105 | 319.1516 | 117.0307 | 200.0971 | 110.9959 | 75.0716 | 427.6485 | 150.2876 | 276.5161 | 218.9813 | 249.1851 | 120.5492 | 262.0518 | 136.0618 | 224.5001 | 394.5726 | 172.0979 | 176.216 | 86.873 | 206.0702 | 190.5768 | 193.451 | 209.8002 | 179.9102 | 187.602 | 396.4839 | 71.3734 | 110.1517 | 133.6789 | 161.3197 | 160.8813 | 167.1874 | 266.1541 | 186.0473 | 216.8382 | 173.7001 | 189.1602 | 199.8361 | 175.9154 | 145.0479 | 316.8161 | 141.8823 | 157.3231 | 88.7531 | 268.8362 | 148.7844 | 106.6502 | 153.7912 | 188.7526 | 184.2336 | 147.1122 | 38.5446 | 132.1317 | 128.5271 | 362.6467 | 265.1718 | 167.9957 | 230.5823 | 111.8322 | 200.4688 | 270.7678 | 108.7018 | 257.1979 | 191.2812 | 155.8196 | 118.3145 | 113.0163 | 131.8195 | 247.9413 | 128.8982 | 325.5971 | 244.3933 | 288.3182 | 301.6234 | 256.3359 | 146.5754 | 177.8835 | 244.9808 | 150.7229 | 209.4792 | 243.8005 | 253.5164 | 151.3198 | 237.4337 | 280.0459 | 341.2713 | 255.2098 | 98.5802 | 219.0857 | 212.6553 | 242.7958 | 206.8134 | 334.4664 | 365.492 | 207.9906 | 94.8619 | 154.2482 | 246.6106 | 144.9485 | 191.092 | 184.4649 | 278.7865 | 85.1933 | 188.9724 | 248.9332 | 406.4358 | 195.0237 | 82.7766 | 65.7259 | 69.0899 | 175.9495 | 175.4391 | 256.8045 | 71.3011 | 192.2094 | 350.6212 | 180.1579 | 194.6746 | 212.0799 | 221.5076 | 150.7619 | 59.6196 | 337.5254 | 208.2219 | 160.9093 | 112.1285 | 153.91 | 263.7378 | 191.1024 | 485.1346 | 174.7723 | 194.0053 | 212.7764 | 143.554 | 83.8091 | 380.5128 | 141.5426 | 248.0714 | 342.9293 | 160.1919 | 156.6836 | 228.1136 | 230.252 | 404.9932 | 138.5808 | 277.6963 | 226.2137 | 291.8951 | 295.9717 | 252.544 | 255.3201 | 26.347 | 111.4871 | 170.7152 | 203.0906 | 143.3827 | 153.7139 | 186.7128 | 239.6433 | 254.0454 | 105.5279 | 250.3124 | 271.2337 | 111.7447 | 101.9458 | 221.1289 | 220.1327 | 151.2088 | 307.3743 | 174.9728 | 95.7247 | 205.6768 | 412.364 | 215.4493 | 317.4722 | 204.4662 | 128.9647 | 131.7124 | 158.1069 | 274.5535 | 323.1272 | 103.4555 | 171.1938 | 202.9241 | 268.9361 | 103.5078 | 151.6643 | 180.9839 | 365.5024 | 138.7153 | 275.6061 | 352.9876 | 238.3504 | 282.5533 | 131.8571 | 210.0907 | 203.0145 | 205.2807 | 323.9153 | 126.1812 | 199.3088 | 203.2578 | 70.3026 | 141.3424 | 239.3295 | 233.2611 | 131.0143 | 326.9371 | 190.5332 | 147.1508 | 255.9477 | 203.9781 | 425.2104 | 279.412 | 147.3676 | 205.1601 | 148.5469 | 193.3271 | 205.2089 | 273.2785 | 85.6766 | 99.7129 | 424.5355 | 239.1437 | 159.039 | 171.8784 | 330.9631 | 169.9215 | 271.9818 | 123.7864 | 236.3891 | 284.527 | 178.1325 | 191.4043 | 275.6199 | 149.7645 | 285.2214 | 81.8137 | 204.2352 | 154.2297 | 97.769 | 364.0336 | 266.422 | 164.064 | 271.9592 | 252.0613 | 122.9941 | 279.229 | 279.265 | 141.5111 | 88.4909 | 239.7942 | 155.0527 | 313.7067 | 230.1283 | 200.1181 | 204.8976 | 147.1908 | 258.9534 | 134.9939 | 107.3844 | 219.1048 | 162.4961 | 215.6282 | 203.0368 | 336.5995 | 250.0365 | 167.0269 | 129.3173 | 420.3262 | 183.965 | 61.6327 | 206.2346 | 270.194 | 209.1161 | 374.2955 | 176.7329 | 261.5649 | 114.1685 | 297.6988 | 256.5014 | 234.3386 | 537.5439 | 315.4956 | 229.029 | 231.9479 | 258.4479 | 226.0947 | 235.0354 | 202.1825 | 256.7461 | 292.3646 | 100.2543 | 284.892 | 140.5669 | 165.2532 | 132.6183 | 301.8375 | 216.9654 | 247.941 | 520.2801 | 160.0698 | 359.3233 | 161.2312 | 258.6394 | 181.4344 | 179.3427 | 133.6267 | 131.1787 | 132.5577 | 282.5087 | 236.3403 | 174.517 | 220.3658 | 278.2191 | 124.5533 | 315.8537 | 233.0277 | 146.3612 | 113.0446 | 214.2391 | 219.6617 | 284.7457 | 367.7876 | 240.6702 | 243.5695 | 162.6094 | 252.3009 | 238.4502 | 150.5445 | 334.2508 | 84.4121 | 35.2444 | 199.4989 | 266.3066 | 223.822 | 227.4363 | 161.0035 | 220.2895 | 331.1427 | 286.1133 | 282.744 | 217.2083 | 123.9189 | 164.7894 | 294.5608 | 352.3437 | 176.5104 | 279.4544 | 298.9837 | 196.5979 | 230.2139 | 249.4885 | 209.438 | 159.6968 | 246.3876 | 219.4679 | 117.05 | 125.1606 | 112.8439 | 150.7588 | 216.7299 | 208.9247 | 168.4173 | 168.1427 | 333.3192 | 177.1185 | 146.6791 | 121.202 | 307.5968 | 348.9284 | 153.6438 | 232.7571 | 214.5621 | 273.0966 | 220.7808 | 211.7581 | 246.2929 | 303.5877 | 86.0058 | 104.9468 | 337.9963 | 133.7981 | 138.1084 | 258.5548 | 239.5476 | 229.8541 | 241.4077 | 323.8718 | 181.2018 | 279.5664 | 340.9597 | 114.654 | 353.8469 | 291.1748 | 168.8554 | 155.5148 | 185.3898 | 205.9819 | 296.8241 | 178.2638 | 170.9256 | 169.4238 | 203.9098 | 246.0564 | 119.8049 | 341.3004 | 175.4555 | 122.3411 | 171.0169 | 306.3361 | 290.8543 | 127.0542 | 118.1587 | 368.2591 | 153.5758 | 183.1729 | 265.2195 | 195.6366 | 361.6788 | 154.7652 | 106.4035 | 210.0762 | 95.9855 | 224.2189 | 268.3766 | 191.8835 | 291.2727 | 131.5287 | 97.2018 | 136.6967 | 215.6192 | 106.8613 | 269.9444 | 272.9817 | 265.697 | 257.2898 | 383.7663 | 222.6568 | 64.0977 | 157.7379 | 81.2641 | 408.731 | 330.0212 | 244.9447 | 233.8907 | 230.4039 | 140.24 | 206.7013 | 220.5619 | 220.0297 | 177.6934 | 146.1315 | 180.6741 | 93.3275 | 183.2548 | 349.6711 | 87.9627 | 345.5982 | 245.7428 | 224.9692 | 145.4345 | 198.1495 | 97.7167 | 243.1989 | 246.2863 | 184.111 | 243.0338 | 239.5119 | 117.7879 | 110.3735 | 145.7463 | 109.3001 | 223.8528 | 171.492 | 120.6489 | 142.917 | 352.083 | 172.6886 | 325.2839 | 162.4466 | 137.4042 | 227.7024 | 265.2026 | 259.922 | 209.3118 | 254.7607 | 289.049 | 88.5807 | 220.2092 | 110.9831 | 223.1093 | 164.2544 | 224.9584 | 365.7541 | 185.1982 | 227.2124 | 99.6998 | 144.266 | 151.3124 | 164.1266 | 225.1993 | 170.2805 | 132.3201 | 222.9763 | 227.5072 | 158.1214 | 230.4569 | 373.5204 | 124.4096 | 235.9671 | 148.3539 | 116.6746 | 284.1737 | 193.5303 | 145.5744 | 122.5681 | 175.535 | 219.2908 | 130.7155 | 200.3774 | 216.209 | 203.6281 | 155.1558 | 183.2266 | 260.5761 | 239.5773 | 162.3694 | 229.1189 | 289.3256 | 122.7187 | 191.0708 | 224.886 | 188.3556 | 203.5166 | 504.1147 | 161.2028 | 393.8366 | 165.9402 | 233.2392 | 185.2331 | 168.2215 | 253.5288 | 250.0176 | 240.3285 | 248.6625 | 198.5816 | 302.2723 | 102.0145 | 257.4081 | 78.1597 | 188.4658 | 150.7849 | 222.9693 | 143.934 | 378.5767 | 195.9029 | 162.237 | 185.5874 | 243.6557 | 134.6502 | 222.9816 | 171.7604 | 272.3966 | 164.1182 | 167.6212 | 356.5904 | 178.3679 | 143.4667 | 230.2647 | 145.5679 | 183.4416 | 304.0358 | 160.1447 | 125.1495 | 122.263 | 209.4558 | 196.6225 | 209.2131 | 161.6706 | 280.0343 | 138.4496 | 230.0411 | 148.5172 | 164.2896 | 178.2706 | 183.9726 | 144.7535 | 438.1666 | 107.2303 | 239.7382 | 282.9581 | 161.6801 | 217.3706 | 207.4268 | 263.3462 | 303.4022 | 111.2948 | 260.7771 | 201.4547 | 208.0972 | 175.3135 | 262.3416 | 117.9494 | 339.9314 | 167.4901 | 148.4602 | 401.5235 | 208.3919 | 290.186 | 128.4136 | 281.0214 | 222.9335 | 135.5667 | 162.4814 | 159.5847 | 298.6002 | 203.1884 | 131.275 | 144.6239 | 158.4473 | 376.0246 | 16.1887 | 153.1387 | 113.2064 | 266.4835 | 389.1735 | 401.0955 | 126.76 | 156.8933 | 293.6725 | 96.1414 | 177.0646 | 216.1381 | 221.8778 | 203.8464 | 295.109 | 190.604 | 85.5352 | 256.4488 | 137.4633 | 120.6994 | 274.7638 | 117.1899 | 203.8208 | 134.5302 | 115.2183 | 336.8425 | 187.0307 | 186.9783 | 234.4669 | 304.2357 | 141.1202 | 117.582 | 100.4894 | 281.7715 | 245.245 | 248.967 | 298.055 | 258.6846 | 141.9914 | 104.547 | 240.209 | 173.751 | 83.4897 | 361.1578 | 352.0288 | 216.4485 | 153.2559 | 561.5106 | 144.8307 | 148.5974 | 192.7603 | 15.9185 | 128.3057 | 163.0823 | 179.8912 | 140.8074 | 303.824 | 408.3781 | 129.4615 | 209.2392 | 118.0193 | 240.5131 | 90.9777 | 220.5321 | 357.478 | 228.5737 | 118.2068 | 294.9593 | 167.7721 | 198.2612 | 220.9466 | 355.7395 | 106.9627 | 148.5914 | 192.3844 | 147.2378 | 401.8311 | 224.8668 | 328.927 | 166.3347 | 148 | 256.1107 | 221.9487 | 229.3434 | 187.8602 | 112.0543 | 251.6194 | 267.9582 | 164.3015 | 284.7628 | 37.2838 | 288.8432 | 85.7487 | 203.2939 | 287.114 | 154.5135 | 272.0482 | 144.0684 | 255.9006 | 181.9845 | 239.8538 | 107.3641 | 216.4444 | 156.3845 | 354.9788 | 66.5927 | 190.1185 | 164.6407 | 157.36 | 163.3652 | 245.9179 | 124.258 | 155.6415 | 173.1274 | 181.4274 | 142.983 | 251.3525 | 265.8978 | 382.1627 | 123.3019 | 131.5619 | 138.894 | 169.2244 | 196.7969 | 101.1197 | 124.1671 | 350.8851 | 210.4842 | 169.5634 | 179.6728 | 392.2059 | 285.2344 | 185.8812 | 96.8638 | 240.3184 | 279.1104 | 182.4787 | 8.8399 | 244.7636 | 301.4278 | 183.4017 | 266.8556 | 280.623 | 212.4872 | 120.3348 | 172.4627 | 202.9976 | 172.7717 | 169.5211 | 212.9752 | 100.0496 | 152.5081 | 103.6049 | 231.2594 | 181.0674 | 17.6441 | 196.1223 | 265.0196 | 233.1531 | 147.1086 | 186.8507 | 288.9573 | 342.6542 | 181.6884 | 259.0097 | 199.0924 | 260.1699 | 182.4366 | 197.4147 | 231.8982 | 188.7451 | 227.0014 | 280.7687 | 206.729 | 229.8386
Probability of infection | % | % |  |  |  |  | % | 3.786% | 4.983% | 1.186% | 0.3618% | 4.062% | 0.8645% | 5.298% | 2.978% | 0.9297% | 3.106% | 3.469% | 6.049% | 3.376% | 0.862% | 5.432% | 0.9425% | 1.082% | 2.946% | 2.095% | 1.716% | 1.185% | 3.48% | 4.555% | 0.7497% | 0.9104% | 3.031% | 2.238% | 4.003% | 1.288% | 1.204% | 5.535% | 0.5782% | 1.174% | 4.978% | 3.318% | 2.313% | 2.705% | 1.607% | 4.451% | 2.37% | 1.804% | 0.7566% | 2.108% | 5.893% | 2.743% | 1.062% | 1.596% | 0.9586% | 1.286% | 1.482% | 8.865% | 1.29% | 0.3019% | 0.3408% | 0.9559% | 1.733% | 3.504% | 3.082% | 5.04% | 1.482% | 1.653% | 1.389% | 2.791% | 3.978% | 3.751% | 4.662% | 1.695% | 1.703% | 1.097% | 1.775% | 1.757% | 1.711% | 0.8936% | 2.062% | 2.757% | 8.607% | 1.274% | 4.699% | 2.301% | 4.681% | 5.515% | 3.12% | 1.248% | 1.423% | 4.335% | 2.496% | 1.443% | 4.664% | 2.183% | 0.7759% | 1.777% | 0.9102% | 5.398% | 3.838% | 2.028% | 4.589% | 3.711% | 1.513% | 0.7894% | 1.234% | 0.4986% | 3.688% | 4.896% | 1.499% | 0.4912% | 0.6645% | 1.15% | 1.513% | 2.595% | 2.377% | 1.027% | 2% | 2.649% | 4.518% | 3.104% | 2.14% | 2.349% | 2.707% | 0.8783% | 6.075% | 2.913% | 3.906% | 3.257% | 2.952% | 4.697% | 3.671% | 1.44% | 1.965% | 3.189% | 3.46% | 4.587% | 5.864% | 3.854% | 2.898% | 0.817% | 3.829% | 1.195% | 4.168% | 1.463% | 1.063% | 1.928% | 5.846% | 4.759% | 3.007% | 1.04% | 2.324% | 2.514% | 0.64% | 3.194% | 4.642% | 0.7983% | 2.408% | 1.752% | 3.665% | 2.999% | 4.138% | 3.498% | 2.828% | 6.708% | 1.702% | 5.122% | 5.363% | 1.023% | 0.949% | 1.236% | 1.144% | 0.6804% | 3.245% | 2.337% | 3.359% | 1.892% | 2.227% | 5.435% | 0.9418% | 0.5696% | 0.9623% | 3.306% | 1.41% | 1.557% | 0.7853% | 1.733% | 2.42% | 1.136% | 2.785% | 1.985% | 3.894% | 1.023% | 2.499% | 5.907% | 2.569% | 6.152% | 2.07% | 1.546% | 1.351% | 1.275% | 5.551% | 3.654% | 3.17% | 0.6445% | 4.455% | 3.324% | 4.228% | 1.755% | 3.72% | 1.09% | 1.271% | 2.32% | 2.236% | 1.683% | 2.876% | 2.522% | 0.8339% | 1.687% | 3.273% | 3.12% | 1.886% | 0.7422% | 5.325% | 1.064% | 1.273% | 2.123% | 1.725% | 3.632% | 3.856% | 4.521% | 1.525% | 3.228% | 1.899% | 3.763% | 1.773% | 3.554% | 3.347% | 3.844% | 2.313% | 3.571% | 3.239% | 2.953% | 2.651% | 0.5113% | 1.559% | 0.6454% | 2.736% | 1.533% | 1.604% | 2.011% | 1.547% | 2.351% | 5.231% | 1.963% | 1.609% | 3.594% | 1.9% | 4.708% | 1.956% | 1.713% | 3.213% | 0.8667% | 1.951% | 1.444% | 2.497% | 4.088% | 2.516% | 2.328% | 0.5495% | 1.013% | 2.873% | 2.568% | 3.664% | 4.489% | 1.294% | 0.7805% | 3.25% | 1.141% | 2.541% | 1.651% | 1.871% | 4.169% | 1.565% | 4.198% | 4.638% | 5.439% | 3.642% | 2.136% | 5.132% | 3.365% | 3.574% | 2.515% | 3.077% | 1.779% | 3.793% | 1.7% | 0.8796% | 1.129% | 2.639% | 0.7446% | 0.7181% | 2.812% | 3.31% | 3.906% | 0.114% | 1.721% | 0.8253% | 2.258% | 0.4472% | 5.792% | 2.455% | 3.653% | 2.452% | 2.322% | 1.15% | 3.639% | 0.6561% | 8.997% | 5.255% | 0.7832% | 0.5501% | 2.341% | 1.028% | 0.9144% | 3.158% | 4.548% | 3.424% | 1.916% | 4.334% | 0.8748% | 5.064% | 4.436% | 0.8088% | 2.506% | 4.914% | 2.467% | 2.251% | 3.307% | 2.117% | 2.801% | 1.075% | 4.948% | 0.9088% | 2.473% | 0.7418% | 2.296% | 1.919% | 4.861% | 1.234% | 5.532% | 1.484% | 3.282% | 0.7218% | 2.304% | 7.215% | 2.428% | 2.07% | 0.1177% | 1.701% | 2.157% | 0.6066% | 1.992% | 3.677% | 2.239% | 9.665% | 3.948% | 1.152% | 2.953% | 2.28% | 0.2556% | 1.782% | 2.652% | 1.03% | 1.316% | 4.937% | 0.4307% | 5.637% | 1.49% | 1.112% | 1.441% | 1.028% | 3.637% | 3.766% | 2.256% | 5.867% | 3.233% | 1.498% | 3.603% | 0.8247% | 2.681% | 3.357% | 2.636% | 0.5878% | 1.491% | 1.037% | 4.761% | 1.636% | 2.161% | 4.562% | 1.531% | 6.174% | 1.027% | 0.9732% | 2.914% | 5.963% | 1.241% | 1.367% | 4.382% | 0.3834% | 3.754% | 5.735% | 1.904% | 2.654% | 4.68% | 2.177% | 1.431% | 2.277% | 2.076% | 0.8866% | 1.873% | 3.438% | 6.26% | 2.53% | 1.04% | 1.138% | 2.539% | 3.026% | 2.429% | 1.202% | 1.244% | 3.724% | 2.25% | 1.244% | 4.842% | 1.015% | 1.782% | 3.62% | 1.952% | 3.302% | 1.83% | 2.159% | 0.915% | 0.6438% | 2.226% | 4.144% | 0.8535% | 2.568% | 2.133% | 1.879% | 2.953% | 6.345% | 1.765% | 2.077% | 3.004% | 1.113% | 3.379% | 1.946% | 1.232% | 1.399% | 8.123% | 1.288% | 3.627% | 4.965% | 4.453% | 5.375% | 2.372% | 1.11% | 5.286% | 2.996% | 5.394% | 3.438% | 2.91% | 3.153% | 0.9445% | 1.849% | 2.49% | 2.048% | 5.039% | 1.727% | 3.245% | 7.016% | 3.439% | 1.398% | 2.94% | 2.772% | 4.793% | 2.348% | 5.722% | 6.319% | 4.183% | 1.738% | 2.394% | 4.287% | 6.202% | 6.165% | 0.9694% | 0.6248% | 5.815% | 4.556% | 1.883% | 1.481% | 0.8779% | 2.875% | 5.388% | 2.405% | 2.329% | 8.812% | 2.185% | 1.053% | 3.019% | 0.7629% | 1.189% | 1.474% | 2.426% | 2.504% | 2.225% | 3.674% | 5.618% | 2.983% | 2.814% | 3.028% | 3.817% | 0.7785% | 1.751% | 1.3% | 2.249% | 3.102% | 1.551% | 3.364% | 1.221% | 3.211% | 7.417% | 2.858% | 4.899% | 3.622% | 0.879% | 3.807% | 2.202% | 1.439% | 3.484% | 1.101% | 0.6883% | 0.3532% | 2.274% | 5.334% | 0.6215% | 5.291% | 4.811% | 1.351% | 1.776% | 1.763% | 7.495% | 5.279% | 3.972% | 1.826% | 1.994% | 5.462% | 6.129% | 1.714% | 2.55% | 0.9849% | 1.676% | 4.226% | 1.418% | 4.211% | 0.8468% | 1.477% | 1.539% | 3.839% | 2.214% | 3.277% | 1.105% | 6.694% | 3.589% | 1.948% | 0.8076% | 3.228% | 1.182% | 1.571% | 4.432% | 1.048% | 0.9539% | 3.549% | 2.746% | 1.695% | 2.096% | 4.099% | 2.459% | 2.727% | 0.6137% | 2.078% | 1.763% | 0.3753% | 4.855% | 1.478% | 2.305% | 2.135% | 2.97% | 6.013% | 2.609% | 2.179% | 1.953% | 3.97% | 2.036% | 3.833% | 3.12% | 0.4899% | 3.117% | 2.201% | 0.8393% | 2.931% | 6.535% | 1.231% | 2.635% | 5.145% | 1.363% | 1.467% | 4.519% | 1.644% | 2.355% | 0.7688% | 7.929% | 0.7186% | 1.442% | 2.287% | 5.133% | 3.028% | 6.165% | 0.9521% | 8.392% | 2.478% | 6.006% | 0.7552% | 3.283% | 0.4458% | 1.873% | 1.509% | 3.75% | 1.456% | 1.374% | 3.001% | 1.171% | 2.18% | 2.588% | 2.489% | 1.384% | 0.7401% | 4.157% | 1.575% | 2.936% | 3.983% | 0.7036% | 1.346% | 0.7873% | 3.238% | 0.5182% | 8.233% | 3.392% | 1.362% | 0.529% | 0.5705% | 0.9658% | 5.32% | 0.8529% | 2.6% | 4.087% | 1.652% | 1.209% | 2.02% | 1.466% | 3.772% | 6.026% | 1.962% | 0.7113% | 0.5799% | 0.7858% | 2.711% | 3.26% | 0.6706% | 5.973% | 4.446% | 9.012% | 3.787% | 2.896% | 2.671% | 0.5697% | 0.4949% | 1.218% | 5.188% | 1.044% | 1.628% | 1.882% | 1.389% | 2.851% | 1.679% | 7.934% | 6.911% | 6.782% | 1.69% | 3.824% | 4.973% | 2.951% | 2.394% | 2.047% | 2.169% | 1.289% | 0.7987% | 3.142% | 1.669% | 1.983% | 11.62% | 2.222% | 5.878% | 1.301% | 0.9177% | 0.5133% | 3.661% | 0.8413% | 1.547% | 0.7575% | 4.344% | 0.8586% | 2.07% | 3.383% | 1.347% | 4.668% | 2.519% | 1.576% | 3.451% | 0.2311% | 2.758% | 5.633% | 1.112% | 3.779% | 1.201% | 0.5369% | 1.658% | 3.213% | 1.648% | 5.423% | 1.38% | 6.799% | 1.012% | 1.921% | 3.484% | 2.491% | 4.174% | 2.599% | 4.578% | 1.785% | 2.837% | 0.4296% | 0.3058% | 2.158% | 3.157% | 2.476% | 2.497% | 3.117% | 5.796% | 5.809% | 2.256% | 1.114% | 4.75% | 0.2787% | 2.907% | 1.78% | 3.671% | 2.119% | 1.894% | 4.155% | 0.6993% | 5.991% | 3.346% | 2.818% | 3.58% | 3.12% | 1.398% | 0.955% | 5.356% | 4.294% | 2.145% | 1.764% | 1.612% | 1.484% | 2.561% | 5.676% | 1.302% | 4.29% | 1.889% | 1.093% | 3.623% | 1.287% | 1.837% | 3.189% | 2.835% | 0.822% | 4.544% | 11.62% | 0.6916% | 0.5461% | 1.526% | 3.303% | 2.762% | 6.784% | 0.4233% | 2.611% | 5.819% | 3.918% | 2.46% | 1.317% | 0.9611% | 0.75% | 0.8769% | 3.264% | 5.177% | 0.6911% | 1.577% | 2.347% | 3.976% | 0.9753% | 2.635% | 0.2839% | 6.216% | 1.098% | 2.839% | 6.321% | 4.147% | 3.693% | 4.71% | 3.465% | 0.5185% | 2.455% | 0.9179% | 2.227% | 4.74% | 4.281% | 0.4138% | 5.053% | 4.868% | 1.985% | 2.44% | 2.618% | 2.883% | 1.041% | 4.897% | 0.4685% | 1.908% | 3.258% | 3.281% | 5.563% | 0.5185% | 3.3% | 0.4133% | 2.372% | 0.7569% | 4.607% | 3.485% | 1.64% | 2.139% | 2.7% | 1.909% | 2.109% | 3.795% | 1.139% | 1.74% | 1.996% | 0.954% | 2.523% | 2.907% | 3.007% | 0.3759% | 1.352% | 1.193% | 3.342% | 4.431% | 1.109% | 1.324% | 1.805% | 2.894% | 5.193% | 3.239% | 3.55% | 2.65% | 2.51% | 2.139% | 1.605% | 0.5012% | 0.4019% | 11.4% | 1.791% | 5.184% | 1.962% | 1.895% | 0.9985% | 2.359% | 1.607% | 4.749% | 3.991% | 1.668% | 1.461% | 1.744% | 3.355% | 3.223% | 0.9396% | 7.314% | 1.155% | 1.278% | 1.463% | 2.189% | 3.361% | 4.523% | 0.8347% | 1.852% | 2.773% | 1.051% | 0.6501% | 0.7522% | 1.017% | 0.2847% | 1.887% | 3.976% | 6.554% | 5.329% | 4.583% | 3.691% | 5.621% | 3.897% | 5.249% | 0.5517% | 5.022% | 2.526% | 3.293% | 5.696% | 1.971% | 1.615% | 1.909% | 1.315% | 2.399% | 2.204% | 2.622% | 3.09% | 2.45% | 0.6488% | 1.883% | 4.049% | 5.661% | 2.35% | 1.845% | 1.004% | 1.932% | 4.365% | 2.451% | 2.175% | 3.041% | 2.348% | 4.691% | 4.35% | 3.943% | 0.4626% | 2.453% | 3.932% | 4.344% | 4.038% | 4.728% | 1.172% | 1.201% | 5.727% | 2.622% | 5.459% | 1.914% | 3.208% | 0.9944% | 3.531% | 2.131% | 1.025% | 2.201% | 7.902% | 4.134% | 4.661% | 3.106% | 2.103% | 4.535% | 0.6763% | 4.626% | 2.523% | 1.982% | 4.532% | 0.482% | 1.118% | 5.311% | 4.105% | 3.305% | 1.247% | 9.209% | 0.8965% | 0.1473% | 0.9191% | 1.502% | 3.126% | 1.682% | 2.306% | 2.184% | 2.795% | 3.521% | 0.6724% | 1.481% | 2.392% | 1.04% | 3.054% | 4.782% | 2.907% | 1.017% | 2.589% | 3.424% | 0.8586% | 7.176% | 3.98% | 0.8928% | 4.407% | 1.013% | 2.635% | 3.058% | 1.746% | 0.3549% | 1.569% | 1.48% | 9.49% | 3.482% | 4.83% | 4.986% | 2.795% | 2.666% | 3.668% | 6.573% | 2.405% | 1.074% | 0.7018% | 3.621% | 0.912% | 2.351% | 5.841% | 1.349% | 6.774% | 1.724% | 2.281% | 1.609% | 3.143% | 2.677% | 3.124% | 2.832% | 5.46% | 2.038% | 4.682% | 3.873% | 6.716% | 0.7031% | 8.928% | 2.639% | 4.131% | 8.041% | 0.3991% | 0.8606% | 4.59% | 5.889% | 1.882% | 4.398% | 1.687% | 3.23% | 8.546% | 10.24% | 0.6475% | 2.507% | 6.944% | 1.106% | 3.224% | 3.772% | 2.998% | 4.315% | 3.137% | 4.557% | 4.446% | 2.038% | 3.111% | 1.026% | 1.696% | 0.8064% | 1.485% | 1.47% | 3.915% | 3.765% | 2.321% | 1.625% | 2.444% | 2.73% | 3.874% | 0.8842% | 5.303% | 2.283% | 1.296% | 1.684% | 2.108% | 2.677% | 1.069% | 2.686% | 4.032% | 4.925% | 4.13% | 1.148% | 4.785% | 0.9394% | 0.8058% | 1.617% | 3.393% | 0.03098% | 1.721% | 0.6799% | 4.779% | 0.4203% | 0.6325% | 3.875% | 1.096% | 1.513% | 2.819% | 5.312% | 5.292% | 4.566% | 1.306% | 2.693% | 5.977% | 3.57% | 2.822% | 1.806% | 5.623% | 1.075% | 4.765% | 2.323% | 1.611% | 1.837% | 1.656% | 3.927% | 0.5334% | 3.186% | 1.584% | 3.732% | 0.5684% | 2.591% | 2.118% | 3.257% | 3.237% | 1.608% | 0.4522% | 3.85% | 1.891% | 2.062% | 0.7832% | 3.19% | 2.138% | 1.777% | 7.189% | 6.557% | 0.9106% | 7.465% | 1.09% | 1.937% | 4.216% | 0.3893% | 0.9495% | 4.273% | 4.514% | 3.122% | 1.961% | 2.999% | 4.332% | 5.048% | 1.772% | 2.834% | 6.305% | 1.136% | 4.883% | 1.131% | 1.07% | 2.404% | 2.431% | 3.377% | 4.341% | 4.815% | 0.9365% | 0.2688% | 1.522% | 1.565% | 1.511% | 1.878% | 3.1% | 1.35% | 6.887% | 0.7127% | 5.894% | 4.174% | 2.038% | 4.045% | 1.965% | 3.359% | 0.3456% | 4.618% | 0.721% | 3.068% | 0.8239% | 1.84% | 1.031% | 2.279% | 0.9049% | 1.539% | 3.835% | 5.354% | 2.335% | 3.346% | 0.8883% | 0.3405% | 2.368% | 2.032% | 1.137% | 1.092% | 1.603% | 4.64% | 1.455% | 1.105% | 2.105% | 3.665% | 6.059% | 1.586% | 4.148% | 3.995% | 1.099% | 0.8744% | 3.608% | 2.26% | 2.212% | 7.167% | 1.749% | 0.7418% | 2.58% | 3.216% | 3.01% | 1.489% | 2.008% | 0.8474% | 7.65% | 2.821% | 0.8763% | 1.82% | 5.132% | 3.23% | 0.07521% | 4.228% | 1.871% | 1.622% | 1.459% | 2.874% | 2.502% | 3.44% | 1.816% | 1.611% | 1.826% | 2.284% | 2.868% | 7.143% | 5.352% | 0.673% | 2.478% | 0.5407% | 2.953% | 3.686% | 0.6888% | 1.816% | 1.894% | 3.29% | 2.847% | 4.407% | 1.828% | 6.775% | 1.596% | 2.63% | 2.741% | 0.7424% | 4.037% | 1.457% | 1.783% | 0.9617% | 0.8439% | 6.308% | 3.517% | 4.827% | 2.008% | 3.052% | 2.511% | 1.472% | 2.128% | 2.891% | 5.629% | 1.716% | 3.723% | 0.7868% | 3.473% | 1.568% | 4.296% | 4.215% | 0.9286% | 0.3944% | 1.799% | 3.011% | 3.19% | 1.843% | 2.94% | 1.185% | 0.9798% | 3.574% | 3.282% | 3.111% | 2.884% | 2.126% | 6.618% | 5.236% | 0.3864% | 2.69% | 1.838% | 0.5664% | 1.537% | 6.367% | 5.136% | 0.6068% | 0.4313% | 2.126% | 2.881% | 3.161% | 1.806% | 2.01% | 1.552% | 4.499% | 3.473% | 4.323% | 4.373% | 0.8543% | 3.204% | 2.04% | 1.287% | 3.702% | 2.246% | 0.3223% | 2.492% | 4.01% | 1.026% | 2.081% | 4.31% | 1.826% | 0.363% | 2.53% | 5.216% | 1.097% | 1.267% | 2.283% | 1.285% | 5.525% | 1.754% | 3.909% | 3.049% | 2.66% | 1.303% | 2.373% | 3.159% | 0.7073% | 1.435% | 4.879% | 5.46% | 0.9288% | 1.547% | 0.5356% | 3.594% | 2.245% | 2.73% | 2.984% | 1.52% | 2.247% | 5.095% | 1.075% | 1.464% | 2.015% | 3.876% | 4.481% | 0.8383% | 0.8219% | 6.519% | 3.351% | 3.513% | 1.687% | 1.442% | 4.974% | 4.064% | 1.962% | 0.6646% | 4.699% | 4.169% | 2.703% | 2.487% | 6.312% | 3.896% | 3.768% | 4.089% | 1.76% | 2.442% | 1.597% | 0.8602% | 0.3643% | 2.954% | 3.574% | 0.6273% | 5.221% | 0.7925% | 3.91% | 2.289% | 3.136% | 2.561% | 3.245% | 10.32% | 1.4% | 3.108% | 3.385% | 8.389% | 2.259% | 3.74% | 2.239% | 0.609% | 1.358% | 1.899% | 1.4% | 2.17% | 2.467% | 0.8046% | 3.435% | 1.953% | 6.056% | 4.488% | 0.3973% | 4.969% | 2.464% | 2.135% | 3.782% | 0.5234% | 2.107% | 4.227% | 0.1897% | 2.665% | 1.796% | 1.006% | 5.102% | 3.746% | 2.462% | 3.005% | 2.786% | 1.813% | 3.975% | 3.957% | 0.6273% | 1.03% | 2.79% | 4.522% | 2.997% | 2.096% | 4.13% | 3.775% | 3.129% | 1.018% | 2.885% | 2.068% | 5.463% | 6.53% | 3.443% | 1.862% | 0.9349% | 4.504% | 0.8075% | 3.864% | 6.019% | 2.132% | 1.416% | 2.011% | 1.724% | 5.049% | 0.8026% | 4.164% | 4.284% | 2.409% | 2.548% | 3.502% | 5.319% | 1.23% | 3.455% | 1.778% | 3.563% | 0.5137% | 3.405% | 2.193% | 3.033% | 3.936% | 4.247% | 0.5728% | 6.145% | 0.376% | 2.348% | 2.652% | 1.998% | 2.311% | 2.301% | 1.452% | 2.118% | 4.365% | 3.855% | 0.9172% | 1.88% | 0.9972% | 2.712% | 3.144% | 5.325% | 6.451% | 1.366% | 2.927% | 2.246% | 3.532% | 3.558% | 1.822% | 2.109% | 7.062% | 3.634% | 2.177% | 2.26% | 1.964% | 6.736% | 3.067% | 1.024% | 0.5575% | 0.9452% | 0.3207% | 2.992% | 0.7138% | 1.382% | 5.334% | 5.59% | 3.832% | 1.109% | 4.527% | 7.077% | 3.333% | 2.264% | 1.294% | 3.514% | 2.287% | 1.324% | 1.498% | 5.188% | 1.036% | 4.847% | 0.6163% | 5.753% | 0.6131% | 1.201% | 3.902% | 3.72% | 1.006% | 3.642% | 0.435% | 2.681% | 9.752% | 1.009% | 2.77% | 6.18% | 2.22% | 1.498% | 0.5794% | 3.038% | 2.961% | 1.888% | 6.515% | 3.389% | 0.5392% | 4.759% | 0.566% | 3.231% | 2.149% | 3.049% | 2.638% | 1.647% | 2.839% | 1.703% | 1.989% | 2.681% | 1.077% | 2.678% | 6.343% | 1.342% | 3.156% | 1.039% | 0.8575% | 4.816% | 4.054% | 2.759% | 3.211% | 1.553% | 3.566% | 0.3886% | 2.071% | 3.144% | 1.32% | 3.159% | 0.7315% | 4.69% | 2.315% | 2.014% | 1.909% | 4.128% | 1.152% | 2.123% | 0.401% | 1.63% | 1.23% | 2.265% | 1.253% | 1.34% | 4.27% | 3.743% | 3.747% | 5.217% | 2.951% | 6.668% | 2.183% | 1.865% | 1.97% | 2.683% | 2.343% | 1.6% | 1.063% | 3.916% | 0.6834% | 1.333% | 1.368% | 1.762% | 2.592% | 3.61% | 5.206% | 3.838% | 1.427% | 1.474% | 1.375% | 4.493% | 1.836% | 1.2% | 2.927% | 3% | 2.591% | 4.771% | 1.064% | 2.964% | 2.303% | 3.553% | 3.075% | 3.137% | 2.478% | 5.844% | 1.983% | 2.507% | 0.7131% | 1.659% | 3.5% | 3.013% | 5.947% | 6.559% | 2.613% | 1.892% | 2.108% | 1.33% | 1.635% | 1.901% | 1.603% | 0.7212% | 7.947% | 2.321% | 4.465% | 5.67% | 2.413% | 5.219% | 4.181% | 3.93% | 2.017% | 7.804% | 3.772% | 0.7715% | 1.557% | 4.427% | 3.328% | 4.295% | 4.182% | 0.03486% | 0.3581% | 4.225% | 2.406% | 4.697% | 4.39% | 3.416% | 4.068% | 3.571% | 2.008% | 1.431% | 1.117% | 0.8164% | 1.835% | 3.246% | 1.581% | 2.116% | 2.789% | 1.438% | 0.6329% | 3.368% | 2.515% | 3.262% | 2.026% | 0.7338% | 3.909% | 2.918% | 1.825% | 1.321% | 0.9169% | 1.356% | 2.425% | 1.167% | 2.24% | 1.206% | 7.234% | 1.881% | 2.969% | 3.424% | 8.831% | 5.065% | 4.457% | 2.11% | 0.7389% | 1.697% | 3.838% | 1.372% | 0.7653% | 3.776% | 4.236% | 3.035% | 3.461% | 5.181% | 2.914% | 1.276% | 2.57% | 2.273% | 1.515% | 3.732% | 6.778% | 2.419% | 0.4648% | 4.434% | 3.6% | 6.713% | 0.6832% | 3.315% | 2.83% | 1.871% | 4.41% | 3.664% | 1.602% | 3.528% | 1.276% | 0.668% | 4.247% | 1.262% | 4.21% | 1.672% | 5.867% | 2.116% | 3.307% | 2.982% | 1.812% | 2.817% | 1.109% | 4.425% | 4.869% | 3.033% | 4.075% | 1.291% | 0.5161% | 1.051% | 0.656% | 1.834% | 3.453% | 6.045% | 4.886% | 5.596% | 2.967% | 4.699% | 3.336% | 2.625% | 1.285% | 2.428% | 1.082% | 1.926% | 2.039% | 7.28% | 0.7132% | 0.7985% | 3.833% | 2.73% | 0.841% | 1.731% | 3.579% | 2.83% | 5.134% | 3.206% | 2.892% | 6.1% | 6.333% | 0.3057% | 0.6081% | 2.211% | 2.302% | 0.4683% | 1.938% | 3.407% | 2.741% | 4.231% | 2.611% | 1.369% | 1.554% | 2.24% | 2.814% | 1.658% | 2.774% | 3.753% | 0.6393% | 1.488% | 5.847% | 3.087% | 2.755% | 1.688% | 3.534% | 0.7047% | 4.163% | 1.133% | 4.196% | 2.072% | 1.389% | 2.273% | 2.304% | 2.69% | 3.521% | 2.361% | 2.08% | 2.184% | 7.196% | 6.146% | 2.556% | 1.203% | 2.22% | 2.077% | 4.623% | 1.775% | 1.683% | 0.8093% | 3.724% | 2.616% | 1.862% | 1.876% | 1.685% | 3.035% | 1.11% | 2.739% | 4.813% | 2.889% | 2.497% | 5.712% | 1.734% | 5.098% | 2.92% | 0.5568% | 1.583% | 2.549% | 2.701% | 3.481% | 4.092% | 4.577% | 2.473% | 0.8444% | 3.706% | 1.354% | 3.105% | 1.539% | 0.5709% | 3.836% | 5.367% | 2.694% | 2.114% | 3.483% | 2.555% | 3.11% | 6.051% | 1.241% | 1.703% | 4.31% | 1.242% | 2.769% | 2.151% | 2.553% | 3.742% | 1.117% | 4.257% | 6.33% | 1.532% | 1.399% | 3.261% | 2.704% | 5.376% | 3.215% | 1.265% | 3.691% | 1.611% | 1.443% | 1.677% | 0.7972% | 2.1% | 1.623% | 5.322% | 0.8482% | 1.472% | 4.802% | 1.04% | 2.13% | 5.561% | 2.634% | 3.106% | 4.126% | 2.182% | 2.254% | 7.236% | 2.797% | 4.158% | 1.556% | 2.619% | 4.482% | 4.686% | 4.736% | 1.706% | 2.215% | 1.798% | 2.623% | 3.475% | 1.071% | 1.341% | 1.057% | 4.634% | 1.648% | 0.71% | 5.277% | 7.098% | 2.353% | 2.541% | 6.315% | 3.214% | 1.731% | 3.019% | 4.216% | 1.329% | 2.963% | 1.896% | 1.665% | 1.552% | 3.448% | 4.92% | 2.281% | 1.946% | 5.247% | 1.106% | 3.359% | 2.676% | 4.334% | 2.469% | 0.5148% | 2.727% | 1.206% | 2.017% | 0.5456% | 3.477% | 1.217% | 2.682% | 3.096% | 0.6142% | 3.133% | 3.439% | 2.538% | 2.88% | 3.066% | 2.153% | 2.092% | 2.548% | 1.719% | 1.078% | 3.215% | 4.552% | 1.701% | 3.085% | 3.658% | 8.882% | 2.925% | 1.684% | 1.881% | 0.6773% | 1.266% | 3.251% | 3.792% | 2.466% | 3.691% | 1.486% | 2.807% | 0.5645% | 1.675% | 0.4374% | 5.7% | 3.81% | 4.695% | 2.186% | 2.879% | 2.398% | 4.116% | 1.602% | 1.946% | 1.544% | 1.209% | 2.879% | 5.489% | 1.327% | 1.828% | 0.3445% | 0.4868% | 2.092% | 0.3975% | 2.52% | 1.137% | 2.736% | 0.4535% | 1.83% | 3.392% | 0.7424% | 7.355% | 1.758% | 1.996% | 6.11% | 5.986% | 3.842% | 0.7459% | 3.803% | 3.328% | 2.996% | 0.9731% | 0.7838% | 5.257% | 2.075% | 3.127% | 1.022% | 4.452% | 1.399% | 2.283% | 8.043% | 0.5025% | 1.701% | 2.248% | 4.184% | 1.434% | 3.22% | 1.802% | 1.084% | 6.307% | 2.83% | 4.951% | 1.654% | 1.242% | 1.539% | 5.64% | 4.981% | 1.366% | 1.318% | 1.546% | 1.98% | 4.476% | 0.9996% | 2.246% | 4.368% | 3.444% | 3.057% | 7.037% | 2.669% | 0.9244% | 4.413% | 1.886% | 0.7186% | 0.9172% | 2.175% | 1.37% | 5.133% | 1.216% | 7.093% | 2.084% | 2.097% | 2.166% | 1.662% | 4.092% | 0.6432% | 1.795% | 3.945% | 5.056% | 1.766% | 2.085% | 5.064% | 0.3608% | 4.283% | 3.856% | 3.154% | 3.465% | 3.896% | 2.263% | 5.105% | 5.912% | 2.001% | 0.8677% | 1.254% | 2.28% | 1.2% | 5.946% | 5.346% | 5.511% | 3.094% | 2.803% | 5.913% | 6.002% | 2.071% | 2.18% | 3.124% | 2.547% | 1.101% | 1.907% | 1.57% | 6.156% | 1.687% | 3.723% | 3.853% | 2.795% | 6.163% | 3.481% | 3.643% | 5.208% | 2.315% | 2.919% | 2.175% | 1.79% | 2.224% | 2.997% | 3.667% | 2.969% | 4.066% | 1.67% | 4.423% | 1.833% | 2.371% | 2.184% | 3.929% | 2.34% | 1.95% | 2.485% | 2.206% | 2.432% | 1.603% | 1.665% | 1.446% | 3.323% | 3.43% | 2.563% | 2.679% | 3.551% | 0.6222% | 2.729% | 4.425% | 4.254% | 2.656% | 5.508% | 5.613% | 2.481% | 3.102% | 7.226% | 6.826% | 6.272% | 3.388% | 1.838% | 2.28% | 2.83% | 2.198% | 1.207% | 3.019% | 0.9237% | 1.535% | 3.626% | 0.6949% | 1.236% | 1.352% | 4.721% | 1.755% | 4.137% | 1.261% | 5.575% | 8.079% | 8.542% | 2.801% | 2.507% | 4.264% | 0.7245% | 1.098% | 1.363% | 5.599% | 3.251% | 0.8094% | 1.4% | 6.306% | 6.881% | 2.227% | 4.105% | 2.635% | 2.62% | 2.148% | 1.222% | 3.94% | 1.612% | 2.256% | 5.631% | 1.038% | 2.582% | 2.12% | 3.901% | 1.445% | 0.7631% | 3.17% | 1.344% | 0.9526% | 0.6965% | 4.649% | 1.02% | 1.649% | 3.671% | 1.002% | 2.492% | 1.704% | 3.442% | 0.7713% | 1.554% | 3.012% | 3.495% | 2.959% | 1.206% | 1.898% | 4.855% | 4.079% | 0.8023% | 2.038% | 0.46% | 3.038% | 0.5937% | 1.852% | 0.4337% | 2.215% | 1.664% | 1.039% | 4.981% | 6.938% | 5.419% | 1.922% | 1.413% | 0.003421% | 2.199% | 3.342% | 3.143% | 2.194% | 5.203% | 2.652% | 0.5862% | 3.815% | 3.464% | 0.4806% | 2.553% | 2.971% | 5.238% | 3.361% | 0.3568% | 3.61% | 0.532% | 1.479% | 0.8987% | 0.3779% | 4.303% | 3.98% | 3.016% | 3.462% | 0.657% | 3.364% | 0.9455% | 2.687% | 1.264% | 0.7317% | 0.8336% | 5.577% | 3.638% | 4.909% | 0.52% | 2.001% | 0.9691% | 0.9294% | 1.552% | 5.958% | 1.584% | 4.826% | 2.84% | 1.414% | 1.97% | 1.108% | 1.89% | 3.677% | 1.766% | 4.26% | 3.499% | 3.379% | 0.6566% | 4.239% | 1.599% | 1.853% | 2.753% | 4.989% | 4.075% | 2.031% | 1.975% | 0.8729% | 2.439% | 4.613% | 3.913% | 5.647% | 5.476% | 2.898% | 5.681% | 1.089% | 3.625% | 5.917% | 4.594% | 1.587% | 0.6382% | 0.3489% | 2.024% | 3.073% | 1.236% | 2.517% | 6.318% | 2.261% | 1.043% | 1.634% | 2.328% | 6.127% | 1.607% | 5.35% | 3.695% | 1.516% | 2.19% | 3.767% | 1.284% | 0.9563% | 5.861% | 3.754% | 3.14% | 3.892% | 4.545% | 4.051% | 1.85% | 1.974% | 6.023% | 3.044% | 1.946% | 2.934% | 1.138% | 0.3948% | 1.461% | 0.8622% | 0.7109% | 2.24% | 0.3176% | 3.942% | 1.071% | 4.96% | 3.529% | 3.332% | 3.991% | 0.5502% | 2.772% | 2.097% | 1.586% | 1.458% | 2.742% | 2.493% | 10.89% | 0.6136% | 4.486% | 1.114% | 1.593% | 1.482% | 2.594% | 2.881% | 1.731% | 2.873% | 4.875% | 4.167% | 1.422% | 5.762% | 3.274% | 0.8727% | 4.026% | 2.497% | 1.979% | 6.014% | 2.934% | 2.311% | 1.479% | 1.769% | 11.11% | 2.143% | 3.11% | 1.484% | 2.48% | 1.967% | 2.649% | 4.715% | 7.584% | 3.463% | 0.4077% | 0.9122% | 2.709% | 2.401% | 3.6% | 2.579% | 0.2518% | 4.404% | 3.498% | 3.399% | 2.261% | 1.101% | 0.6187% | 0.7914% | 3.621% | 2.218% | 1.423% | 1.865% | 0.7623% | 0.3215% | 2.751% | 2.923% | 5.15% | 1.28% | 1.581% | 1.851% | 5.426% | 4.724% | 2.642% | 2.041% | 3.425% | 3.639% | 2.073% | 1.103% | 2.74% | 3.529% | 0.954% | 0.6795% | 1.894% | 0.7142% | 0.9437% | 1.765% | 3.257% | 3.692% | 2.031% | 3.979% | 0.7213% | 1.618% | 3.231% | 4.099% | 1.705% | 2.778% | 0.6727% | 4.004% | 5.828% | 5.195% | 5.139% | 1.722% | 1.981% | 1.816% | 3.595% | 3.616% | 2.125% | 3.436% | 2.011% | 1.6% | 4.261% | 1.138% | 1.43% | 0.7706% | 1.585% | 0.8138% | 1.183% | 1.292% | 0.8008% | 0.8916% | 5.309% | 1.963% | 6.358% | 2.505% | 6.317% | 2.198% | 4.14% | 5.99% | 0.6884% | 4.246% | 1.16% | 2.59% | 2.617% | 3.005% | 2.552% | 1.111% | 1.34% | 2.382% | 0.2412% | 1.18% | 1.331% | 4.121% | 3.037% | 1.847% | 0.8171% | 1.233% | 4.31% | 2.578% | 1.385% | 0.5069% | 3.907% | 2.69% | 3.121% | 0.7496% | 4.803% | 0.7679% | 1.057% | 5.056% | 3.644% | 1.262% | 3.874% | 2.455% | 6.345% | 2.896% | 0.917% | 1.139% | 1.549% | 2.693% | 2.473% | 1.15% | 1.494% | 1.104% | 2.36% | 5.001% | 5.99% | 2.686% | 0.6299% | 5.221% | 3.226% | 3.343% | 5.798% | 4.859% | 1.516% | 2.61% | 0.8256% | 1.91% | 3.334% | 2.394% | 2.063% | 0.4824% | 3.195% | 4.028% | 6.571% | 2.333% | 0.8759% | 1.261% | 1.257% | 0.5361% | 0.4933% | 4.28% | 5.011% | 3.439% | 5.712% | 0.5279% | 5.255% | 0.7729% | 5% | 2.919% | 3.406% | 1.435% | 4.583% | 1.741% | 1.415% | 7.659% | 6.546% | 3.309% | 1.277% | 0.8386% | 4.866% | 3.786% | 1.385% | 1.068% | 1.663% | 8.816% | 0.4023% | 2.015% | 2.062% | 1.785% | 4.583% | 5.813% | 0.08496% | 1.679% | 3.493% | 1.443% | 1.32% | 0.81% | 6.065% | 4.518% | 1.654% | 4.014% | 2.564% | 2.814% | 0.9128% | 3.328% | 1.695% | 1.385% | 7.783% | 1.083% | 5.248% | 2.585% | 4.209% | 4.812% | 3.047% | 2.585% | 6.261% | 3.899% | 1.055% | 3.228% | 4.642% | 1.91% | 2.211% | 3.807% | 1.685% | 7.705% | 7.682% | 1.541% | 5.681% | 2.892% | 4.459% | 5.834% | 1.51% | 0.9095% | 2.489% | 0.6901% | 0.9199% | 6.51% | 3.005% | 4.48% | 4.204% | 1.533% | 4.995% | 5.44% | 1.583% | 3.024% | 2.031% | 2.265% | 3.652% | 5.11% | 0.8326% | 1.483% | 6.694% | 4.389% | 3.538% | 7.005% | 6.749% | 2.427% | 3.702% | 4.715% | 2.391% | 4.161% | 3.166% | 1.269% | 2.228% | 0.5901% | 4.858% | 1.162% | 3.364% | 0.8607% | 5.413% | 1.989% | 3.527% | 0.6071% | 1.061% | 0.6088% | 0.1689% | 0.8273% | 1.749% | 2.658% | 0.449% | 0.4956% | 4.715% | 2.21% | 2.641% | 2.737% | 3.949% | 4.792% | 2.89% | 2.618% | 0.6904% | 3.823% | 2.515% | 6.524% | 3.786% | 1.063% | 1.295% | 3.355% | 0.9597% | 1.249% | 4.606% | 3.628% | 3.111% | 2.292% | 1.276% | 0.7676% | 6.285% | 3.506% | 4.662% | 2.873% | 7.617% | 4.163% | 3.816% | 0.9783% | 1.072% | 1.662% | 2.613% | 0.9391% | 2.248% | 0.626% | 2.302% | 0.4102% | 4.198% | 2.864% | 3.385% | 0.826% | 2.355% | 1.401% | 2.399% | 1.55% | 2.515% | 3.643% | 1.135% | 2.365% | 2.428% | 0.717% | 3.422% | 2.164% | 0.7764% | 1.656% | 1.395% | 1.066% | 2.53% | 2.329% | 4.856% | 2.16% | 4.075% | 0.3112% | 5.038% | 4.541% | 0.8144% | 1.059% | 2.719% | 0.401% | 2.522% | 1.8% | 4.565% | 0.7227% | 3.71% | 5.2% | 2.132% | 2.85% | 0.3617% | 1.098% | 1.198% | 1.184% | 0.9631% | 2.666% | 2.733% | 1.089% | 2.405% | 1.378% | 1.935% | 0.39% | 2.44% | 1.988% | 1.371% | 1.346% | 2.599% | 1.396% | 2.379% | 4.495% | 3.563% | 1.858% | 6.103% | 3.925% | 5.209% | 4.096% | 1.803% | 3.371% | 8.933% | 1.298% | 2.964% | 1.306% | 4.757% | 8.43% | 0.9382% | 0.963% | 1.3% | 1.069% | 1.237% | 0.7928% | 5.126% | 3.238% | 4.574% | 3.926% | 0.7709% | 5.381% | 1.98% | 3.362% | 1.421% | 0.4778% | 3.585% | 2.736% | 2.589% | 1.112% | 0.5828% | 1.924% | 3.144% | 3.09% | 3.409% | 3.278% | 0.9932% | 4.052% | 1.36% | 1.43% | 1.085% | 0.8528% | 2.081% | 9.503% | 7.324% | 3.047% | 1.687% | 1.684% | 3.771% | 0.6014% | 4.035% | 1.073% | 5.106% | 1.065% | 0.6929% | 2.936% | 1.12% | 2.854% | 1.425% | 1.703% | 0.8509% | 5.666% | 4.119% | 4.589% | 1.459% | 5.942% | 0.8083% | 1.267% | 1.008% | 1.458% | 1.867% | 4.747% | 4.387% | 1.879% | 0.6971% | 1.135% | 3.439% | 1.309% | 2.102% | 2.041% | 5.914% | 1.051% | 2.432% | 2.415% | 2.057% | 2.641% | 3.137% | 7.438% | 1.196% | 0.3841% | 1.994% | 3.544% | 2.215% | 1.8% | 3.095% | 4.914% | 1.911% | 3.165% | 4.807% | 3.802% | 4.808% | 5.989% | 0.7417% | 1.778% | 5.041% | 1.132% | 2.365% | 1.226% | 7.075% | 2.943% | 2.992% | 1.152% | 4.086% | 3.472% | 2.821% | 5.513% | 1.942% | 1.806% | 2.332% | 3.644% | 1.153% | 3.574% | 5.524% | 3.027% | 3.517% | 4.292% | 0.7141% | 4.867% | 1.452% | 8.581% | 4.077% | 2.822% | 0.9624% | 5.218% | 7.02% | 2.312% | 5.513% | 2.315% | 2.266% | 0.6566% | 2.537% | 4.867% | 5.883% | 4.926% | 4.559% | 0.4864% | 0.6312% | 4.905% | 3.579% | 2.359% | 3.002% | 3.485% | 0.4976% | 1.144% | 0.9973% | 2.666% | 3.503% | 0.2499% | 3.656% | 2.714% | 0.4179% | 2.416% | 0.5644% | 1.315% | 1.793% | 1.957% | 4.956% | 3.781% | 0.8274% | 1.115% | 1.781% | 1.897% | 3.824% | 4.786% | 4.314% | 2.769% | 3.446% | 1.676% | 5.02% | 0.633% | 0.9389% | 3.286% | 1.043% | 5.099% | 2.573% | 1.379% | 0.5774% | 0.6014% | 1.147% | 0.5305% | 5.125% | 2.275% | 2.877% | 1.97% | 1.413% | 2.486% | 0.7415% | 5.263% | 2.983% | 2.316% | 1.595% | 1.155% | 1.47% | 2.043% | 2.377% | 1.88% | 5.865% | 3.157% | 2.306% | 1.853% | 2.437% | 1.218% | 4.15% | 5.261% | 1.084% | 4.279% | 2.854% | 2.132% | 0.861% | 3.921% | 1.932% | 1.786% | 1.815% | 7.676% | 4.058% | 0.6271% | 1.742% | 2.514% | 3.257% | 1.662% | 2.187% | 1.895% | 3.073% | 4.212% | 2.593% | 1.013% | 3.5% | 5.179% | 1.74% | 3.866% | 0.8356% | 4.408% | 4.421% | 1.2% | 2.111% | 1.241% | 3.269% | 2.35% | 1.991% | 1.946% | 1.522% | 7.105% | 1.295% | 1.026% | 1.017% | 1.306% | 1.071% | 9.884% | 1.134% | 2.784% | 2.593% | 0.3221% | 0.9404% | 1.957% | 0.796% | 0.8435% | 1.947% | 4.05% | 1.304% | 5.381% | 4.132% | 1.03% | 1.02% | 1.767% | 1.567% | 3.309% | 6.472% | 2.084% | 7.669% | 2.551% | 0.6219% | 4.535% | 1.477% | 7.669% | 1.407% | 2.443% | 2.275% | 6.445% | 3.012% | 3.067% | 0.5971% | 2.713% | 1.625% | 0.7091% | 0.3436% | 0.8363% | 2.22% | 1.865% | 4.577% | 0.5958% | 3.325% | 3.089% | 0.7699% | 1.498% | 1.769% | 3.769% | 2.505% | 1.9% | 2.994% | 5.112% | 2.106% | 5.123% | 4.162% | 0.5282% | 3.734% | 4.024% | 1.908% | 2.54% | 1.979% | 7.004% | 2.921% | 0.6694% | 2.108% | 2.455% | 1.642% | 0.8482% | 1.525% | 2.525% | 2.701% | 2.853% | 1.496% | 4.905% | 1.976% | 1.949% | 4.673% | 2.025% | 0.5681% | 5.318% | 1.369% | 1.468% | 0.9726% | 0.5894% | 3.173% | 2.247% | 3.068% | 2.576% | 6.099% | 1.206% | 2.07% | 2.62% | 2.501% | 7.245% | 0.7679% | 1.162% | 0.4714% | 3.21% | 2.469% | 2.802% | 0.7942% | 1.482% | 7.855% | 0.8163% | 8.048% | 3.155% | 1.328% | 4.759% | 2.393% | 0.5047% | 2.238% | 2.912% | 1.364% | 3.715% | 2.234% | 0.8625% | 2.872% | 1.995% | 3.911% | 1.164% | 1.097% | 2.717% | 1.997% | 0.5618% | 2.59% | 1.5% | 2.424% | 3.822% | 0.9651% | 2.094% | 6.779% | 3.821% | 4.467% | 2.378% | 0.6731% | 3.191% | 3.161% | 0.7773% | 3.508% | 1.772% | 0.6403% | 1.261% | 8.664% | 0.887% | 1.927% | 2.607% | 1.735% | 4.32% | 1.499% | 0.9225% | 7.411% | 0.4087% | 1.637% | 2.357% | 1.851% | 1.28% | 2.16% | 3.554% | 1.045% | 3.586% | 2.624% | 2.835% | 0.4761% | 0.8323% | 5.591% | 1.325% | 3.919% | 2.48% | 1.293% | 1.665% | 2.341% | 1.628% | 1.541% | 1.111% | 3.197% | 3.091% | 2.33% | 3.263% | 5.974% | 2.238% | 1.255% | 0.7695% | 1.182% | 2.457% | 3.131% | 2.668% | 4.177% | 2.159% | 2.43% | 1.31% | 4.696% | 3.062% | 1.887% | 0.7232% | 1.402% | 2.547% | 2.081% | 2.229% | 2.254% | 2.763% | 6.058% | 4.164% | 6.269% | 0.4552% | 0.6878% | 2.477% | 3.346% | 0.776% | 1.244% | 1.281% | 1.359% | 0.8899% | 3.705% | 1.906% | 1.447% | 3.202% | 1.842% | 3.149% | 2.619% | 3.222% | 6.203% | 0.5658% | 1.025% | 5.646% | 3.25% | 3.668% | 5.002% | 5.459% | 1.702% | 2.568% | 0.4825% | 0.3834% | 2.092% | 1.77% | 3.823% | 1.553% | 3.919% | 1.748% | 4.453% | 4.39% | 3.677% | 2.553% | 6.509% | 1.73% | 2.742% | 0.3157% | 0.9129% | 4.819% | 2.831% | 4.466% | 3.775% | 4.006% | 2.178% | 1.37% | 3.458% | 2.394% | 1.955% | 5.113% | 0.7336% | 1.078% | 3.177% | 5.363% | 2.736% | 3.103% | 3.25% | 0.6388% | 3.595% | 1.651% | 1.824% | 6.518% | 1.656% | 2.008% | 0.9082% | 0.4622% | 1.105% | 5.045% | 3.713% | 2.052% | 2.268% | 2.721% | 1.84% | 0.8758% | 4.169% | 2.362% | 3.586% | 3.823% | 2.965% | 2.534% | 2.159% | 1.133% | 2.014% | 1.74% | 6.688% | 2.099% | 1.042% | 1.215% | 4.933% | 2.079% | 1.087% | 6.009% | 4.1% | 2.451% | 1.143% | 3.772% | 3.409% | 3.788% | 3.975% | 0.8304% | 0.5154% | 1.108% | 0.4271% | 2.409% | 5.418% | 2.881% | 2.408% | 4.816% | 4.959% | 5.697% | 2.867% | 1.081% | 0.9646% | 2.977% | 0.6544% | 1.506% | 1.844% | 1.225% | 3.07% | 2.699% | 0.9212% | 6.714% | 1.296% | 7.337% | 3.391% | 4.088% | 2.194% | 3.359% | 0.9993% | 5.9% | 3.749% | 2.481% | 2.464% | 3.846% | 3.135% | 2.636% | 2.152% | 3.739% | 1.79% | 1.537% | 2.403% | 3.81% | 1.517% | 1.665% | 1.686% | 4.368% | 0.4203% | 1.886% | 1.171% | 3.354% | 2.391% | 0.5149% | 2.573% | 1.461% | 2.403% | 0.9727% | 1.041% | 3.741% | 2.77% | 1.595% | 1.901% | 1.292% | 2.492% | 5.122% | 3.065% | 1.712% | 2.937% | 4.506% | 1.257% | 2.446% | 1.014% | 2.66% | 6.438% | 0.9889% | 0.5622% | 2.499% | 0.779% | 3.842% | 6.055% | 5.795% | 5.856% | 1.775% | 0.4314% | 3.877% | 2.196% | 0.2479% | 0.5468% | 2.168% | 0.9005% | 0.2899% | 0.6781% | 4.83% | 2.58% | 2.505% | 0.6114% | 4.763% | 0.6012% | 0.8506% | 1.786% | 1.976% | 5.954% | 0.6049% | 2.76% | 1.765% | 7.477% | 4.658% | 2.706% | 3.615% | 1.186% | 3.617% | 3.833% | 2.172% | 1.539% | 3.448% | 1.018% | 0.7906% | 3.45% | 2.668% | 1.59% | 1.59% | 3.859% | 0.8457% | 0.8222% | 6.654% | 1.173% | 0.8251% | 3.355% | 1.084% | 0.4026% | 0.5521% | 4.582% | 0.9028% | 0.5302% | 0.7287% | 2.212% | 1.949% | 1.803% | 0.9043% | 1.047% | 5.691% | 2.599% | 1.065% | 0.9708% | 1.981% | 0.96% | 3.968% | 2.69% | 1.727% | 3.435% | 1.6% | 4.135% | 1.718% | 2.808% | 2.011% | 0.2329% | 3.797% | 3.725% | 2.368% | 1.34% | 3.46% | 1% | 3.083% | 5.963% | 2.883% | 1.784% | 3.508% | 4.648% | 5.716% | 2.065% | 0.5111% | 9.318% | 1.533% | 3.168% | 3.459% | 3.137% | 4.791% | 4.301% | 3.298% | 3.66% | 0.9028% | 3.05% | 2.778% | 2.1% | 1.068% | 0.9501% | 6.505% | 2.143% | 4.484% | 0.8105% | 5.262% | 2.257% | 0.3972% | 1.93% | 2.679% | 6.716% | 2.937% | 0.5363% | 2.2% | 2.175% | 1.71% | 2.162% | 0.2885% | 1.012% | 3.211% | 2.409% | 2.748% | 1.114% | 5.5% | 0.9945% | 3.23% | 6.56% | 1.812% | 3.05% | 0.8494% | 4.145% | 0.3652% | 0.5237% | 0.3308% | 2.073% | 2.088% | 3.759% | 1.526% | 1.751% | 3.473% | 0.6395% | 5.832% | 2.823% | 4.783% | 1.476% | 0.2668% | 2.4% | 1.083% | 4.987% | 3.81% | 1.655% | 0.8523% | 1.923% | 4.497% | 9.067% | 0.4231% | 2.364% | 2.834% | 1.106% | 3.077% | 3.707% | 3.766% | 1.274% | 3.373% | 1.616% | 2.798% | 1.623% | 2.402% | 6.153% | 5.025% | 4.669% | 4.814% | 3.807% | 0.6029% | 3.274% | 2.201% | 6.531% | 1.478% | 2.882% | 2.733% | 4.501% | 3.371% | 4.952% | 1.366% | 2.149% | 2.17% | 2.264% | 2.728% | 2.429% | 2.787% | 3.63% | 4.215% | 5.289% | 4.599% | 1.519% | 6.1% | 5.446% | 2.311% | 2.572% | 1.384% | 3.532% | 4.092% | 1.751% | 2.37% | 4.728% | 2.511% | 2.539% | 2.452% | 2.885% | 1.646% | 2.507% | 1.791% | 2.141% | 3.527% | 4.176% | 5.627% | 1.437% | 1.209% | 7.154% | 6.971% | 3.198% | 1.941% | 1.925% | 1.171% | 0.4848% | 0.5436% | 3.783% | 3.953% | 7.108% | 7.721% | 3.489% | 2.902% | 1.521% | 1.415% | 2.516% | 4.476% | 1.21% | 0.7753% | 3.856% | 1.608% | 2.023% | 2.735% | 1.466% | 1.441% | 1.549% | 2.877% | 1.43% | 1.903% | 2.471% | 1.308% | 5.446% | 1.431% | 0.5662% | 2.512% | 9.808% | 5.207% | 4.342% | 4.02% | 3.151% | 4.411% | 1.909% | 1.405% | 2.512% | 2.639% | 2.909% | 4.67% | 2.108% | 1.031% | 1.663% | 2.028% | 2.967% | 0.9891% | 0.8475% | 1.09% | 1.492% | 1.438% | 8.576% | 0.4099% | 1.402% | 0.7147% | 5.557% | 1.743% | 3.429% | 2.121% | 7.522% | 4.642% | 3.443% | 2.62% | 4.027% | 1.512% | 2.63% | 1.087% | 2.085% | 2.259% | 0.6896% | 3.507% | 3.665% | 3.686% | 6.55% | 4.969% | 4.154% | 1.174% | 7.478% | 1.849% | 4.116% | 3.242% | 2.401% | 0.5772% | 2.311% | 4.709% | 2.209% | 2.01% | 4.818% | 2.383% | 3.081% | 1.72% | 1.341% | 2.448% | 5.331% | 0.9117% | 3.587% | 5.736% | 11.65% | 1.869% | 3.46% | 0.7539% | 2.571% | 0.577% | 5.704% | 1.869% | 1.022% | 1.043% | 2.677% | 2.398% | 2.134% | 1.095% | 0.5237% | 4.966% | 2.599% | 1.644% | 2.377% | 1.655% | 1.324% | 2.596% | 3.035% | 0.2549% | 3.267% | 1.627% | 1.009% | 5.347% | 5.646% | 4.149% | 2.283% | 8.269% | 0.5833% | 0.6469% | 0.7052% | 2.048% | 0.6588% | 1.095% | 1.706% | 1.565% | 3.543% | 0.9898% | 2.436% | 3.033% | 2.84% | 3.061% | 2.989% | 3.016% | 1.152% | 0.4296% | 2.098% | 1.834% | 0.7332% | 2.321% | 2.576% | 3.574% | 1.088% | 3.266% | 6.211% | 2.357% | 2.701% | 2.897% | 4.922% | 3.731% | 3.29% | 3.034% | 2.114% | 1.862% | 1.394% | 5.408% | 5.276% | 4.63% | 4.079% | 3.268% | 5.39% | 0.7496% | 2.908% | 4.926% | 3.035% | 0.9871% | 3.878% | 2.12% | 1.817% | 1.186% | 1.475% | 2.175% | 1.52% | 9.698% | 2.527% | 0.5194% | 6.227% | 1.814% | 0.8921% | 0.8773% | 2.627% | 0.8432% | 5.53% | 3.032% | 3.642% | 3.648% | 2.204% | 1.364% | 2.705% | 4.083% | 1.48% | 2.043% | 2.445% | 1.457% | 2.45% | 4.879% | 0.6191% | 2.737% | 2.226% | 1.09% | 2.663% | 1.025% | 3.326% | 1.237% | 3.201% | 2.856% | 1.178% | 4.429% | 1.931% | 2.194% | 0.9417% | 1.969% | 0.7495% | 0.624% | 5.953% | 3.325% | 5.476% | 4.55% | 3.55% | 1.267% | 0.4361% | 2.745% | 6.094% | 2.055% | 4.428% | 2.546% | 6.616% | 2.669% | 3.047% | 3.327% | 0.9467% | 2.198% | 1.394% | 3.453% | 0.9805% | 2.013% | 4.445% | 1.045% | 1.258% | 2.388% | 4.129% | 1.405% | 3.189% | 3.22% | 2.546% | 1.728% | 2.175% | 2.415% | 2.155% | 2.371% | 1.594% | 1.271% | 1.638% | 2.503% | 1.684% | 3.347% | 2.653% | 1.912% | 3.744% | 1.058% | 2.941% | 3.655% | 6.027% | 2.692% | 1.727% | 3.249% | 2.005% | 0.989% | 0.4617% | 2.781% | 2.772% | 2.994% | 4.891% | 4.304% | 5.031% | 1.375% | 2.539% | 4.751% | 4.239% | 0.6671% | 0.4093% | 1.543% | 0.5702% | 4.45% | 0.5447% | 5.768% | 5.085% | 3.734% | 2.807% | 0.8046% | 2.18% | 5.055% | 2.028% | 4.861% | 3.156% | 4.584% | 8.033% | 3.787% | 2.95% | 1.47% | 3.263% | 1.924% | 2.896% | 3.934% | 1.395% | 0.4208% | 0.9647% | 0.6732% | 2.764% | 2.35% | 0.6352% | 1.69% | 1.208% | 0.5703% | 1.884% | 1.108% | 1.185% | 4.157% | 5.49% | 3.524% | 2.252% | 2.53% | 1.228% | 1.471% | 1.859% | 2.544% | 3.104% | 2.95% | 1.309% | 1.196% | 2.934% | 4.033% | 2.57% | 3.605% | 0.5362% | 6.149% | 1.714% | 1.718% | 0.9745% | 0.5688% | 3.472% | 5.632% | 1.196% | 1.58% | 5.814% | 4.351% | 2.579% | 2.246% | 1.865% | 2.677% | 2.848% | 5.194% | 5.896% | 0.8047% | 1.405% | 1.524% | 3.279% | 3.985% | 1.183% | 0.5952% | 0.7052% | 3.868% | 2.141% | 3.607% | 2.566% | 2.144% | 6.63% | 2.646% | 1.183% | 3.32% | 2.01% | 2.716% | 2.019% | 2.841% | 1.862% | 0.5215% | 2.676% | 4.222% | 0.3068% | 2.792% | 3.543% | 1.433% | 1.734% | 2.185% | 5.421% | 4.827% | 3.44% | 8.845% | 3.25% | 1.554% | 1.971% | 0.8877% | 1.393% | 6.06% | 3.784% | 1.403% | 5.279% | 1.182% | 0.6057% | 4.824% | 4.751% | 1.122% | 2.475% | 8.954% | 2.934% | 2.226% | 5.038% | 1.33% | 1.843% | 5.363% | 0.7172% | 3.503% | 2.364% | 5.18% | 0.84% | 4.108% | 2.431% | 4.005% | 0.53% | 1.679% | 5.941% | 1.237% | 1.448% | 4.525% | 1.607% | 1.045% | 2.318% | 2.602% | 1.719% | 1.578% | 1.043% | 7.316% | 1.338% | 3.214% | 2.245% | 3.662% | 1.364% | 2.036% | 2.739% | 2.546% | 3.726% | 4.314% | 3.504% | 3.335% | 3.951% | 2.906% | 1.976% | 1.516% | 2.188% | 4.003% | 0.5728% | 2.649% | 6.543% | 3.168% | 4.477% | 1.332% | 3.553% | 1.216% | 1.847% | 6.094% | 1.484% | 0.8106% | 1.466% | 3.622% | 5.219% | 5.377% | 1.864% | 2.403% | 4.248% | 5.057% | 1.009% | 1.141% | 2.344% | 1.481% | 4.085% | 2.988% | 1.784% | 3% | 2.26% | 1.954% | 4.394% | 0.7377% | 2.14% | 0.4518% | 4.118% | 0.3949% | 1.441% | 1.067% | 4.445% | 1.53% | 0.6945% | 4.387% | 2.529% | 0.5628% | 1.076% | 3.079% | 3.849% | 1.285% | 0.9549% | 3.132% | 2.671% | 6.564% | 1.71% | 0.6964% | 1.575% | 4.922% | 2.714% | 1.899% | 0.4773% | 2.058% | 2.632% | 0.8264% | 1.536% | 0.6563% | 3.64% | 4.021% | 2.943% | 0.8651% | 0.7944% | 1.548% | 7.419% | 2.443% | 3.674% | 1.038% | 1.628% | 2.459% | 6.531% | 0.8174% | 2.842% | 2.94% | 1.278% | 5.521% | 6.191% | 2.314% | 0.9412% | 1.859% | 2.713% | 3.449% | 3.229% | 0.8421% | 4.335% | 2.342% | 5.77% | 3.369% | 5.873% | 4.087% | 6.28% | 2.158% | 3.257% | 7.674% | 6.433% | 1.13% | 4.71% | 2.403% | 1.066% | 5.797% | 0.6623% | 1.497% | 2.336% | 5.236% | 4.578% | 4.632% | 3.407% | 0.8275% | 4.348% | 3.361% | 1.206% | 2.75% | 3.449% | 1.505% | 2.585% | 1.333% | 0.4877% | 3.973% | 1.762% | 1.389% | 3.155% | 0.5251% | 3% | 2.598% | 0.5859% | 1.097% | 1.783% | 4.313% | 0.4835% | 5.383% | 1.744% | 1.627% | 3.594% | 1.045% | 2.15% | 0.8206% | 3.238% | 1.657% | 1.951% | 5.035% | 2.338% | 2.23% | 2.156% | 1.487% | 3.61% | 3.07% | 1.367% | 0.7455% | 1.195% | 1.922% | 4.32% | 3.939% | 0.6599% | 1.407% | 2.077% | 3.865% | 5.106% | 6.38% | 2.036% | 2.617% | 3.205% | 2.327% | 2.097% | 2.446% | 2.599% | 2.284% | 3.523% | 2.673% | 2.784% | 3.837% | 4.591% | 3.403% | 2.941% | 2.6% | 2.625% | 1.341% | 4.893% | 2.293% | 1.613% | 0.7272% | 4.286% | 5.747% | 3.494% | 0.9429% | 1.267% | 3.975% | 5.301% | 2.025% | 8.728% | 2.184% | 3.214% | 3.715% | 1.202% | 0.9564% | 0.8996% | 0.2368% | 7.599% | 3.741% | 3.74% | 0.8793% | 2.815% | 4.224% | 1.896% | 0.8982% | 2.264% | 2.938% | 0.7469% | 1.155% | 3.872% | 2.728% | 3.261% | 5.831% | 1.087% | 3.017% | 5.531% | 3.059% | 3.582% | 2.965% | 3.547% | 0.9933% | 3.219% | 2.035% | 1.795% | 4.036% | 1.975% | 4.971% | 4.406% | 4.737% | 1.794% | 3.441% | 2.626% | 4.164% | 1.273% | 2.186% | 2.856% | 0.9944% | 3.222% | 2.056% | 5.663% | 4.908% | 0.8124% | 2.372% | 1.646% | 3.42% | 7.328% | 2.128% | 4.055% | 0.9731% | 2.533% | 5.013% | 1.231% | 2.151% | 1.075% | 5.47% | 4.403% | 7.804% | 3.119% | 1.085% | 3.646% | 3.107% | 2.23% | 3.538% | 1.389% | 2.66% | 1.689% | 4.258% | 2.406% | 1.64% | 3.864% | 3.067% | 2.673% | 1.683% | 0.8413% | 0.9129% | 3.408% | 2.275% | 2.023% | 2.345% | 5.385% | 1.784% | 2.034% | 1.682% | 5.314% | 7.668% | 4.622% | 1.085% | 0.9978% | 3.801% | 1.517% | 1.519% | 3.101% | 3.268% | 1.139% | 2.887% | 3.264% | 3.429% | 4.237% | 5.833% | 6.218% | 2.946% | 1.382% | 4.553% | 4.322% | 4.209% | 5.181% | 1.338% | 2.282% | 0.6112% | 2.437% | 2.913% | 2.562% | 0.8192% | 4.454% | 2.361% | 1.611% | 2.174% | 2.066% | 1.821% | 2.141% | 2.351% | 3.634% | 3.004% | 2.664% | 2.288% | 5.712% | 2.995% | 2.839% | 4.668% | 6.92% | 0.5393% | 0.9272% | 1.655% | 6.808% | 2.419% | 4.318% | 5.097% | 1.797% | 2.299% | 3.345% | 2.668% | 2.582% | 0.9246% | 1.157% | 4.904% | 2.654% | 0.6833% | 0.9763% | 6.869% | 2.316% | 2.565% | 2.958% | 0.9684% | 0.9922% | 3.194% | 2.531% | 1.209% | 2.46% | 3.364% | 0.5977% | 1.946% | 1.415% | 1.362% | 1.504% | 1.496% | 5.428% | 0.3425% | 1.438% | 1.292% | 1.311% | 2.136% | 1.941% | 0.8395% | 6.864% | 3.965% | 2.743% | 1.746% | 1.34% | 5.516% | 0.7499% | 1.153% | 3.722% | 6.271% | 2.479% | 4.926% | 2.657% | 4.44% | 1.274% | 2.865% | 6.433% | 2.276% | 3.14% | 6.092% | 1.961% | 1.355% | 0.5894% | 3.992% | 1.189% | 2.007% | 2.223% | 2.51% | 3.635% | 2.166% | 5.365% | 2.35% | 2.519% | 2.221% | 2.253% | 3.006% | 4.479% | 2.778% | 2.907% | 1.969% | 0.886% | 0.5284% | 4.214% | 2.291% | 1.969% | 3.747% | 0.8064% | 6.399% | 1.604% | 1.503% | 1.627% | 2.86% | 2.178% | 3.029% | 0.8097% | 4.528% | 4.514% | 3.171% | 2.975% | 1.021% | 5.597% | 3.064% | 4.035% | 1.039% | 2.462% | 1.211% | 0.8775% | 0.4502% | 0.8737% | 1.824% | 2.904% | 0.8773% | 1.608% | 2.82% | 1.257% | 2.397% | 2.815% | 3.779% | 5.859% | 3.3% | 1.141% | 1.134% | 5.434% | 1.897% | 1.652% | 2.763% | 1.023% | 4.116% | 1.417% | 2.451% | 1.111% | 1.041% | 2.019% | 0.8678% | 2.742% | 3.989% | 3.394% | 3.191% | 3.792% | 1.691% | 0.4784% | 3.501% | 0.7676% | 1.865% | 1.748% | 3.493% | 0.6644% | 6.135% | 0.9415% | 2.861% | 2.695% | 4.129% | 4.804% | 1.141% | 1.221% | 1.554% | 5.016% | 4.481% | 3.396% | 0.8479% | 0.5709% | 2.408% | 1.973% | 1.417% | 3.226% | 2.581% | 2.607% | 2.661% | 4.343% | 2.142% | 6.643% | 2.155% | 2.353% | 1.286% | 1.502% | 3.823% | 4.514% | 3.131% | 5.649% | 1.229% | 1.001% | 0.8016% | 2.022% | 1.644% | 4.131% | 2.645% | 0.5534% | 1.81% | 3.113% | 1% | 0.7436% | 1.306% | 3.535% | 0.5093% | 1.686% | 3.335% | 1.981% | 3.145% | 2.225% | 1.83% | 6.135% | 5.133% | 2.832% | 1.227% | 1.988% | 1.917% | 1.128% | 0.4% | 3.048% | 9.501% | 2.584% | 0.5895% | 0.7451% | 0.9694% | 0.239% | 0.009874% | 0.9138% | 3.147% | 4.036% | 2.105% | 3% | 0.9142% | 2.816% | 2.349% | 1.088% | 2.863% | 3.687% | 1.93% | 2.585% | 1.173% | 1.446% | 3.865% | 2.808% | 4.015% | 2.31% | 0.5269% | 2.534% | 1.725% | 0.595% | 7.125% | 8.624% | 2.783% | 5.196% | 2.11% | 0.7985% | 4.797% | 2.79% | 2% | 1.138% | 2.329% | 1.997% | 1.305% | 1.173% | 1.684% | 1.103% | 0.9517% | 1.474% | 2.304% | 3.36% | 5.987% | 3.349% | 5.106% | 3.515% | 3.306% | 1.573% | 0.4228% | 3.538% | 0.9047% | 0.8232% | 0.9609% | 1.25% | 2.561% | 10.64% | 1.38% | 1.051% | 0.4699% | 2.113% | 2.632% | 0.8776% | 0.8536% | 1.363% | 3.097% | 4.1% | 0.7755% | 6.851% | 0.5803% | 1.076% | 2.562% | 0.4579% | 2.16% | 2.392% | 4.646% | 2.845% | 2.751% | 2.198% | 3.317% | 1.736% | 1.079% | 3.599% | 1.214% | 2.381% | 2.051% | 1.54% | 4.376% | 2.806% | 2.987% | 1.749% | 4.407% | 5.753% | 3.133% | 0.7937% | 2.898% | 2.21% | 1.249% | 4.289% | 3.605% | 3.837% | 4.722% | 0.8816% | 2.338% | 2.798% | 2.146% | 0.391% | 1.42% | 1.401% | 2.271% | 5.912% | 0.6994% | 1.355% | 1.196% | 1.316% | 2.442% | 2.466% | 5.627% | 2.413% | 0.8799% | 1.289% | 0.9781% | 4.273% | 3.064% | 3.785% | 4.028% | 3.135% | 2.005% | 2.913% | 5.824% | 1.328% | 2.101% | 0.823% | 2.739% | 1.64% | 6.233% | 3.969% | 1.725% | 1.866% | 1.054% | 0.3618% | 2.368% | 4.801% | 0.8284% | 1.192% | 0.836% | 12.02% | 3.327% | 1.885% | 2.593% | 0.3443% | 0.7292% | 1.964% | 1.78% | 5.458% | 2.333% | 1.898% | 0.3841% | 0.9652% | 3.026% | 3.136% | 4.663% | 2.02% | 3.183% | 5.172% | 0.9413% | 0.4742% | 1.572% | 0.8058% | 0.7915% | 1.624% | 4.196% | 3.578% | 1.798% | 3.288% | 0.5742% | 4.829% | 1.378% | 1.546% | 2.754% | 2.393% | 2.669% | 1.644% | 3.439% | 2.053% | 0.3924% | 1.993% | 1.452% | 0.5206% | 1.058% | 6.911% | 1.645% | 3.207% | 3.522% | 7.389% | 1.917% | 0.4772% | 4.378% | 0.8973% | 1.756% | 2.765% | 3.772% | 3.855% | 0.6696% | 1.032% | 0.2675% | 1.284% | 0.945% | 3.146% | 1.501% | 2.178% | 3.27% | 1.114% | 0.2859% | 1.439% | 6.149% | 0.7461% | 5.755% | 3.707% | 1.256% | 0.597% | 4.539% | 5.56% | 1.007% | 5.779% | 1.075% | 0.2843% | 0.1912% | 3.446% | 4.793% | 2.549% | 1.935% | 6.65% | 7.018% | 2.753% | 2.891% | 1.077% | 4.952% | 1.193% | 3.417% | 5.268% | 4.871% | 1.153% | 9.146% | 2.666% | 7.002% | 8.886% | 3.354% | 2.502% | 1.718% | 3.43% | 0.8849% | 2.101% | 1.886% | 4.66% | 0.7338% | 1.476% | 1.171% | 2.297% | 3.045% | 2.624% | 0.7786% | 3.355% | 4.914% | 3.269% | 1.289% | 1.513% | 1.036% | 1.753% | 2.413% | 4.27% | 5.323% | 2.02% | 1.956% | 0.3553% | 2.86% | 2.084% | 1.721% | 3.253% | 2.689% | 2.998% | 3.543% | 0.7659% | 3.112% | 4.236% | 2.056% | 4.983% | 0.8756% | 4.094% | 1.838% | 0.5506% | 4.414% | 0.8545% | 5.607% | 1.124% | 4.077% | 2.171% | 1.206% | 3.093% | 2.006% | 1.873% | 4.051% | 3.478% | 0.7523% | 0.72% | 2.129% | 2.928% | 2.647% | 1.083% | 3.077% | 3.773% | 1.606% | 2.57% | 6.853% | 1.236% | 2.673% | 2.496% | 3.38% | 1.466% | 4.375% | 5.974% | 1.637% | 4.572% | 6.657% | 4.928% | 2.326% | 0.8658% | 3.887% | 2.441% | 4.048% | 3.246% | 3.468% | 1.754% | 3.243% | 0.6525% | 1.908% | 1.441% | 0.6444% | 0.7949% | 6.421% | 1.603% | 3.791% | 3.416% | 0.3286% | 0.7592% | 1.462% | 8.805% | 0.924% | 4.895% | 2.839% | 2.22% | 3.405% | 4.207% | 2.375% | 2.444% | 4.459% | 3.483% | 2.806% | 5.016% | 4.465% | 2.396% | 1.973% | 1.545% | 4.729% | 2.239% | 0.5885% | 2.793% | 4.26% | 2.101% | 0.4364% | 3.674% | 7.435% | 2.754% | 1.079% | 2.881% | 3.919% | 0.9624% | 1.2% | 4.065% | 2.628% | 1.017% | 1.082% | 2.393% | 7.941% | 2.346% | 1.488% | 1.178% | 5.881% | 1.711% | 2.06% | 4.471% | 4.605% | 2.382% | 3.435% | 1.866% | 1.526% | 4.387% | 0.8496% | 1.188% | 3.028% | 1.879% | 3.429% | 1.455% | 3.606% | 5.02% | 1.172% | 0.5154% | 4.43% | 1.665% | 2.2% | 2.347% | 0.4218% | 0.396% | 1.094% | 0.5486% | 1.84% | 2.206% | 5.033% | 2.713% | 4.591% | 1.088% | 2.287% | 3.832% | 0.7567% | 1.623% | 2.834% | 2.814% | 1.719% | 0.3968% | 3.09% | 6.138% | 2.417% | 4.211% | 0.9193% | 3.759% | 3.303% | 2.65% | 5.108% | 3.701% | 1.587% | 2.506% | 2.444% | 2.717% | 1.685% | 3.314% | 2.73% | 1.781% | 2.023% | 3.259% | 1.085% | 1.392% | 6.946% | 5.388% | 5.374% | 1.334% | 2.318% | 5.446% | 3.155% | 4.769% | 1.746% | 8.083% | 2.188% | 1.542% | 6.608% | 2.763% | 3.331% | 5.433% | 1.123% | 0.9097% | 2.613% | 0.7871% | 1.5% | 4.02% | 2.977% | 0.7501% | 6.506% | 5.471% | 2.666% | 3.055% | 1.992% | 0.9055% | 1.061% | 0.8006% | 1.625% | 1.838% | 0.3255% | 2.094% | 8.837% | 1.109% | 4.451% | 4.239% | 3.305% | 2.29% | 2.374% | 5.073% | 3.485% | 1.781% | 3.845% | 1.916% | 3.25% | 1.998% | 4.6% | 0.3963% | 3.078% | 1.103% | 3.568% | 2.375% | 2.31% | 4.705% | 2.967% | 3.23% | 0.8005% | 4.619% | 0.5278% | 1.112% | 1.664% | 2.276% | 3.195% | 4.014% | 2.228% | 1.571% | 5.135% | 3.888% | 4.7% | 4.608% | 3.116% | 4.004% | 0.6795% | 2.599% | 3.407% | 4.184% | 0.6159% | 4.93% | 4.847% | 4.344% | 3.169% | 1.107% | 1.494% | 2.751% | 6.31% | 1.971% | 3.939% | 3.967% | 4.021% | 1.493% | 2.393% | 2.005% | 1.568% | 4.767% | 1.221% | 3.042% | 1.509% | 2.065% | 0.9794% | 1.349% | 2.196% | 2.697% | 2.314% | 3.889% | 1.765% | 0.2942% | 1.519% | 1.33% | 1.334% | 5.665% | 1.125% | 0.7158% | 2.586% | 4.401% | 4.161% | 3.745% | 1.513% | 7.151% | 3.272% | 0.6661% | 0.6637% | 1.539% | 2.417% | 0.8037% | 1.268% | 2.083% | 0.9047% | 3.749% | 1.745% | 1.015% | 8.844% | 0.7095% | 2.018% | 2.354% | 1.284% | 4.343% | 0.8305% | 1.182% | 0.6536% | 7.379% | 3.335% | 1.527% | 2.885% | 4.112% | 0.7791% | 1.979% | 3.586% | 4.69% | 4.163% | 3.752% | 0.5892% | 1.161% | 4.572% | 6.374% | 1.734% | 4.475% | 0.8787% | 6.507% | 2.029% | 1.487% | 1.219% | 1.886% | 2.062% | 3.328% | 4.059% | 2.57% | 1.084% | 4.386% | 2.32% | 2.664% | 2.203% | 2.455% | 5.931% | 2.934% | 6.371% | 2.485% | 3.149% | 3.677% | 2.78% | 3.898% | 2.672% | 0.833% | 2.323% | 2.681% | 0.9515% | 1.719% | 3.895% | 3.029% | 5.818% | 9.075% | 2.846% | 1.956% | 4.892% | 2.131% | 3.445% | 1.949% | 0.4584% | 4.91% | 4.974% | 1.471% | 1.178% | 4.116% | 0.8383% | 1.036% | 2.11% | 3.789% | 2.396% | 3.647% | 1.612% | 4.91% | 6.441% | 2.394% | 2.874% | 1.745% | 2.588% | 3.238% | 1.204% | 2.86% | 1.658% | 4.98% | 1.907% | 4.271% | 0.5705% | 0.7949% | 8.57% | 4.372% | 1.789% | 4.984% | 6.517% | 3.359% | 0.9453% | 2.022% | 4.3% | 0.6837% | 1.116% | 1.516% | 2.882% | 2.457% | 3.254% | 3.942% | 2.385% | 4.714% | 3.776% | 2.021% | 0.1928% | 3.856% | 2.665% | 2.534% | 0.728% | 2.212% | 0.9121% | 3.323% | 2.368% | 2.731% | 2.683% | 4.802% | 4.038% | 1.353% | 2.308% | 0.8424% | 1.664% | 2.809% | 3.888% | 1.835% | 4.662% | 1.353% | 1.441% | 1.66% | 3.131% | 0.3959% | 4.465% | 3.401% | 4.266% | 1.313% | 4.731% | 1.804% | 0.6672% | 0.7856% | 1.249% | 3.401% | 2.792% | 1.12% | 2.233% | 3.636% | 2.28% | 2.962% | 3.79% | 2.855% | 5.292% | 1.624% | 6.27% | 6.269% | 3.486% | 2.385% | 5.642% | 2.468% | 1.865% | 6.065% | 2.551% | 1.122% | 2.653% | 5.108% | 2.912% | 4.682% | 4.543% | 1.743% | 4.524% | 1.757% | 2.351% | 1.018% | 2.248% | 3.739% | 4.517% | 1.368% | 1.3% | 2.95% | 2.736% | 3.249% | 0.9802% | 2.379% | 3.565% | 3.692% | 0.2849% | 0.8722% | 4.222% | 2.868% | 1.314% | 5.143% | 2.27% | 4.893% | 0.9011% | 2.538% | 1.136% | 2.265% | 4.632% | 3.437% | 1.708% | 3.799% | 7.171% | 1.611% | 1.148% | 5.892% | 6.395% | 1.358% | 1.764% | 2.437% | 3.933% | 4.325% | 4.08% | 4.692% | 0.4905% | 2.464% | 4.781% | 4.288% | 2.657% | 2.101% | 1.083% | 2.231% | 3.557% | 0.375% | 0.7241% | 1.611% | 3.277% | 3.35% | 4.027% | 5.62% | 1.089% | 0.9742% | 3.371% | 3.06% | 6.153% | 1.312% | 3.138% | 0.9163% | 1.922% | 3.935% | 3.203% | 1.049% | 2.304% | 0.7489% | 2.194% | 3.248% | 1.869% | 3.035% | 2.23% | 1.54% | 0.3705% | 0.7571% | 0.3822% | 3.707% | 2.598% | 5.881% | 2.501% | 7.694% | 3.702% | 1.327% | 2.203% | 3.192% | 2.449% | 4.303% | 1.515% | 3.035% | 4.606% | 1.285% | 2.262% | 5.416% | 2.092% | 0.7297% | 1.211% | 2.55% | 1.94% | 1.53% | 4.784% | 2.015% | 1.124% | 1.851% | 2.418% | 2.031% | 0.3755% | 1.095% | 2.442% | 3.64% | 3.275% | 6.376% | 2.573% | 4.811% | 1.178% | 1.058% | 4.412% | 2.011% | 0.6004% | 3.655% | 1.349% | 2.379% | 3.358% | 4.174% | 0.8677% | 1.313% | 5.081% | 6.151% | 2.367% | 2.922% | 1.079% | 2.049% | 2.058% | 2.23% | 4.095% | 0.4435% | 2.872% | 1.781% | 4.641% | 0.7986% | 1.615% | 0.9206% | 1.571% | 3.363% | 3.97% | 0.5227% | 1.545% | 1.155% | 2.82% | 0.5944% | 1.097% | 3.086% | 1.572% | 2.521% | 3.44% | 3.174% | 2.848% | 5.135% | 3.096% | 2.233% | 0.7015% | 0.7593% | 2.462% | 0.9426% | 2.502% | 3.168% | 2.446% | 1.276% | 4.668% | 1.36% | 0.5937% | 0.6658% | 2.645% | 1.487% | 1.052% | 2.465% | 2.067% | 2.791% | 4.03% | 4.981% | 2.005% | 3.683% | 1.214% | 1.781% | 3.139% | 1.199% | 6.224% | 1.075% | 4.893% | 1.15% | 0.8532% | 1.203% | 3.716% | 5.947% | 3.549% | 3.405% | 5.134% | 1.814% | 3.319% | 1.345% | 1.549% | 3.832% | 2.346% | 1.369% | 2.12% | 5.538% | 4.892% | 2.787% | 0.9377% | 2.876% | 2.941% | 0.5242% | 3.85% | 2.916% | 2.739% | 3.277% | 2.529% | 1.755% | 1.531% | 2.556% | 3.015% | 3.587% | 2.396% | 2.724% | 2.717% | 0.935% | 6.9% | 4.379% | 0.4788% | 5.704% | 4.533% | 2.032% | 1.901% | 1.481% | 8.327% | 1.54% | 2.009% | 1.802% | 0.6963% | 1.164% | 3.126% | 3.244% | 1.235% | 1.934% | 5.457% | 0.9235% | 0.85% | 3.743% | 1.291% | 1.464% | 7.593% | 1.827% | 2.765% | 1.79% | 2.732% | 4.972% | 3.477% | 2.433% | 0.9449% | 3.619% | 0.947% | 2.948% | 1.948% | 4.324% | 6.487% | 2.325% | 1.847% | 3.133% | 1.342% | 0.6211% | 2.864% | 0.5726% | 0.8676% | 2.806% | 3.504% | 6.449% | 2.547% | 2.64% | 4.482% | 1.419% | 3.404% | 3.7% | 2.049% | 1.331% | 0.4682% | 5.57% | 2.634% | 1.372% | 5.096% | 1.304% | 3.237% | 1.724% | 2.41% | 0.6699% | 3.313% | 2.017% | 1.87% | 2.152% | 2.245% | 2.124% | 3.138% | 1.797% | 1.327% | 0.8084% | 3.176% | 1.722% | 1.562% | 1.722% | 0.7686% | 1.344% | 1.747% | 4.819% | 0.5629% | 0.9152% | 1.548% | 4.251% | 0.5503% | 3.489% | 1.689% | 3.009% | 0.8147% | 4.258% | 5.408% | 3.092% | 1.668% | 2.958% | 2.693% | 8.8% | 1.037% | 3.709% | 1.684% | 2.814% | 2.399% | 2.009% | 2.395% | 3.825% | 1.246% | 1.482% | 2.121% | 0.1909% | 0.8493% | 3.333% | 3.555% | 4.304% | 0.7678% | 1.239% | 2.576% | 2.681% | 4.194% | 2.187% | 0.06868% | 3.797% | 2.858% | 2.102% | 1.015% | 1.349% | 2.176% | 5.417% | 5.889% | 3.866% | 1.356% | 2.474% | 4.107% | 8.983% | 0.8524% | 4.567% | 5.067% | 0.3601% | 1.862% | 2.966% | 1.212% | 1.07% | 2.66% | 1.258% | 2.203% | 1.638% | 4.123% | 2.558% | 1.245% | 4.772% | 1.558% | 3.756% | 1.377% | 0.6456% | 0.2522% | 0.9404% | 7.987% | 3.431% | 1.772% | 0.741% | 5.984% | 1.569% | 3.365% | 0.433% | 2.218% | 4.857% | 4.582% | 1.469% | 0.7596% | 2.924% | 4.28% | 1.568% | 0.4739% | 2.857% | 0.7652% | 0.8332% | 3.146% | 0.909% | 2.056% | 1.481% | 2.404% | 3.471% | 4.393% | 2.913% | 4.234% | 3.877% | 1.342% | 2.231% | 5.367% | 1.531% | 2.017% | 1.691% | 1.141% | 0.7952% | 1.802% | 1.508% | 0.439% | 5.484% | 2.837% | 1.366% | 3.44% | 0.984% | 1.988% | 0.8484% | 1.277% | 3.384% | 4.808% | 2.414% | 0.9667% | 2.098% | 1.774% | 6.548% | 1.198% | 3.649% | 6.054% | 2.574% | 4.15% | 1.56% | 4.25% | 4.956% | 3.302% | 0.7802% | 3.193% | 2.556% | 0.47% | 0.4205% | 3.848% | 2.483% | 1.51% | 7.565% | 2.568% | 0.8978% | 1.04% | 0.376% | 2.217% | 4.394% | 3.026% | 0.909% | 1.712% | 0.5867% | 0.449% | 2.366% | 2.523% | 2.501% | 1.545% | 2.748% | 2.698% | 8.667% | 2.418% | 1.629% | 0.7982% | 1.859% | 1.598% | 3.119% | 5.668% | 3.171% | 3.667% | 4.333% | 2.184% | 3.456% | 3.392% | 4.063% | 2.238% | 2.022% | 2.882% | 4.033% | 5.595% | 4.456% | 2.46% | 5.574% | 1.002% | 4.023% | 1.662% | 1.19% | 2.236% | 3.786% | 0.4662% | 3.751% | 3.523% | 2.848% | 2.034% | 4.577% | 2.72% | 5.851% | 4.731% | 0.9579% | 4.21% | 1.628% | 3.229% | 2.094% | 1.786% | 1.935% | 2.444% | 2.952% | 1.019% | 1.923% | 1.807% | 6.888% | 2.069% | 1.036% | 1.842% | 3.796% | 3.449% | 2.111% | 4.448% | 0.5345% | 1.227% | 4.089% | 1.421% | 4.208% | 5.77% | 2.108% | 2.182% | 2.167% | 3.603% | 2.447% | 2.711% | 5.663% | 3.998% | 1.052% | 3.629% | 0.7513% | 1.312% | 5.294% | 3.028% | 3.784% | 2.072% | 1.927% | 3.181% | 2.897% | 1.499% | 3.984% | 2.85% | 0.8198% | 3.075% | 3.949% | 3.047% | 2.351% | 5.34% | 1.586% | 2.169% | 3.147% | 0.8494% | 0.3286% | 5.06% | 6.703% | 2.136% | 1.921% | 4.83% | 2.788% | 4.129% | 2.085% | 3.88% | 2.83% | 1.963% | 1.003% | 4.877% | 3.15% | 2.332% | 2.971% | 4.233% | 1.998% | 4.916% | 2.781% | 2.246% | 0.9305% | 0.6765% | 0.8541% | 1.484% | 2.217% | 3.605% | 4.037% | 0.5342% | 1.47% | 1.814% | 4.083% | 2.602% | 2.288% | 4.314% | 1.597% | 3.416% | 2.531% | 2.253% | 0.5563% | 1.829% | 2.385% | 2.612% | 1.699% | 5.234% | 1.101% | 2.238% | 3.818% | 2.38% | 0.4139% | 2.009% | 2.161% | 3.604% | 1.094% | 1.428% | 2.948% | 5.013% | 3.797% | 2.844% | 2.917% | 2.08% | 1.734% | 3.658% | 2.775% | 0.9873% | 1.876% | 4.284% | 1.057% | 4.148% | 2.961% | 0.6492% | 2.196% | 4.061% | 3.036% | 1.268% | 6.872% | 1.921% | 4.82% | 2.323% | 2.872% | 1.489% | 5.341% | 2.867% | 1.311% | 1.13% | 6.414% | 6.861% | 2.313% | 1.052% | 4.891% | 2.76% | 3.636% | 6.404% | 3.749% | 1.528% | 1.84% | 10.1% | 1.957% | 2.386% | 0.9615% | 1.826% | 3.835% | 0.4714% | 2.441% | 1.711% | 1.731% | 3.427% | 2.291% | 4.502% | 1.763% | 1.128% | 3.185% | 3.953% | 1.432% | 5.455% | 3.388% | 1.356% | 4.935% | 3.09% | 1.184% | 1.444% | 1.164% | 1.009% | 3.978% | 1.073% | 2% | 1.479% | 4.235% | 1.607% | 6.789% | 1.634% | 1.79% | 1.234% | 2.565% | 5.98% | 1.141% | 5.503% | 5.815% | 4.846% | 4.049% | 2.597% | 5.436% | 2.157% | 3.194% | 1.212% | 0.3799% | 6.852% | 2.354% | 3.401% | 8.311% | 1.653% | 1.891% | 1.864% | 3.066% | 3.051% | 1.588% | 2.988% | 1.738% | 0.6944% | 4.557% | 1.583% | 5.788% | 0.6767% | 4.314% | 5.625% | 3.992% | 1.979% | 1.164% | 3.494% | 2.676% | 2.791% | 2.467% | 2.244% | 6.146% | 4.396% | 2.702% | 6.44% | 2.03% | 2.64% | 1.665% | 1.374% | 1.718% | 3.397% | 2.956% | 3.66% | 3.197% | 1.798% | 0.6472% | 3.907% | 1.741% | 1.252% | 1.159% | 1.545% | 1.226% | 2.396% | 2.789% | 1.201% | 1.388% | 3.72% | 1.805% | 0.529% | 2.942% | 3.491% | 3.682% | 1.404% | 2.293% | 2.742% | 3.645% | 4.914% | 1.794% | 1.016% | 1.616% | 2.721% | 3.459% | 2.098% | 1.435% | 5.367% | 1.765% | 0.9703% | 1.186% | 3.275% | 2.646% | 1.263% | 3.788% | 3.764% | 1.268% | 2.69% | 2.368% | 5.889% | 0.8678% | 0.5471% | 0.4329% | 2.062% | 0.4602% | 1.155% | 3.521% | 1.388% | 1.022% | 1.605% | 0.9543% | 3.688% | 1.345% | 1.415% | 1.476% | 2.182% | 6.782% | 7.012% | 1.538% | 3.948% | 1.908% | 1.301% | 5.727% | 1.284% | 0.5301% | 1.058% | 0.9422% | 1.387% | 1.498% | 5.079% | 4.071% | 3.966% | 0.6585% | 1.481% | 0.5724% | 1.451% | 6.048% | 2.438% | 1.505% | 4.012% | 3.292% | 3.197% | 2.951% | 4.009% | 0.5355% | 2.07% | 0.5563% | 3.802% | 4.96% | 1.56% | 1.959% | 3.925% | 4.661% | 2.72% | 5.332% | 3.542% | 0.8676% | 3.185% | 2.721% | 1.867% | 4.912% | 0.5701% | 0.6961% | 2.806% | 1.865% | 4.661% | 1.09% | 5.493% | 1.868% | 1.204% | 4.75% | 2.376% | 3.559% | 0.5501% | 3.335% | 0.6802% | 0.5717% | 2.809% | 0.6833% | 3.008% | 2.11% | 2.544% | 3.637% | 4.524% | 2.039% | 0.8339% | 6.598% | 1.605% | 2.914% | 4.274% | 5.669% | 1.483% | 4.033% | 3.679% | 1.88% | 3.973% | 3.482% | 2.303% | 6.878% | 4.837% | 6.062% | 1.86% | 1.242% | 1.746% | 0.9984% | 6.445% | 4.628% | 2.706% | 4.386% | 1.655% | 4.803% | 4.582% | 1.739% | 1.587% | 4.584% | 3.514% | 0.4417% | 0.9651% | 1.73% | 2.684% | 2.988% | 4.227% | 0.6443% | 1.952% | 2.172% | 4.749% | 2.968% | 3.042% | 2.111% | 2.681% | 4.081% | 0.6827% | 1.391% | 3.84% | 1.333% | 1.71% | 0.3202% | 4.139% | 1.999% | 2.819% | 0.5443% | 2.495% | 7.534% | 2.122% | 5.573% | 4.063% | 3.092% | 1.173% | 1.81% | 3.837% | 2.277% | 2.549% | 1.501% | 2.932% | 5.558% | 4.204% | 1.528% | 0.9061% | 1.769% | 1.097% | 1.475% | 3.847% | 0.797% | 4.852% | 1.537% | 3.324% | 3.413% | 4.206% | 4.087% | 4.382% | 2.417% | 4.79% | 1.049% | 0.717% | 6.846% | 2.029% | 2.973% | 2.573% | 4.457% | 0.591% | 2.751% | 4.573% | 2.279% | 3.817% | 3.702% | 2.197% | 1.237% | 3.378% | 2.582% | 6.266% | 4.194% | 2.544% | 3.081% | 2.098% | 2.375% | 5.81% | 5.69% | 2.78% | 2.681% | 3.295% | 1.564% | 2.994% | 3.283% | 3.214% | 4.171% | 1.342% | 4.564% | 2.161% | 2.274% | 4.951% | 2.314% | 2.385% | 3.027% | 0.7577% | 2.104% | 2.068% | 0.6471% | 2.127% | 0.4431% | 6.586% | 3.9% | 5.566% | 7.012% | 2.669% | 3.583% | 2.321% | 2.656% | 0.5857% | 1.741% | 2.123% | 2.988% | 0.6494% | 1.003% | 3.902% | 1.445% | 4.661% | 1.634% | 2.715% | 0.7786% | 1.868% | 2.057% | 2.082% | 4.77% | 3.281% | 8.296% | 3.142% | 0.7087% | 0.773% | 1.945% | 1.511% | 1.431% | 1.075% | 5.235% | 2.926% | 1.932% | 6.239% | 2.47% | 2.939% | 11.43% | 0.8944% | 8.213% | 1.86% | 4.052% | 1.726% | 5.486% | 0.3724% | 4.371% | 5.054% | 2.704% | 4.575% | 1.746% | 1.092% | 4.228% | 5.014% | 1.851% | 5.438% | 4.734% | 4.02% | 2.396% | 3.662% | 1.586% | 0.8614% | 1.984% | 3.451% | 0.5418% | 3.465% | 1.938% | 5.544% | 0.7276% | 0.9241% | 2.759% | 0.9787% | 3.351% | 2.52% | 5.359% | 0.7038% | 2.273% | 1.887% | 5.259% | 0.6828% | 3.76% | 4.352% | 3.119% | 2.213% | 1.102% | 1.628% | 2.917% | 3.386% | 4.271% | 4.073% | 2.186% | 3.756% | 2.214% | 2.884% | 2.623% | 2.827% | 5.575% | 5.201% | 3.25% | 3.233% | 2.017% | 1.848% | 1.166% | 2.58% | 2.65% | 0.8779% | 1.355% | 0.8222% | 0.2599% | 3.85% | 1.067% | 3.038% | 0.9806% | 1.283% | 1.122% | 2.345% | 3.108% | 2.947% | 3.605% | 2.939% | 1.363% | 1.663% | 1.302% | 5.647% | 5.798% | 1.852% | 5.98% | 4.283% | 0.5647% | 3.732% | 3.871% | 1.536% | 1.531% | 3.748% | 0.5882% | 1.192% | 2.868% | 1.839% | 3.335% | 0.7838% | 3.741% | 3.508% | 1.835% | 4.63% | 3.83% | 2.863% | 4.592% | 0.4841% | 3.057% | 2.952% | 2.228% | 1.753% | 2.206% | 5.781% | 0.8624% | 0.2777% | 4.137% | 1.247% | 5.094% | 2.745% | 2.433% | 1.432% | 2.306% | 2.931% | 2.994% | 2.997% | 0.5283% | 4.226% | 1.549% | 0.4383% | 3.93% | 2.859% | 0.9539% | 2.077% | 0.7319% | 3.338% | 2.5% | 2.026% | 1.779% | 1.233% | 0.4073% | 1.009% | 1.837% | 3.775% | 2.764% | 0.831% | 0.9511% | 3.428% | 1.118% | 3.356% | 3.983% | 1.119% | 2.17% | 2.632% | 2.003% | 1.149% | 2.348% | 1.982% | 1.225% | 1.289% | 2.994% | 2.5% | 5.651% | 1.942% | 4.13% | 3.269% | 6.489% | 1.098% | 3.49% | 1.172% | 1.432% | 1.653% | 4.323% | 2.246% | 1.945% | 0.7059% | 5.218% | 5.019% | 2.348% | 3.753% | 2.548% | 1.138% | 2.607% | 1.304% | 3.637% | 2.312% | 2.922% | 1.324% | 3.63% | 8.606% | 1.415% | 5.151% | 0.8954% | 2.244% | 1.014% | 4.782% | 1.535% | 1.797% | 5.692% | 9.039% | 3.943% | 1.084% | 1.805% | 0.1183% | 3.023% | 1.905% | 2.328% | 1.739% | 3.455% | 2.677% | 2.56% | 3.75% | 0.7206% | 4.391% | 2.173% | 4.087% | 2.532% | 1.709% | 0.6215% | 4.194% | 1.886% | 1.238% | 2.498% | 2.033% | 1.33% | 3.559% | 0.4559% | 0.6486% | 5.84% | 3.349% | 0.7979% | 1.617% | 2.439% | 3.383% | 0.7928% | 0.3609% | 3.123% | 3.955% | 2.267% | 0.7423% | 2.129% | 3.113% | 0.8874% | 1.679% | 2.307% | 2.282% | 1.126% | 2.069% | 1.82% | 1.987% | 2.445% | 2.007% | 1.663% | 0.761% | 2.429% | 0.9927% | 3.605% | 4.479% | 3.161% | 6.976% | 3.354% | 1.603% | 5.512% | 3.479% | 1.362% | 4.219% | 3.755% | 4.248% | 5.614% | 4.029% | 0.7029% | 0.9311% | 5.336% | 1.745% | 2.126% | 4.574% | 0.7419% | 1.842% | 1.361% | 1.132% | 6.354% | 1.76% | 0.3687% | 0.7619% | 2.29% | 1.349% | 2.473% | 0.7004% | 2.066% | 3.529% | 0.796% | 4.193% | 6.423% | 3.481% | 2.001% | 2.135% | 3.25% | 3.496% | 4.632% | 1.476% | 3.321% | 1.079% | 1.376% | 1.708% | 1.204% | 1.26% | 2.117% | 0.5385% | 2.136% | 0.8517% | 2.574% | 0.8134% | 8.171% | 0.8873% | 2.83% | 2.106% | 4.556% | 2.206% | 1.215% | 4.062% | 0.8455% | 2.295% | 3.711% | 1.485% | 2.348% | 0.5211% | 2.58% | 1.271% | 3.493% | 3.72% | 3.898% | 3.07% | 1.141% | 8.112% | 4.267% | 3.166% | 1.131% | 0.7497% | 1.161% | 2.038% | 2.95% | 1.413% | 4.606% | 2.979% | 4.422% | 1.652% | 4.667% | 0.1614% | 1.985% | 0.8092% | 5.654% | 2.16% | 1.768% | 2.532% | 1.799% | 2.711% | 1.89% | 3.89% | 2.412% | 3.813% | 0.6904% | 4.794% | 2.495% | 0.4911% | 2.292% | 0.5538% | 3.558% | 1.893% | 2.111% | 4.601% | 3.878% | 1.26% | 3.666% | 1.653% | 5.251% | 1.247% | 1.48% | 2.154% | 1.491% | 3.443% | 0.4679% | 3.077% | 2.074% | 3.99% | 0.6657% | 1.946% | 1.944% | 1.942% | 2.233% | 1.401% | 6.753% | 1.132% | 0.6309% | 2.235% | 0.5978% | 6.088% | 4.436% | 2.632% | 4.175% | 5.552% | 1.396% | 1.805% | 4.203% | 2.761% | 2.174% | 1.031% | 4.631% | 2.974% | 3.069% | 1.933% | 3.38% | 2.54% | 2.121% | 2.455% | 1.691% | 3.724% | 3.011% | 1.803% | 1.62% | 0.3931% | 0.6606% | 0.9303% | 0.3045% | 2.083% | 3.148% | 3.956% | 3.694% | 4.062% | 4.489% | 2.095% | 1.381% | 3.806% | 0.7848% | 4.774% | 1.966% | 4.6% | 3.335% | 5.054% | 4.336% | 3.178% | 2.047% | 0.8011% | 1.143% | 1.81% | 4.056% | 4.309% | 0.6688% | 2.669% | 4.264% | 0.9423% | 5.05% | 3.93% | 4.069% | 1.786% | 2.993% | 0.6071% | 1.992% | 2.004% | 2.919% | 2.992% | 3.542% | 2.75% | 3.62% | 1.673% | 4.1% | 1.821% | 4.003% | 0.5936% | 2.543% | 4.196% | 2.094% | 1.084% | 2.294% | 3.981% | 5.009% | 0.4575% | 2.851% | 1.77% | 1.18% | 1.652% | 2.928% | 2.972% | 1.049% | 3.865% | 1.461% | 4.817% | 3.914% | 2.857% | 3.696% | 3.993% | 0.9171% | 3.268% | 5.466% | 2.355% | 3.312% | 1.603% | 4.667% | 1.162% | 0.6813% | 4.026% | 0.5395% | 1.564% | 3.2% | 1.784% | 4.208% | 1.076% | 1.056% | 2.436% | 4.352% | 1.893% | 1.621% | 6.981% | 0.7804% | 0.8175% | 2.274% | 2.632% | 3.728% | 1.561% | 1.602% | 0.5415% | 1.565% | 0.8293% | 0.9141% | 1.127% | 3.657% | 2.5% | 3.422% | 2.031% | 1.802% | 1.085% | 1.421% | 2.891% | 1.494% | 3.762% | 1.118% | 0.8186% | 1.879% | 2.782% | 2.909% | 1.186% | 1.072% | 2.546% | 6.284% | 1.095% | 0.8972% | 2.47% | 4.006% | 3.072% | 3.009% | 6.658% | 3.214% | 3.874% | 7.569% | 1.147% | 1.852% | 1.333% | 6.501% | 2.053% | 1.415% | 0.6503% | 0.3628% | 2.342% | 1.829% | 1.019% | 3.863% | 2.615% | 2.584% | 0.4883% | 1.091% | 2.848% | 1.679% | 1.131% | 2.304% | 2.804% | 8.302% | 0.6472% | 2.977% | 1.882% | 2.848% | 0.3648% | 3.262% | 3.595% | 3.313% | 3.036% | 11.77% | 0.7548% | 0.8508% | 1.881% | 1.317% | 3.358% | 1.191% | 1.453% | 1.203% | 1.591% | 4.299% | 2.515% | 3.018% | 1.984% | 6.023% | 4.771% | 2.025% | 2.775% | 2.204% | 1.173% | 4.713% | 2.134% | 1.101% | 0.8322% | 1.706% | 4.071% | 1.364% | 2.633% | 4.201% | 1.494% | 4.034% | 3.296% | 0.466% | 2.679% | 2.42% | 1.836% | 0.6261% | 5.573% | 2.63% | 0.8798% | 3.429% | 2.592% | 1.898% | 2.361% | 1.017% | 1.796% | 2.107% | 3.352% | 1.423% | 1.345% | 1.968% | 1.949% | 1.075% | 5.876% | 3.057% | 1.551% | 2.815% | 2.915% | 2.29% | 1.085% | 2.586% | 2.758% | 0.8692% | 2.999% | 1.869% | 2.221% | 0.9781% | 0.9403% | 1.748% | 2.392% | 1.358% | 3.305% | 1.848% | 6.487% | 2.423% | 7.055% | 3.924% | 1.303% | 2.026% | 3.442% | 2.694% | 3.31% | 3.522% | 3.187% | 1.572% | 2.03% | 1.578% | 1.619% | 2.798% | 1.494% | 0.5422% | 3.783% | 1.039% | 8.307% | 2.329% | 5.474% | 4.278% | 5.345% | 1.872% | 3.224% | 4.319% | 4.993% | 0.9605% | 4.193% | 1.787% | 5.192% | 2.25% | 1.27% | 2.46% | 4.305% | 6.98% | 2.295% | 2.88% | 2.115% | 4.244% | 1.692% | 5.05% | 2.26% | 2.049% | 3.629% | 0.3168% | 0.8122% | 4.333% | 1.344% | 5.22% | 0.8439% | 4.152% | 1.41% | 1.287% | 2.954% | 1.134% | 3.195% | 3.068% | 2.281% | 1.234% | 3.413% | 4.391% | 2.626% | 2.565% | 4.472% | 2.936% | 0.4886% | 2.777% | 3.901% | 1.747% | 1.315% | 2.399% | 2.998% | 1.389% | 0.8992% | 0.8532% | 0.8911% | 1.192% | 0.9776% | 2.343% | 0.6285% | 2.35% | 2.579% | 2.145% | 3.534% | 2.316% | 0.9546% | 7.305% | 2.089% | 1.169% | 1.526% | 3.175% | 2.416% | 1.549% | 1.731% | 3.411% | 0.9899% | 2.339% | 1.339% | 1.096% | 0.5249% | 2.78% | 0.3421% | 5.802% | 3.234% | 2.305% | 1.768% | 2.356% | 0.6416% | 3.474% | 2.428% | 0.5763% | 0.5277% | 3.684% | 1.793% | 1.936% | 2.106% | 0.572% | 1.036% | 2.818% | 1.141% | 0.5405% | 1.431% | 1.204% | 2.178% | 7.594% | 2.034% | 4.272% | 1.833% | 1.588% | 1.117% | 3.951% | 2.426% | 1.6% | 4.262% | 6.911% | 0.6759% | 0.8082% | 2.223% | 1.672% | 2.079% | 2.39% | 1.834% | 0.7723% | 5.887% | 3.414% | 0.4643% | 4.923% | 5.771% | 0.4379% | 1.269% | 4.741% | 3.79% | 0.4304% | 3.55% | 1.903% | 3.327% | 1.455% | 1.491% | 0.7797% | 3.525% | 1.474% | 2.897% | 0.2776% | 2.565% | 2.824% | 4.082% | 1.632% | 1.903% | 2.768% | 0.8876% | 3.646% | 1.455% | 3.136% | 1.955% | 1.826% | 1.784% | 3.637% | 3.284% | 2.556% | 3.268% | 4.84% | 1.396% | 1.726% | 3.697% | 3.853% | 4.587% | 0.998% | 2.421% | 2.069% | 1.71% | 2.07% | 6.969% | 0.8857% | 1.378% | 2.046% | 2.139% | 3.429% | 1.954% | 2.004% | 1.251% | 1.246% | 2.844% | 10.37% | 1.884% | 1.668% | 1.332% | 1.28% | 1.733% | 1.261% | 0.6779% | 3.546% | 3.944% | 3.61% | 3.422% | 2.588% | 0.7449% | 4.59% | 3.557% | 1.333% | 1.876% | 2.816% | 2.538% | 4.934% | 4.345% | 2.219% | 1.824% | 1.506% | 1.037% | 2.485% | 2.953% | 2.53% | 2.635% | 8.502% | 1.524% | 2.119% | 1.427% | 3.811% | 3.057% | 5.792% | 4.156% | 0.5472% | 1.105% | 1.615% | 3.112% | 4.224% | 2.409% | 2.991% | 6.155% | 1.591% | 2.42% | 2.252% | 0.3449% | 1.874% | 3.627% | 1.168% | 2.048% | 0.803% | 4.536% | 5.843% | 3.457% | 0.9453% | 2.6% | 2.616% | 9.212% | 2.309% | 2.863% | 0.5013% | 0.6636% | 0.9579% | 1.453% | 1.583% | 2.868% | 1.354% | 5.787% | 0.631% | 5.374% | 3.995% | 4.234% | 2.808% | 3.722% | 6.755% | 2.429% | 2.907% | 3.584% | 2.487% | 2.516% | 2.547% | 2.95% | 10.89% | 4.675% | 1.008% | 4.331% | 1.533% | 3.768% | 0.8717% | 1.539% | 4.816% | 0.486% | 2.882% | 4.341% | 0.8175% | 6.001% | 5.612% | 4.936% | 5.238% | 1.313% | 2.238% | 2.625% | 1.538% | 3.699% | 0.4468% | 1.209% | 1.045% | 5.3% | 2.998% | 3.678% | 3.247% | 3.336% | 1.027% | 2.218% | 2.214% | 5.066% | 1.16% | 3.952% | 1.391% | 5.048% | 2.311% | 5.112% | 0.7489% | 3.533% | 3.435% | 1.779% | 2.903% | 5.164% | 0.843% | 0.5446% | 5.14% | 6.201% | 5.213% | 1.121% | 2.598% | 2.747% | 2.933% | 0.5283% | 2.134% | 2.378% | 3.835% | 4.849% | 4.297% | 1.144% | 1.436% | 3.437% | 0.601% | 0.7714% | 1.413% | 4.001% | 3.46% | 1.728% | 1.233% | 0.6245% | 2.887% | 1.354% | 0.6442% | 2.427% | 2.01% | 2.209% | 2.27% | 5.085% | 1.204% | 0.8028% | 1.177% | 2.463% | 1.101% | 1.049% | 5.538% | 4.297% | 5.11% | 5.264% | 1.543% | 1.306% | 4.281% | 3.882% | 1.403% | 0.8035% | 5.982% | 0.251% | 2.95% | 1.175% | 1.473% | 1.851% | 2.058% | 2.02% | 1.848% | 2.287% | 2% | 2.044% | 3.578% | 1.297% | 5.42% | 1.03% | 0.8884% | 2.677% | 2.851% | 0.6263% | 5.445% | 2.316% | 1.042% | 1.284% | 2.845% | 1.205% | 1.53% | 0.7743% | 1.635% | 3.304% | 1.58% | 4.167% | 3.351% | 0.5701% | 6.521% | 3.517% | 0.6122% | 3.415% | 1.039% | 1.095% | 2.984% | 1.051% | 1.084% | 2.08% | 0.9947% | 1.275% | 3.261% | 3.466% | 4.22% | 2.474% | 3.826% | 1.378% | 0.8383% | 2.544% | 0.9992% | 2.002% | 1.021% | 0.511% | 5.508% | 2.415% | 5.175% | 1.149% | 3.264% | 1.033% | 3.044% | 0.4482% | 5.325% | 0.8842% | 0.4123% | 2.539% | 4.747% | 7.272% | 1.204% | 3.597% | 0.824% | 0.8708% | 2.34% | 6.315% | 2.937% | 1.181% | 5.473% | 2.065% | 0.8575% | 2.011% | 5.817% | 9.039% | 2.319% | 3.229% | 3.654% | 3.264% | 1.201% | 3.114% | 1.415% | 3.697% | 2.728% | 5.914% | 2.998% | 1.901% | 6.187% | 2.84% | 7.026% | 1.577% | 1.981% | 1.394% | 2.267% | 2.777% | 1.925% | 2.137% | 5.582% | 0.4453% | 3.69% | 2.726% | 2.073% | 2.4% | 1.543% | 7.2% | 6.123% | 2.735% | 3.175% | 3.132% | 5.911% | 2.857% | 3.827% | 1.423% | 0.9495% | 1.918% | 5.692% | 1.026% | 2.762% | 0.7994% | 2.395% | 2.336% | 2.865% | 2.358% | 0.8674% | 0.5324% | 4.603% | 1.665% | 0.7961% | 5.168% | 4.511% | 5.11% | 2.248% | 3.353% | 1.137% | 4.097% | 1.438% | 5.197% | 2.042% | 1.767% | 3.18% | 0.3868% | 4.839% | 3.437% | 1.45% | 2.533% | 3.745% | 1.72% | 3.886% | 4.21% | 2.396% | 1.437% | 1.404% | 2.448% | 3.251% | 3.461% | 2.148% | 1.01% | 2.042% | 1.664% | 5.007% | 4.033% | 7.738% | 2.422% | 1.289% | 1.144% | 2.966% | 1.315% | 0.5707% | 5.932% | 2.763% | 1.105% | 4.903% | 3.756% | 0.7263% | 2.479% | 1.099% | 1.17% | 3.473% | 1.227% | 3.521% | 4.046% | 4.963% | 1.676% | 2.04% | 2.246% | 1.497% | 0.2839% | 1.267% | 3.649% | 2.828% | 4.497% | 0.686% | 2.274% | 2.136% | 3.829% | 4.254% | 0.7723% | 5.158% | 6.156% | 3.372% | 1.307% | 1.355% | 3.442% | 4.159% | 5.879% | 1.775% | 2.933% | 4.059% | 1.29% | 1.428% | 3.239% | 3.799% | 4.631% | 2.638% | 3.51% | 2.422% | 1.658% | 5.453% | 4.046% | 1.564% | 0.4761% | 3.666% | 3.472% | 5.001% | 3.34% | 0.8011% | 2.255% | 4.408% | 2.154% | 5.805% | 1.086% | 3.241% | 2.657% | 5.146% | 2.325% | 0.5821% | 2.33% | 1.287% | 0.8883% | 1.682% | 4.258% | 0.3982% | 6.825% | 3.503% | 1.91% | 1.672% | 1.869% | 1.229% | 3.023% | 2.026% | 2.833% | 0.692% | 0.5017% | 3.139% | 1.4% | 1.004% | 5.334% | 1.561% | 3.553% | 3.677% | 0.881% | 0.8325% | 2.363% | 2.418% | 3.484% | 1.997% | 4.538% | 0.3869% | 2.788% | 1.158% | 1.622% | 4.074% | 1.46% | 4.635% | 0.6345% | 2.339% | 0.6601% | 3.077% | 0.8174% | 2.526% | 1.485% | 2.486% | 2.1% | 1.628% | 1.347% | 0.6433% | 1.937% | 1.638% | 9.775% | 2.632% | 1.794% | 5.037% | 1.527% | 3.032% | 4.637% | 5.19% | 3.382% | 1.051% | 0.8489% | 0.9813% | 2.368% | 7.768% | 3.12% | 2.816% | 2.259% | 3.192% | 2.339% | 4.047% | 4.123% | 2.32% | 3.72% | 1.687% | 3.321% | 0.9673% | 2.479% | 3.52% | 0.6747% | 7.625% | 2.917% | 2.635% | 3.635% | 4.322% | 3.679% | 6.624% | 3.65% | 2.854% | 0.8375% | 2.42% | 5.075% | 1.757% | 0.3327% | 2.42% | 1.019% | 0.9434% | 0.6723% | 3.083% | 4.166% | 0.8233% | 2.017% | 5.209% | 1.777% | 1.434% | 6.317% | 1.42% | 0.8614% | 3.428% | 3.651% | 3.249% | 0.5179% | 5.644% | 0.4028% | 4.133% | 2.434% | 1.609% | 6.397% | 2.697% | 3.385% | 1.699% | 1.083% | 3.266% | 6.042% | 3.049% | 2.421% | 1.461% | 3.195% | 1.058% | 8.009% | 0.6548% | 3.832% | 4.89% | 1.638% | 0.8363% | 3.204% | 3.782% | 2.162% | 1.692% | 2.31% | 0.2706% | 1.502% | 1.388% | 3.269% | 1.641% | 2.538% | 9.25% | 3.59% | 0.5567% | 2.965% | 1.329% | 2.427% | 1.321% | 2.528% | 0.8339% | 2.335% | 3.245% | 3.813% | 1.262% | 4.354% | 5.622% | 3.476% | 1.454% | 3.746% | 2.417% | 0.5454% | 4.304% | 3.407% | 0.7322% | 6.037% | 0.3834% | 0.3759% | 1.144% | 3.614% | 3.556% | 3.16% | 0.9923% | 2.152% | 0.5722% | 1.344% | 1.684% | 4.106% | 6.853% | 2.187% | 3.676% | 2.143% | 4.995% | 1.289% | 2.58% | 2.863% | 0.455% | 2.267% | 2.857% | 4.189% | 1.007% | 3.431% | 0.5768% | 3.09% | 0.6045% | 2.319% | 6.074% | 3.195% | 1.907% | 2.808% | 0.4749% | 4.812% | 2.318% | 3.958% | 1.775% | 2.209% | 1.759% | 1.281% | 7.325% | 5.21% | 2.939% | 1.196% | 1.22% | 3.853% | 3.537% | 1.81% | 0.8824% | 0.7645% | 1.761% | 3.006% | 3.937% | 2.446% | 0.5101% | 0.9891% | 6.529% | 2.914% | 1.063% | 1.059% | 2.642% | 5.19% | 5.854% | 1.963% | 2.763% | 2.676% | 5.588% | 1.597% | 0.4845% | 4.45% | 4.304% | 2.148% | 2.431% | 4.837% | 2.901% | 2.379% | 0.8096% | 5.828% | 1.392% | 2.507% | 4.493% | 4.636% | 1.893% | 4.877% | 4.371% | 4.594% | 3.369% | 2.121% | 2.363% | 3.857% | 0.7578% | 4.068% | 2.637% | 4.9% | 0.4238% | 1.327% | 2.105% | 3.263% | 0.8832% | 2.976% | 4.352% | 0.3287% | 0.8175% | 3.46% | 2.347% | 2.49% | 2.196% | 2.67% | 1.632% | 2.101% | 1.691% | 3.199% | 1.664% | 1.046% | 3.8% | 5.895% | 3.725% | 0.5556% | 1.459% | 3.312% | 1.498% | 3.743% | 1.29% | 1.241% | 1.7% | 2.1% | 0.9267% | 0.9144% | 3.901% | 2.968% | 5.494% | 4.328% | 1.863% | 1.946% | 2.827% | 2.236% | 6.35% | 3.006% | 5.151% | 0.9461% | 2.815% | 3.531% | 4.02% | 4.146% | 1.105% | 0.7368% | 2.474% | 1.241% | 3.651% | 1.105% | 4.898% | 0.7317% | 2.509% | 6.39% | 2.686% | 4.957% | 2.253% | 4.67% | 4.277% | 1.171% | 1.181% | 3.905% | 3.979% | 2.566% | 0.04972% | 1.844% | 2.631% | 2.417% | 1.207% | 3.131% | 0.9004% | 0.9886% | 3.43% | 3.725% | 3.664% | 2.931% | 0.9528% | 1.399% | 2.378% | 0.5836% | 2.49% | 4.715% | 5.743% | 5.016% | 0.3361% | 1.719% | 0.7266% | 2.94% | 3.788% | 1.267% | 1.845% | 3.918% | 2.654% | 3.381% | 2.373% | 4.156% | 1.381% | 0.6131% | 0.9267% | 4.968% | 3.489% | 3.278% | 2.009% | 5.589% | 3.082% | 2.987% | 0.389% | 3.884% | 4.632% | 0.4715% | 7.04% | 5.004% | 0.9498% | 2.636% | 1.844% | 1.381% | 2.532% | 1.589% | 3.082% | 5.919% | 1.461% | 3.805% | 4.127% | 2.073% | 4.369% | 4.881% | 3.787% | 0.5714% | 1.592% | 1.933% | 1.317% | 4.735% | 2.918% | 2.982% | 2.896% | 3.907% | 1.436% | 0.6268% | 2.492% | 3.471% | 1.035% | 4.05% | 4.98% | 0.9476% | 2.952% | 0.4373% | 1.494% | 1.981% | 0.594% | 2.49% | 2.363% | 1.772% | 3.974% | 0.9109% | 0.6837% | 4.332% | 0.9787% | 1.328% | 2.607% | 5.664% | 2.522% | 4.653% | 1.773% | 3.016% | 4.719% | 1.512% | 1.519% | 4.625% | 4.155% | 4.866% | 1.818% | 1.923% | 0.4833% | 1.586% | 0.5467% | 4.897% | 6.852% | 2.167% | 3.808% | 0.9987% | 3.949% | 4.845% | 0.9384% | 2.346% | 1.13% | 2.965% | 0.978% | 0.7898% | 0.7714% | 3.406% | 1.881% | 1.24% | 3.677% | 2.485% | 1.155% | 1.184% | 4.508% | 3.221% | 0.6582% | 4.208% | 3.622% | 1.157% | 0.3992% | 2.72% | 2.473% | 2.503% | 1.177% | 0.7817% | 0.8898% | 3.226% | 6.252% | 3.833% | 1.057% | 1.213% | 2.656% | 1.05% | 6.73% | 2.668% | 1.217% | 3.259% | 3.651% | 2.802% | 4.445% | 2.133% | 0.6797% | 4.093% | 3.685% | 0.3932% | 0.6536% | 1.147% | 2.319% | 1.87% | 1.88% | 3.805% | 2.212% | 0.8959% | 3.03% | 3.427% | 3.856% | 3.676% | 2.303% | 1.802% | 3.343% | 1.225% | 3.6% | 0.9743% | 3.835% | 3.425% | 4.633% | 2.338% | 0.5294% | 0.5575% | 3.824% | 3.028% | 2.481% | 5.904% | 1.215% | 0.5806% | 0.6331% | 0.9305% | 4.174% | 3.647% | 1.861% | 1.338% | 6.328% | 2.597% | 0.671% | 2.036% | 2.756% | 2.083% | 2.102% | 4.341% | 3.713% | 2.412% | 1.296% | 1.818% | 1.695% | 0.8081% | 1.665% | 5.286% | 0.6052% | 2.739% | 3.835% | 0.4867% | 0.9418% | 5.119% | 2.332% | 2.331% | 2.337% | 2.872% | 3.355% | 0.7229% | 0.7595% | 2.054% | 2.707% | 5.195% | 2.063% | 3.005% | 4.294% | 0.6138% | 6.612% | 4.117% | 2.416% | 3.177% | 1.452% | 3.01% | 3.31% | 1.318% | 2.184% | 3.339% | 9.158% | 1.914% | 3.244% | 2.886% | 1.911% | 2.264% | 1.273% | 0.6295% | 1.027% | 5.602% | 5.37% | 0.7561% | 4.876% | 3.76% | 2.042% | 2.993% | 1.246% | 1.574% | 3.368% | 1.953% | 2.517% | 1.939% | 2.126% | 1.293% | 3.038% | 4.951% | 1.498% | 0.6908% | 0.4332% | 5.37% | 3.656% | 2.498% | 0.669% | 3.311% | 5.055% | 2.359% | 5.679% | 4.11% | 2.821% | 6.941% | 3.91% | 0.5941% | 1.624% | 0.8657% | 2.636% | 1.648% | 3.628% | 1.036% | 6.291% | 0.6037% | 0.9034% | 3.344% | 4.075% | 2.615% | 1.654% | 0.6636% | 0.7464% | 2.779% | 2.516% | 3% | 5.727% | 1.651% | 4.469% | 1.133% | 1.24% | 0.5398% | 1.158% | 3.085% | 2.048% | 0.4612% | 1.994% | 1.356% | 1.696% | 2.169% | 2.35% | 2.111% | 0.9418% | 4.689% | 2.938% | 1.212% | 2.229% | 1.726% | 0.3209% | 0.6246% | 2.449% | 1.386% | 0.4893% | 1.026% | 4.818% | 0.9902% | 0.5174% | 2.784% | 7.368% | 2.133% | 3.391% | 2.498% | 1.412% | 3.506% | 2.452% | 1.697% | 4.735% | 3.508% | 2.051% | 1.057% | 2.782% | 4.047% | 2.589% | 0.3789% | 5.544% | 2.694% | 0.4882% | 0.7021% | 1.945% | 2.217% | 0.2728% | 3.056% | 0.5088% | 6.143% | 2.948% | 3.172% | 0.9048% | 5.769% | 0.6952% | 4.442% | 3.577% | 4.65% | 5.589% | 4.617% | 0.9439% | 2.501% | 2.072% | 1.683% | 2.859% | 8.454% | 1.011% | 2.729% | 0.486% | 0.3695% | 4.813% | 5.042% | 4.138% | 2.161% | 1.894% | 2.264% | 3.654% | 3.511% | 2.512% | 1.973% | 1.551% | 1.238% | 4.276% | 0.9341% | 6.251% | 0.9392% | 2.396% | 0.429% | 1.516% | 0.321% | 6.388% | 5.098% | 4.386% | 0.56% | 2.444% | 2.927% | 1.779% | 2.029% | 3.53% | 3.132% | 0.9566% | 6.314% | 0.8506% | 0.7276% | 1.834% | 0.8788% | 1.331% | 0.6391% | 3.403% | 1.033% | 1.761% | 1.298% | 1.417% | 4.217% | 3.231% | 0.715% | 6.429% | 0.9455% | 4.723% | 0.9789% | 1.275% | 0.8472% | 1.922% | 1.01% | 5.138% | 3.085% | 6.047% | 3.37% | 3.121% | 6.764% | 1.85% | 1.5% | 4.475% | 1.258% | 3.598% | 4.915% | 1.211% | 1.696% | 8.827% | 4.326% | 0.9556% | 4.77% | 1.203% | 1.134% | 2.941% | 1.835% | 4.417% | 2.923% | 0.5917% | 3.297% | 2.673% | 3.163% | 5.103% | 0.8745% | 0.7274% | 2.894% | 0.9705% | 7.464% | 2.152% | 6.007% | 6.352% | 7.372% | 4.78% | 2.827% | 4.746% | 1.481% | 2.983% | 0.3733% | 1.604% | 1.041% | 1.823% | 2.37% | 1.938% | 3.795% | 1.195% | 2.053% | 1.193% | 1.478% | 0.7318% | 5.237% | 1.682% | 3.056% | 0.3511% | 3.132% | 2.005% | 2.349% | 6.934% | 1.045% | 2.71% | 3.73% | 1.979% | 2.639% | 2.673% | 2.149% | 2.343% | 1.201% | 0.792% | 2.924% | 6.802% | 2.767% | 1.718% | 2.592% | 3.632% | 3.249% | 2.541% | 5.702% | 1.718% | 0.8957% | 0.7548% | 2.97% | 2.643% | 1.997% | 2.009% | 5.215% | 2.359% | 2.536% | 1.482% | 2.71% | 5.502% | 2.091% | 4.027% | 0.7073% | 0.8339% | 5.086% | 2.155% | 5.033% | 3.797% | 3.723% | 1.149% | 5.042% | 1.696% | 1.986% | 3.379% | 0.9004% | 1.234% | 0.2632% | 0.6015% | 3.056% | 3.489% | 5.606% | 0.5634% | 5.349% | 1.849% | 3.531% | 3.586% | 4.61% | 7.048% | 5.756% | 4.663% | 1.481% | 1.464% | 2.581% | 2.572% | 4.822% | 3.654% | 0.9007% | 6.143% | 2.847% | 1.2% | 1.538% | 0.9162% | 1.083% | 3.942% | 3.259% | 5.288% | 2.265% | 2.67% | 3.316% | 9.417% | 8.37% | 2.932% | 1.755% | 3.649% | 3.949% | 1.982% | 1.078% | 2.491% | 4.758% | 0.7168% | 4.311% | 2.913% | 2.544% | 4.098% | 3.742% | 1.685% | 3.208% | 3.274% | 1.901% | 0.913% | 1.834% | 2.997% | 8.328% | 0.828% | 0.503% | 3.07% | 5.909% | 0.8194% | 7.11% | 2.793% | 1.9% | 0.629% | 0.4718% | 5.018% | 2.218% | 0.2876% | 4.391% | 7.685% | 3.165% | 2.444% | 3.894% | 2.376% | 2.831% | 4.19% | 0.9433% | 4.532% | 0.3131% | 1.694% | 4.297% | 2.532% | 2.44% | 2.159% | 2.118% | 3.144% | 1.152% | 2.168% | 1.372% | 3.028% | 3.812% | 1.372% | 1.634% | 3.458% | 1.106% | 1.154% | 2.746% | 2.994% | 2.701% | 2.681% | 1.729% | 0.9627% | 2.894% | 2.175% | 1.207% | 1.456% | 3.356% | 0.694% | 0.974% | 10.38% | 2.694% | 4.634% | 2.098% | 1.6% | 1.489% | 1.823% | 0.3499% | 2.094% | 2.116% | 1.534% | 2.552% | 1.086% | 2.283% | 1.446% | 2.038% | 2.977% | 2.213% | 1.24% | 1.27% | 3.921% | 2.818% | 0.5353% | 6.316% | 2.228% | 4.014% | 4.125% | 4.748% | 0.9908% | 3.766% | 2.82% | 3.574% | 1.486% | 1.225% | 1.742% | 2.908% | 2.388% | 1.171% | 2.043% | 2.257% | 3.372% | 3.376% | 5.529% | 2.553% | 1.796% | 1.177% | 5.111% | 3.397% | 2.63% | 4.002% | 1.166% | 3.24% | 1.375% | 0.4257% | 3.652% | 6.814% | 0.2983% | 0.7438% | 1.852% | 4.201% | 1.683% | 2.019% | 2.626% | 0.4865% | 3.64% | 4.355% | 1.573% | 1.267% | 0.8229% | 2.944% | 0.4444% | 3.038% | 0.6448% | 0.3657% | 1.269% | 1.206% | 3.884% | 5.09% | 2.697% | 0.721% | 2.751% | 4.873% | 3.81% | 1.421% | 1.084% | 0.9007% | 3.223% | 2.417% | 2.94% | 2.741% | 1.743% | 1.899% | 1.137% | 3.964% | 1.424% | 4.41% | 1.505% | 1.417% | 2.645% | 1.286% | 0.9227% | 1.188% | 1.077% | 2.13% | 5.201% | 1.008% | 0.9785% | 2.132% | 1.261% | 1.075% | 3.791% | 2.89% | 4.189% | 0.8648% | 1.048% | 2.522% | 3.152% | 4.357% | 3.681% | 1.512% | 1.374% | 0.8923% | 3.253% | 3.056% | 1.916% | 0.6829% | 7.014% | 0.8082% | 4.127% | 1.465% | 1.405% | 3.46% | 6.728% | 2.582% | 4.643% | 0.9692% | 3.955% | 2.93% | 4.069% | 1.368% | 2.264% | 3.025% | 3.826% | 2.303% | 1.729% | 3.655% | 5.349% | 3.238% | 1.027% | 0.7536% | 0.8402% | 2.41% | 1.195% | 1.715% | 1.539% | 0.6873% | 4.03% | 1.813% | 3.904% | 4.629% | 1.856% | 2.707% | 1.065% | 0.9027% | 1.824% | 5.247% | 2.002% | 2.938% | 6.138% | 1.401% | 3.886% | 3.416% | 2.22% | 0.636% | 1.453% | 2.02% | 0.7211% | 4.812% | 2.068% | 0.8335% | 3.234% | 3.951% | 1.816% | 3.388% | 3.087% | 2.365% | 1.536% | 1.409% | 4.169% | 1.125% | 0.9573% | 4.359% | 2.099% | 2.761% | 2.973% | 3.715% | 0.487% | 8.427% | 1.649% | 2.527% | 1.69% | 2.792% | 3.017% | 0.8663% | 0.4216% | 0.5317% | 0.6182% | 5.73% | 1.835% | 2.683% | 1.463% | 4.369% | 3.909% | 2.399% | 4.789% | 3.069% | 3.421% | 4.702% | 1.234% | 1.824% | 0.6377% | 5.641% | 3.288% | 2.61% | 1.799% | 3.451% | 0.6313% | 1.803% | 2.709% | 0.8068% | 2.412% | 2.433% | 2.163% | 1.277% | 1.011% | 5.008% | 1.977% | 2.723% | 0.5883% | 1.192% | 5.148% | 0.8442% | 0.7522% | 3.947% | 2.614% | 3.346% | 8.44% | 5.845% | 3.408% | 4.571% | 2.227% | 1.029% | 3.447% | 2.03% | 2.51% | 1.598% | 1.461% | 0.7703% | 0.9426% | 2.598% | 2.558% | 4.35% | 1.088% | 3.846% | 4.752% | 0.9441% | 2.445% | 2.772% | 1.657% | 3.436% | 2.903% | 3.123% | 3.205% | 3.004% | 2.889% | 2.464% | 1.397% | 1.673% | 9.534% | 3.192% | 0.5104% | 0.4062% | 2.833% | 1.963% | 3.332% | 4.421% | 1.652% | 2.877% | 0.4432% | 4.016% | 3.461% | 3.863% | 3.075% | 2.714% | 1.378% | 2.856% | 5.557% | 2.331% | 1.234% | 2.225% | 3.848% | 1.398% | 1.418% | 2.023% | 2.206% | 6.791% | 5.349% | 1.168% | 5.032% | 1.243% | 2.555% | 1.816% | 0.278% | 1.712% | 2.409% | 3.57% | 1.85% | 6.918% | 4.018% | 1.224% | 2.124% | 2.8% | 5.606% | 2.965% | 4.274% | 1.882% | 3.878% | 1.797% | 3.665% | 1.372% | 3.927% | 2.137% | 2.312% | 5.508% | 3.879% | 3.174% | 0.6513% | 2.421% | 1.134% | 5.124% | 6.838% | 5.162% | 0.6436% | 0.4069% | 6.559% | 2.104% | 0.9243% | 3.902% | 2.746% | 1.701% | 0.7825% | 2.993% | 0.7703% | 3.215% | 3.516% | 2.603% | 2.525% | 2.896% | 2.767% | 2.345% | 1.471% | 1.94% | 6.033% | 0.7073% | 5.242% | 2.874% | 1.466% | 2.328% | 0.7378% | 3.437% | 2.088% | 3.217% | 2.257% | 1.25% | 4.208% | 2.009% | 0.89% | 1.426% | 6.356% | 1.761% | 3.248% | 1.987% | 0.6508% | 3.592% | 3.297% | 4.233% | 2.632% | 4.522% | 0.876% | 4.187% | 0.713% | 4.437% | 4.123% | 1.091% | 3.567% | 0.4004% | 3.949% | 2.907% | 2.676% | 4.311% | 4.03% | 4.368% | 8.013% | 0.75% | 2.259% | 2.999% | 1.994% | 2% | 1.991% | 2.464% | 3.717% | 1.095% | 3.297% | 4.105% | 2.074% | 0.5217% | 2.35% | 7.113% | 1.254% | 0.4619% | 1.385% | 0.6899% | 1.252% | 0.5002% | 1.65% | 2.684% | 4.372% | 1.815% | 0.3393% | 1.896% | 2.404% | 2.15% | 4.345% | 2.834% | 2.851% | 1.504% | 0.923% | 3.172% | 0.9641% | 1.349% | 3.083% | 1.914% | 0.7112% | 0.9432% | 2.52% | 1.202% | 1.314% | 1.603% | 1.473% | 5.899% | 6.916% | 2.295% | 0.6313% | 4.006% | 4.756% | 1.082% | 1.423% | 3.025% | 1.488% | 2.482% | 2.699% | 5.178% | 1.525% | 5.238% | 1.854% | 0.9756% | 3.311% | 4.851% | 3.611% | 3.157% | 7.557% | 1.72% | 1.546% | 2.676% | 1.442% | 1.559% | 2.192% | 4.144% | 4.562% | 1.805% | 3.242% | 1.452% | 6.68% | 1.848% | 1.296% | 0.6948% | 0.3448% | 3.827% | 3.029% | 1.252% | 0.8328% | 3.841% | 3.825% | 1.735% | 4.079% | 2.944% | 5.131% | 3.296% | 0.9298% | 1.818% | 3.503% | 3.774% | 2.523% | 2.962% | 5.875% | 3.137% | 1.561% | 0.7321% | 1.939% | 4.874% | 2.575% | 0.2823% | 1.108% | 2.048% | 4.324% | 2.876% | 0.9906% | 1.364% | 0.6012% | 4.323% | 2.385% | 0.7948% | 2.175% | 4.114% | 3.025% | 6.474% | 4.068% | 5.971% | 0.2553% | 2.457% | 3.604% | 2.003% | 0.4567% | 3.515% | 0.6692% | 4.146% | 2.699% | 1.423% | 3.939% | 3.351% | 2.133% | 0.5598% | 2.701% | 4.324% | 1.161% | 7.102% | 3.998% | 1.526% | 1.685% | 5.064% | 0.5348% | 6.884% | 2.131% | 1.953% | 2.205% | 3.44% | 1.057% | 2.593% | 1.892% | 1.86% | 3.217% | 3.872% | 0.5709% | 0.8817% | 2.033% | 4.745% | 1.606% | 1.447% | 7.999% | 4.966% | 2.349% | 0.978% | 2.99% | 2.674% | 3.147% | 5.901% | 2.101% | 4.065% | 3.442% | 1.41% | 0.6326% | 4.566% | 1.896% | 1.68% | 1.366% | 2.231% | 1.624% | 3.096% | 3.988% | 6.28% | 3.35% | 3.422% | 3.758% | 3.418% | 1.726% | 0.5171% | 5.33% | 1.066% | 1.759% | 4.067% | 2.855% | 1.407% | 3.613% | 7.269% | 3.975% | 4.536% | 1.194% | 1.38% | 3.177% | 2.123% | 3.365% | 5.197% | 1.07% | 2.832% | 1.729% | 2.844% | 1.351% | 1.1% | 3.073% | 1.072% | 2.393% | 3.179% | 3.256% | 0.5705% | 5.791% | 5.9% | 3.087% | 1.478% | 4.453% | 0.4676% | 6.862% | 0.9523% | 1.759% | 0.7397% | 3.1% | 3.734% | 0.5398% | 1.941% | 2.412% | 0.7094% | 0.7899% | 3.964% | 6.177% | 4.516% | 0.4534% | 0.6198% | 5.53% | 2.955% | 1.148% | 3.012% | 1.539% | 2.708% | 4.354% | 1.841% | 2.699% | 2.022% | 4.401% | 4.293% | 1.728% | 8.242% | 6.449% | 3.661% | 2.468% | 5.178% | 2.622% | 4.218% | 0.7685% | 5.797% | 5.752% | 0.842% | 6.64% | 3.071% | 3.192% | 2.825% | 4.152% | 4.952% | 4.489% | 10.21% | 1.287% | 1.374% | 0.3931% | 4.875% | 0.4633% | 3.102% | 0.9654% | 1.147% | 1.503% | 5.922% | 2.013% | 3.67% | 5.143% | 4.117% | 2.011% | 5.732% | 2.156% | 2.508% | 0.7987% | 3.657% | 3.14% | 4.82% | 1.389% | 1.179% | 3.599% | 2.372% | 0.9828% | 4.755% | 0.7754% | 1.9% | 0.9448% | 0.4896% | 1.919% | 5.972% | 4.233% | 1.529% | 3.128% | 1.885% | 4.433% | 3.902% | 4.932% | 0.8883% | 1.552% | 0.628% | 5.358% | 5.242% | 2.351% | 0.7524% | 1.151% | 2.794% | 4.013% | 3.112% | 1.959% | 1.84% | 5.263% | 1.508% | 2.261% | 0.8009% | 0.8665% | 3.217% | 3.904% | 4.826% | 1.67% | 0.9152% | 2.081% | 1.148% | 3.51% | 1.191% | 3.897% | 1.504% | 0.4386% | 5.405% | 3.673% | 1.664% | 2.77% | 2.669% | 5.163% | 1.918% | 0.854% | 1.728% | 5.371% | 2.236% | 0.8254% | 1.535% | 2.834% | 1.011% | 0.982% | 4.604% | 1.461% | 1.94% | 7.339% | 2.159% | 3.734% | 2.284% | 3.864% | 0.4835% | 2.732% | 0.8743% | 3.771% | 2.963% | 1.068% | 1.332% | 1.689% | 2.102% | 1.112% | 6.782% | 2.539% | 2.319% | 1.946% | 6.122% | 2.914% | 1.41% | 0.7941% | 5.326% | 0.7106% | 3.687% | 2.789% | 3.847% | 2.087% | 1.127% | 2.391% | 3.408% | 0.2695% | 1.411% | 4.615% | 4.565% | 4.051% | 2.315% | 0.5695% | 1.592% | 4.809% | 0.684% | 1.611% | 4.456% | 4.051% | 4.147% | 1.311% | 1.878% | 0.4562% | 0.5408% | 0.2952% | 4.05% | 1.51% | 2.616% | 4.091% | 3.391% | 1.607% | 1.783% | 4.172% | 3.073% | 1.358% | 2.631% | 3.285% | 0.9945% | 3.668% | 7.473% | 2.078% | 1.745% | 2.375% | 4.758% | 2.072% | 1.637% | 1.318% | 4.264% | 4.642% | 4.178% | 1.688% | 2.918% | 0.4815% | 0.5938% | 3.428% | 0.969% | 4.337% | 0.7635% | 0.3377% | 2.155% | 8.029% | 2.712% | 6.409% | 0.6221% | 3.27% | 2.032% | 5.953% | 2.993% | 0.6561% | 2.205% | 1.123% | 0.4382% | 1.086% | 1.807% | 4.976% | 3.547% | 3.284% | 2.377% | 3.668% | 5.145% | 0.7867% | 2.226% | 1.527% | 2.638% | 2.489% | 1.387% | 1.103% | 2.388% | 4.542% | 2.813% | 5.32% | 8.265% | 0.5128% | 3.817% | 3.083% | 0.3714% | 5.708% | 0.4788% | 1.908% | 1.004% | 2.472% | 1.934% | 0.7509% | 4.559% | 2.351% | 2.05% | 2.877% | 3.156% | 2.913% | 2.104% | 2.285% | 1.468% | 4.124% | 0.9257% | 4.256% | 4.679% | 4.121% | 4.687% | 5.878% | 3.59% | 5.177% | 1.561% | 5.341% | 0.8443% | 3.7% | 4.575% | 1.436% | 3.106% | 5.1% | 3.524% | 6.399% | 1.554% | 5.751% | 1.125% | 2.333% | 2.147% | 3.43% | 0.7268% | 2.186% | 0.5826% | 2.465% | 3.915% | 3.401% | 1.099% | 4.54% | 3.649% | 6.172% | 0.9698% | 1.774% | 7.934% | 0.9099% | 2.171% | 5.071% | 3.209% | 3.821% | 6.505% | 1.4% | 2.735% | 1.939% | 2.772% | 2.493% | 2.989% | 1.015% | 5.374% | 1.078% | 1.049% | 1.89% | 1.421% | 2.559% | 1.439% | 0.8035% | 7.701% | 1.285% | 4.526% | 1.95% | 3.698% | 2.522% | 4.129% | 5.99% | 2.205% | 1.659% | 6.091% | 0.8547% | 1.837% | 3.284% | 1.345% | 0.2971% | 7.915% | 0.7198% | 3.169% | 6.977% | 0.5755% | 1.536% | 1.351% | 6.349% | 4.535% | 1.11% | 0.9457% | 3.742% | 1.448% | 1.424% | 1.41% | 2.11% | 2.482% | 2.967% | 0.3372% | 1.765% | 2.332% | 5.702% | 2.488% | 5.127% | 2.009% | 2.869% | 4.728% | 1.766% | 3.505% | 4.91% | 1.201% | 1.673% | 2.582% | 3.495% | 1.25% | 5.45% | 2.16% | 1.724% | 5.578% | 2.548% | 2.586% | 2% | 1.563% | 0.9351% | 3.245% | 0.7011% | 0.8725% | 4.603% | 1.194% | 1.134% | 1.782% | 4.434% | 2.487% | 5.636% | 1.975% | 4.501% | 3.15% | 2.443% | 4.115% | 1.871% | 0.3681% | 3.086% | 1.971% | 4.529% | 2.407% | 4.964% | 1.184% | 2.379% | 1.005% | 0.1748% | 1.375% | 0.7939% | 3.292% | 1.782% | 3.028% | 6.947% | 1.007% | 4.794% | 0.448% | 3.062% | 0.7927% | 2.897% | 5.967% | 4.74% | 1.724% | 2.169% | 3.148% | 1.784% | 1.536% | 1.04% | 2.476% | 0.7928% | 3.147% | 2.217% | 7.041% | 4.72% | 2.087% | 3.138% | 1.762% | 5.415% | 4.415% | 1.616% | 1.665% | 2.616% | 3.951% | 4.119% | 1.851% | 1.727% | 0.6038% | 5.698% | 1.682% | 1.161% | 5.927% | 2.535% | 0.8632% | 0.6679% | 2.227% | 2.943% | 4.267% | 0.5151% | 2.001% | 2.641% | 6.458% | 1.268% | 3.998% | 1.448% | 1.75% | 1.958% | 5.172% | 2.797% | 2.146% | 3.994% | 3.703% | 2.027% | 2.531% | 3.681% | 6.073% | 0.6985% | 2.759% | 0.8986% | 3.208% | 2.847% | 1.464% | 1.482% | 7.144% | 2.501% | 3.467% | 2.037% | 7.609% | 5.153% | 1.087% | 0.679% | 4.177% | 6.554% | 1.513% | 0.07125% | 4.177% | 6.161% | 0.929% | 2.51% | 5.695% | 4.452% | 1.076% | 1.263% | 2.637% | 4.005% | 2.327% | 1.334% | 2.334% | 1.225% | 0.8531% | 1.896% | 3.033% | 0.3404% | 2.934% | 1.479% | 4.812% | 2.489% | 1.354% | 3.439% | 6.414% | 1.64% | 3.54% | 4.147% | 4.794% | 2.759% | 3.424% | 4.238% | 1.449% | 4.299% | 4.461% | 1.092% | 3.665%
| Σn | centile | REI |  |  | Results of Monte-Carlo analysis
2.5 percentile REI value | 83.7125 | 2.5 | 0.436 |  |  | Note that the value for the number of genome copies depositing in the respiratory tract is entirely dependent on the assumptions made with respect to viral load, so the absolute value is highly uncertain. This uncertainty is however cancelled out in the REI calculation. This value is useful for calculating the REI, but should not be used for other purposes due to its very high uncertainty. See Jones et al. (2021) for more information.
25 percentile REI value | 147.7209 | 25 | 0.76938
50 percentile REI value | 193.2975 | 50 | 1.0068
75 percentile REI value | 251.1009 | 75 | 1.3078
97.5 percentile REI value | 393.9977 | 97.5 | 2.0521
Mean REI value | 205.4194 | µ | 1.0699
Standard deviation REI value | 80.3723 | σ | 0.41861
Q1 - Min | 0.33338 |  |  |  |  | These values are used to create the box whisker shown on the 'Input' tab
Q1 | 0.76938
Median-Q1 | 0.23738
Q3-Median | 0.30106
Max-Q3 | 0.74425
Cells in yellow can be edited, but should be altered only by advanced users with a good understanding of the methodology explained in Modelling uncertainty in the relative risk of exposure to the SARS-CoV-2 virus by airborne aerosol transmission in well mixed air in buildings (Jones et al., 2021).
Changes to the formulae could affect the accuracy of the results, so please use with care.
The inputs to columns E and F are dependent on the distribution selected in column D.
When a constant is chosen, only Column E needs an input.
When a normal or log normal distribution is chosen the Column E input is the mean value, and the Column F input is the standard deviation.
When a uniform distribution is chosen the Column E input is the minimum value, and the Column F input is the maximum value.

## Scenario 2
Scenario 2
Variable |  | Distribution | mu_min_const | sigma_max | Units | Notes |  | 1 | 2 | 3 | 4 | 5 | 6 | 7 | 8 | 9 | 10 | 11 | 12 | 13 | 14 | 15 | 16 | 17 | 18 | 19 | 20 | 21 | 22 | 23 | 24 | 25 | 26 | 27 | 28 | 29 | 30 | 31 | 32 | 33 | 34 | 35 | 36 | 37 | 38 | 39 | 40 | 41 | 42 | 43 | 44 | 45 | 46 | 47 | 48 | 49 | 50 | 51 | 52 | 53 | 54 | 55 | 56 | 57 | 58 | 59 | 60 | 61 | 62 | 63 | 64 | 65 | 66 | 67 | 68 | 69 | 70 | 71 | 72 | 73 | 74 | 75 | 76 | 77 | 78 | 79 | 80 | 81 | 82 | 83 | 84 | 85 | 86 | 87 | 88 | 89 | 90 | 91 | 92 | 93 | 94 | 95 | 96 | 97 | 98 | 99 | 100 | 101 | 102 | 103 | 104 | 105 | 106 | 107 | 108 | 109 | 110 | 111 | 112 | 113 | 114 | 115 | 116 | 117 | 118 | 119 | 120 | 121 | 122 | 123 | 124 | 125 | 126 | 127 | 128 | 129 | 130 | 131 | 132 | 133 | 134 | 135 | 136 | 137 | 138 | 139 | 140 | 141 | 142 | 143 | 144 | 145 | 146 | 147 | 148 | 149 | 150 | 151 | 152 | 153 | 154 | 155 | 156 | 157 | 158 | 159 | 160 | 161 | 162 | 163 | 164 | 165 | 166 | 167 | 168 | 169 | 170 | 171 | 172 | 173 | 174 | 175 | 176 | 177 | 178 | 179 | 180 | 181 | 182 | 183 | 184 | 185 | 186 | 187 | 188 | 189 | 190 | 191 | 192 | 193 | 194 | 195 | 196 | 197 | 198 | 199 | 200 | 201 | 202 | 203 | 204 | 205 | 206 | 207 | 208 | 209 | 210 | 211 | 212 | 213 | 214 | 215 | 216 | 217 | 218 | 219 | 220 | 221 | 222 | 223 | 224 | 225 | 226 | 227 | 228 | 229 | 230 | 231 | 232 | 233 | 234 | 235 | 236 | 237 | 238 | 239 | 240 | 241 | 242 | 243 | 244 | 245 | 246 | 247 | 248 | 249 | 250 | 251 | 252 | 253 | 254 | 255 | 256 | 257 | 258 | 259 | 260 | 261 | 262 | 263 | 264 | 265 | 266 | 267 | 268 | 269 | 270 | 271 | 272 | 273 | 274 | 275 | 276 | 277 | 278 | 279 | 280 | 281 | 282 | 283 | 284 | 285 | 286 | 287 | 288 | 289 | 290 | 291 | 292 | 293 | 294 | 295 | 296 | 297 | 298 | 299 | 300 | 301 | 302 | 303 | 304 | 305 | 306 | 307 | 308 | 309 | 310 | 311 | 312 | 313 | 314 | 315 | 316 | 317 | 318 | 319 | 320 | 321 | 322 | 323 | 324 | 325 | 326 | 327 | 328 | 329 | 330 | 331 | 332 | 333 | 334 | 335 | 336 | 337 | 338 | 339 | 340 | 341 | 342 | 343 | 344 | 345 | 346 | 347 | 348 | 349 | 350 | 351 | 352 | 353 | 354 | 355 | 356 | 357 | 358 | 359 | 360 | 361 | 362 | 363 | 364 | 365 | 366 | 367 | 368 | 369 | 370 | 371 | 372 | 373 | 374 | 375 | 376 | 377 | 378 | 379 | 380 | 381 | 382 | 383 | 384 | 385 | 386 | 387 | 388 | 389 | 390 | 391 | 392 | 393 | 394 | 395 | 396 | 397 | 398 | 399 | 400 | 401 | 402 | 403 | 404 | 405 | 406 | 407 | 408 | 409 | 410 | 411 | 412 | 413 | 414 | 415 | 416 | 417 | 418 | 419 | 420 | 421 | 422 | 423 | 424 | 425 | 426 | 427 | 428 | 429 | 430 | 431 | 432 | 433 | 434 | 435 | 436 | 437 | 438 | 439 | 440 | 441 | 442 | 443 | 444 | 445 | 446 | 447 | 448 | 449 | 450 | 451 | 452 | 453 | 454 | 455 | 456 | 457 | 458 | 459 | 460 | 461 | 462 | 463 | 464 | 465 | 466 | 467 | 468 | 469 | 470 | 471 | 472 | 473 | 474 | 475 | 476 | 477 | 478 | 479 | 480 | 481 | 482 | 483 | 484 | 485 | 486 | 487 | 488 | 489 | 490 | 491 | 492 | 493 | 494 | 495 | 496 | 497 | 498 | 499 | 500 | 501 | 502 | 503 | 504 | 505 | 506 | 507 | 508 | 509 | 510 | 511 | 512 | 513 | 514 | 515 | 516 | 517 | 518 | 519 | 520 | 521 | 522 | 523 | 524 | 525 | 526 | 527 | 528 | 529 | 530 | 531 | 532 | 533 | 534 | 535 | 536 | 537 | 538 | 539 | 540 | 541 | 542 | 543 | 544 | 545 | 546 | 547 | 548 | 549 | 550 | 551 | 552 | 553 | 554 | 555 | 556 | 557 | 558 | 559 | 560 | 561 | 562 | 563 | 564 | 565 | 566 | 567 | 568 | 569 | 570 | 571 | 572 | 573 | 574 | 575 | 576 | 577 | 578 | 579 | 580 | 581 | 582 | 583 | 584 | 585 | 586 | 587 | 588 | 589 | 590 | 591 | 592 | 593 | 594 | 595 | 596 | 597 | 598 | 599 | 600 | 601 | 602 | 603 | 604 | 605 | 606 | 607 | 608 | 609 | 610 | 611 | 612 | 613 | 614 | 615 | 616 | 617 | 618 | 619 | 620 | 621 | 622 | 623 | 624 | 625 | 626 | 627 | 628 | 629 | 630 | 631 | 632 | 633 | 634 | 635 | 636 | 637 | 638 | 639 | 640 | 641 | 642 | 643 | 644 | 645 | 646 | 647 | 648 | 649 | 650 | 651 | 652 | 653 | 654 | 655 | 656 | 657 | 658 | 659 | 660 | 661 | 662 | 663 | 664 | 665 | 666 | 667 | 668 | 669 | 670 | 671 | 672 | 673 | 674 | 675 | 676 | 677 | 678 | 679 | 680 | 681 | 682 | 683 | 684 | 685 | 686 | 687 | 688 | 689 | 690 | 691 | 692 | 693 | 694 | 695 | 696 | 697 | 698 | 699 | 700 | 701 | 702 | 703 | 704 | 705 | 706 | 707 | 708 | 709 | 710 | 711 | 712 | 713 | 714 | 715 | 716 | 717 | 718 | 719 | 720 | 721 | 722 | 723 | 724 | 725 | 726 | 727 | 728 | 729 | 730 | 731 | 732 | 733 | 734 | 735 | 736 | 737 | 738 | 739 | 740 | 741 | 742 | 743 | 744 | 745 | 746 | 747 | 748 | 749 | 750 | 751 | 752 | 753 | 754 | 755 | 756 | 757 | 758 | 759 | 760 | 761 | 762 | 763 | 764 | 765 | 766 | 767 | 768 | 769 | 770 | 771 | 772 | 773 | 774 | 775 | 776 | 777 | 778 | 779 | 780 | 781 | 782 | 783 | 784 | 785 | 786 | 787 | 788 | 789 | 790 | 791 | 792 | 793 | 794 | 795 | 796 | 797 | 798 | 799 | 800 | 801 | 802 | 803 | 804 | 805 | 806 | 807 | 808 | 809 | 810 | 811 | 812 | 813 | 814 | 815 | 816 | 817 | 818 | 819 | 820 | 821 | 822 | 823 | 824 | 825 | 826 | 827 | 828 | 829 | 830 | 831 | 832 | 833 | 834 | 835 | 836 | 837 | 838 | 839 | 840 | 841 | 842 | 843 | 844 | 845 | 846 | 847 | 848 | 849 | 850 | 851 | 852 | 853 | 854 | 855 | 856 | 857 | 858 | 859 | 860 | 861 | 862 | 863 | 864 | 865 | 866 | 867 | 868 | 869 | 870 | 871 | 872 | 873 | 874 | 875 | 876 | 877 | 878 | 879 | 880 | 881 | 882 | 883 | 884 | 885 | 886 | 887 | 888 | 889 | 890 | 891 | 892 | 893 | 894 | 895 | 896 | 897 | 898 | 899 | 900 | 901 | 902 | 903 | 904 | 905 | 906 | 907 | 908 | 909 | 910 | 911 | 912 | 913 | 914 | 915 | 916 | 917 | 918 | 919 | 920 | 921 | 922 | 923 | 924 | 925 | 926 | 927 | 928 | 929 | 930 | 931 | 932 | 933 | 934 | 935 | 936 | 937 | 938 | 939 | 940 | 941 | 942 | 943 | 944 | 945 | 946 | 947 | 948 | 949 | 950 | 951 | 952 | 953 | 954 | 955 | 956 | 957 | 958 | 959 | 960 | 961 | 962 | 963 | 964 | 965 | 966 | 967 | 968 | 969 | 970 | 971 | 972 | 973 | 974 | 975 | 976 | 977 | 978 | 979 | 980 | 981 | 982 | 983 | 984 | 985 | 986 | 987 | 988 | 989 | 990 | 991 | 992 | 993 | 994 | 995 | 996 | 997 | 998 | 999 | 1000 | 1001 | 1002 | 1003 | 1004 | 1005 | 1006 | 1007 | 1008 | 1009 | 1010 | 1011 | 1012 | 1013 | 1014 | 1015 | 1016 | 1017 | 1018 | 1019 | 1020 | 1021 | 1022 | 1023 | 1024 | 1025 | 1026 | 1027 | 1028 | 1029 | 1030 | 1031 | 1032 | 1033 | 1034 | 1035 | 1036 | 1037 | 1038 | 1039 | 1040 | 1041 | 1042 | 1043 | 1044 | 1045 | 1046 | 1047 | 1048 | 1049 | 1050 | 1051 | 1052 | 1053 | 1054 | 1055 | 1056 | 1057 | 1058 | 1059 | 1060 | 1061 | 1062 | 1063 | 1064 | 1065 | 1066 | 1067 | 1068 | 1069 | 1070 | 1071 | 1072 | 1073 | 1074 | 1075 | 1076 | 1077 | 1078 | 1079 | 1080 | 1081 | 1082 | 1083 | 1084 | 1085 | 1086 | 1087 | 1088 | 1089 | 1090 | 1091 | 1092 | 1093 | 1094 | 1095 | 1096 | 1097 | 1098 | 1099 | 1100 | 1101 | 1102 | 1103 | 1104 | 1105 | 1106 | 1107 | 1108 | 1109 | 1110 | 1111 | 1112 | 1113 | 1114 | 1115 | 1116 | 1117 | 1118 | 1119 | 1120 | 1121 | 1122 | 1123 | 1124 | 1125 | 1126 | 1127 | 1128 | 1129 | 1130 | 1131 | 1132 | 1133 | 1134 | 1135 | 1136 | 1137 | 1138 | 1139 | 1140 | 1141 | 1142 | 1143 | 1144 | 1145 | 1146 | 1147 | 1148 | 1149 | 1150 | 1151 | 1152 | 1153 | 1154 | 1155 | 1156 | 1157 | 1158 | 1159 | 1160 | 1161 | 1162 | 1163 | 1164 | 1165 | 1166 | 1167 | 1168 | 1169 | 1170 | 1171 | 1172 | 1173 | 1174 | 1175 | 1176 | 1177 | 1178 | 1179 | 1180 | 1181 | 1182 | 1183 | 1184 | 1185 | 1186 | 1187 | 1188 | 1189 | 1190 | 1191 | 1192 | 1193 | 1194 | 1195 | 1196 | 1197 | 1198 | 1199 | 1200 | 1201 | 1202 | 1203 | 1204 | 1205 | 1206 | 1207 | 1208 | 1209 | 1210 | 1211 | 1212 | 1213 | 1214 | 1215 | 1216 | 1217 | 1218 | 1219 | 1220 | 1221 | 1222 | 1223 | 1224 | 1225 | 1226 | 1227 | 1228 | 1229 | 1230 | 1231 | 1232 | 1233 | 1234 | 1235 | 1236 | 1237 | 1238 | 1239 | 1240 | 1241 | 1242 | 1243 | 1244 | 1245 | 1246 | 1247 | 1248 | 1249 | 1250 | 1251 | 1252 | 1253 | 1254 | 1255 | 1256 | 1257 | 1258 | 1259 | 1260 | 1261 | 1262 | 1263 | 1264 | 1265 | 1266 | 1267 | 1268 | 1269 | 1270 | 1271 | 1272 | 1273 | 1274 | 1275 | 1276 | 1277 | 1278 | 1279 | 1280 | 1281 | 1282 | 1283 | 1284 | 1285 | 1286 | 1287 | 1288 | 1289 | 1290 | 1291 | 1292 | 1293 | 1294 | 1295 | 1296 | 1297 | 1298 | 1299 | 1300 | 1301 | 1302 | 1303 | 1304 | 1305 | 1306 | 1307 | 1308 | 1309 | 1310 | 1311 | 1312 | 1313 | 1314 | 1315 | 1316 | 1317 | 1318 | 1319 | 1320 | 1321 | 1322 | 1323 | 1324 | 1325 | 1326 | 1327 | 1328 | 1329 | 1330 | 1331 | 1332 | 1333 | 1334 | 1335 | 1336 | 1337 | 1338 | 1339 | 1340 | 1341 | 1342 | 1343 | 1344 | 1345 | 1346 | 1347 | 1348 | 1349 | 1350 | 1351 | 1352 | 1353 | 1354 | 1355 | 1356 | 1357 | 1358 | 1359 | 1360 | 1361 | 1362 | 1363 | 1364 | 1365 | 1366 | 1367 | 1368 | 1369 | 1370 | 1371 | 1372 | 1373 | 1374 | 1375 | 1376 | 1377 | 1378 | 1379 | 1380 | 1381 | 1382 | 1383 | 1384 | 1385 | 1386 | 1387 | 1388 | 1389 | 1390 | 1391 | 1392 | 1393 | 1394 | 1395 | 1396 | 1397 | 1398 | 1399 | 1400 | 1401 | 1402 | 1403 | 1404 | 1405 | 1406 | 1407 | 1408 | 1409 | 1410 | 1411 | 1412 | 1413 | 1414 | 1415 | 1416 | 1417 | 1418 | 1419 | 1420 | 1421 | 1422 | 1423 | 1424 | 1425 | 1426 | 1427 | 1428 | 1429 | 1430 | 1431 | 1432 | 1433 | 1434 | 1435 | 1436 | 1437 | 1438 | 1439 | 1440 | 1441 | 1442 | 1443 | 1444 | 1445 | 1446 | 1447 | 1448 | 1449 | 1450 | 1451 | 1452 | 1453 | 1454 | 1455 | 1456 | 1457 | 1458 | 1459 | 1460 | 1461 | 1462 | 1463 | 1464 | 1465 | 1466 | 1467 | 1468 | 1469 | 1470 | 1471 | 1472 | 1473 | 1474 | 1475 | 1476 | 1477 | 1478 | 1479 | 1480 | 1481 | 1482 | 1483 | 1484 | 1485 | 1486 | 1487 | 1488 | 1489 | 1490 | 1491 | 1492 | 1493 | 1494 | 1495 | 1496 | 1497 | 1498 | 1499 | 1500 | 1501 | 1502 | 1503 | 1504 | 1505 | 1506 | 1507 | 1508 | 1509 | 1510 | 1511 | 1512 | 1513 | 1514 | 1515 | 1516 | 1517 | 1518 | 1519 | 1520 | 1521 | 1522 | 1523 | 1524 | 1525 | 1526 | 1527 | 1528 | 1529 | 1530 | 1531 | 1532 | 1533 | 1534 | 1535 | 1536 | 1537 | 1538 | 1539 | 1540 | 1541 | 1542 | 1543 | 1544 | 1545 | 1546 | 1547 | 1548 | 1549 | 1550 | 1551 | 1552 | 1553 | 1554 | 1555 | 1556 | 1557 | 1558 | 1559 | 1560 | 1561 | 1562 | 1563 | 1564 | 1565 | 1566 | 1567 | 1568 | 1569 | 1570 | 1571 | 1572 | 1573 | 1574 | 1575 | 1576 | 1577 | 1578 | 1579 | 1580 | 1581 | 1582 | 1583 | 1584 | 1585 | 1586 | 1587 | 1588 | 1589 | 1590 | 1591 | 1592 | 1593 | 1594 | 1595 | 1596 | 1597 | 1598 | 1599 | 1600 | 1601 | 1602 | 1603 | 1604 | 1605 | 1606 | 1607 | 1608 | 1609 | 1610 | 1611 | 1612 | 1613 | 1614 | 1615 | 1616 | 1617 | 1618 | 1619 | 1620 | 1621 | 1622 | 1623 | 1624 | 1625 | 1626 | 1627 | 1628 | 1629 | 1630 | 1631 | 1632 | 1633 | 1634 | 1635 | 1636 | 1637 | 1638 | 1639 | 1640 | 1641 | 1642 | 1643 | 1644 | 1645 | 1646 | 1647 | 1648 | 1649 | 1650 | 1651 | 1652 | 1653 | 1654 | 1655 | 1656 | 1657 | 1658 | 1659 | 1660 | 1661 | 1662 | 1663 | 1664 | 1665 | 1666 | 1667 | 1668 | 1669 | 1670 | 1671 | 1672 | 1673 | 1674 | 1675 | 1676 | 1677 | 1678 | 1679 | 1680 | 1681 | 1682 | 1683 | 1684 | 1685 | 1686 | 1687 | 1688 | 1689 | 1690 | 1691 | 1692 | 1693 | 1694 | 1695 | 1696 | 1697 | 1698 | 1699 | 1700 | 1701 | 1702 | 1703 | 1704 | 1705 | 1706 | 1707 | 1708 | 1709 | 1710 | 1711 | 1712 | 1713 | 1714 | 1715 | 1716 | 1717 | 1718 | 1719 | 1720 | 1721 | 1722 | 1723 | 1724 | 1725 | 1726 | 1727 | 1728 | 1729 | 1730 | 1731 | 1732 | 1733 | 1734 | 1735 | 1736 | 1737 | 1738 | 1739 | 1740 | 1741 | 1742 | 1743 | 1744 | 1745 | 1746 | 1747 | 1748 | 1749 | 1750 | 1751 | 1752 | 1753 | 1754 | 1755 | 1756 | 1757 | 1758 | 1759 | 1760 | 1761 | 1762 | 1763 | 1764 | 1765 | 1766 | 1767 | 1768 | 1769 | 1770 | 1771 | 1772 | 1773 | 1774 | 1775 | 1776 | 1777 | 1778 | 1779 | 1780 | 1781 | 1782 | 1783 | 1784 | 1785 | 1786 | 1787 | 1788 | 1789 | 1790 | 1791 | 1792 | 1793 | 1794 | 1795 | 1796 | 1797 | 1798 | 1799 | 1800 | 1801 | 1802 | 1803 | 1804 | 1805 | 1806 | 1807 | 1808 | 1809 | 1810 | 1811 | 1812 | 1813 | 1814 | 1815 | 1816 | 1817 | 1818 | 1819 | 1820 | 1821 | 1822 | 1823 | 1824 | 1825 | 1826 | 1827 | 1828 | 1829 | 1830 | 1831 | 1832 | 1833 | 1834 | 1835 | 1836 | 1837 | 1838 | 1839 | 1840 | 1841 | 1842 | 1843 | 1844 | 1845 | 1846 | 1847 | 1848 | 1849 | 1850 | 1851 | 1852 | 1853 | 1854 | 1855 | 1856 | 1857 | 1858 | 1859 | 1860 | 1861 | 1862 | 1863 | 1864 | 1865 | 1866 | 1867 | 1868 | 1869 | 1870 | 1871 | 1872 | 1873 | 1874 | 1875 | 1876 | 1877 | 1878 | 1879 | 1880 | 1881 | 1882 | 1883 | 1884 | 1885 | 1886 | 1887 | 1888 | 1889 | 1890 | 1891 | 1892 | 1893 | 1894 | 1895 | 1896 | 1897 | 1898 | 1899 | 1900 | 1901 | 1902 | 1903 | 1904 | 1905 | 1906 | 1907 | 1908 | 1909 | 1910 | 1911 | 1912 | 1913 | 1914 | 1915 | 1916 | 1917 | 1918 | 1919 | 1920 | 1921 | 1922 | 1923 | 1924 | 1925 | 1926 | 1927 | 1928 | 1929 | 1930 | 1931 | 1932 | 1933 | 1934 | 1935 | 1936 | 1937 | 1938 | 1939 | 1940 | 1941 | 1942 | 1943 | 1944 | 1945 | 1946 | 1947 | 1948 | 1949 | 1950 | 1951 | 1952 | 1953 | 1954 | 1955 | 1956 | 1957 | 1958 | 1959 | 1960 | 1961 | 1962 | 1963 | 1964 | 1965 | 1966 | 1967 | 1968 | 1969 | 1970 | 1971 | 1972 | 1973 | 1974 | 1975 | 1976 | 1977 | 1978 | 1979 | 1980 | 1981 | 1982 | 1983 | 1984 | 1985 | 1986 | 1987 | 1988 | 1989 | 1990 | 1991 | 1992 | 1993 | 1994 | 1995 | 1996 | 1997 | 1998 | 1999 | 2000 | 2001 | 2002 | 2003 | 2004 | 2005 | 2006 | 2007 | 2008 | 2009 | 2010 | 2011 | 2012 | 2013 | 2014 | 2015 | 2016 | 2017 | 2018 | 2019 | 2020 | 2021 | 2022 | 2023 | 2024 | 2025 | 2026 | 2027 | 2028 | 2029 | 2030 | 2031 | 2032 | 2033 | 2034 | 2035 | 2036 | 2037 | 2038 | 2039 | 2040 | 2041 | 2042 | 2043 | 2044 | 2045 | 2046 | 2047 | 2048 | 2049 | 2050 | 2051 | 2052 | 2053 | 2054 | 2055 | 2056 | 2057 | 2058 | 2059 | 2060 | 2061 | 2062 | 2063 | 2064 | 2065 | 2066 | 2067 | 2068 | 2069 | 2070 | 2071 | 2072 | 2073 | 2074 | 2075 | 2076 | 2077 | 2078 | 2079 | 2080 | 2081 | 2082 | 2083 | 2084 | 2085 | 2086 | 2087 | 2088 | 2089 | 2090 | 2091 | 2092 | 2093 | 2094 | 2095 | 2096 | 2097 | 2098 | 2099 | 2100 | 2101 | 2102 | 2103 | 2104 | 2105 | 2106 | 2107 | 2108 | 2109 | 2110 | 2111 | 2112 | 2113 | 2114 | 2115 | 2116 | 2117 | 2118 | 2119 | 2120 | 2121 | 2122 | 2123 | 2124 | 2125 | 2126 | 2127 | 2128 | 2129 | 2130 | 2131 | 2132 | 2133 | 2134 | 2135 | 2136 | 2137 | 2138 | 2139 | 2140 | 2141 | 2142 | 2143 | 2144 | 2145 | 2146 | 2147 | 2148 | 2149 | 2150 | 2151 | 2152 | 2153 | 2154 | 2155 | 2156 | 2157 | 2158 | 2159 | 2160 | 2161 | 2162 | 2163 | 2164 | 2165 | 2166 | 2167 | 2168 | 2169 | 2170 | 2171 | 2172 | 2173 | 2174 | 2175 | 2176 | 2177 | 2178 | 2179 | 2180 | 2181 | 2182 | 2183 | 2184 | 2185 | 2186 | 2187 | 2188 | 2189 | 2190 | 2191 | 2192 | 2193 | 2194 | 2195 | 2196 | 2197 | 2198 | 2199 | 2200 | 2201 | 2202 | 2203 | 2204 | 2205 | 2206 | 2207 | 2208 | 2209 | 2210 | 2211 | 2212 | 2213 | 2214 | 2215 | 2216 | 2217 | 2218 | 2219 | 2220 | 2221 | 2222 | 2223 | 2224 | 2225 | 2226 | 2227 | 2228 | 2229 | 2230 | 2231 | 2232 | 2233 | 2234 | 2235 | 2236 | 2237 | 2238 | 2239 | 2240 | 2241 | 2242 | 2243 | 2244 | 2245 | 2246 | 2247 | 2248 | 2249 | 2250 | 2251 | 2252 | 2253 | 2254 | 2255 | 2256 | 2257 | 2258 | 2259 | 2260 | 2261 | 2262 | 2263 | 2264 | 2265 | 2266 | 2267 | 2268 | 2269 | 2270 | 2271 | 2272 | 2273 | 2274 | 2275 | 2276 | 2277 | 2278 | 2279 | 2280 | 2281 | 2282 | 2283 | 2284 | 2285 | 2286 | 2287 | 2288 | 2289 | 2290 | 2291 | 2292 | 2293 | 2294 | 2295 | 2296 | 2297 | 2298 | 2299 | 2300 | 2301 | 2302 | 2303 | 2304 | 2305 | 2306 | 2307 | 2308 | 2309 | 2310 | 2311 | 2312 | 2313 | 2314 | 2315 | 2316 | 2317 | 2318 | 2319 | 2320 | 2321 | 2322 | 2323 | 2324 | 2325 | 2326 | 2327 | 2328 | 2329 | 2330 | 2331 | 2332 | 2333 | 2334 | 2335 | 2336 | 2337 | 2338 | 2339 | 2340 | 2341 | 2342 | 2343 | 2344 | 2345 | 2346 | 2347 | 2348 | 2349 | 2350 | 2351 | 2352 | 2353 | 2354 | 2355 | 2356 | 2357 | 2358 | 2359 | 2360 | 2361 | 2362 | 2363 | 2364 | 2365 | 2366 | 2367 | 2368 | 2369 | 2370 | 2371 | 2372 | 2373 | 2374 | 2375 | 2376 | 2377 | 2378 | 2379 | 2380 | 2381 | 2382 | 2383 | 2384 | 2385 | 2386 | 2387 | 2388 | 2389 | 2390 | 2391 | 2392 | 2393 | 2394 | 2395 | 2396 | 2397 | 2398 | 2399 | 2400 | 2401 | 2402 | 2403 | 2404 | 2405 | 2406 | 2407 | 2408 | 2409 | 2410 | 2411 | 2412 | 2413 | 2414 | 2415 | 2416 | 2417 | 2418 | 2419 | 2420 | 2421 | 2422 | 2423 | 2424 | 2425 | 2426 | 2427 | 2428 | 2429 | 2430 | 2431 | 2432 | 2433 | 2434 | 2435 | 2436 | 2437 | 2438 | 2439 | 2440 | 2441 | 2442 | 2443 | 2444 | 2445 | 2446 | 2447 | 2448 | 2449 | 2450 | 2451 | 2452 | 2453 | 2454 | 2455 | 2456 | 2457 | 2458 | 2459 | 2460 | 2461 | 2462 | 2463 | 2464 | 2465 | 2466 | 2467 | 2468 | 2469 | 2470 | 2471 | 2472 | 2473 | 2474 | 2475 | 2476 | 2477 | 2478 | 2479 | 2480 | 2481 | 2482 | 2483 | 2484 | 2485 | 2486 | 2487 | 2488 | 2489 | 2490 | 2491 | 2492 | 2493 | 2494 | 2495 | 2496 | 2497 | 2498 | 2499 | 2500 | 2501 | 2502 | 2503 | 2504 | 2505 | 2506 | 2507 | 2508 | 2509 | 2510 | 2511 | 2512 | 2513 | 2514 | 2515 | 2516 | 2517 | 2518 | 2519 | 2520 | 2521 | 2522 | 2523 | 2524 | 2525 | 2526 | 2527 | 2528 | 2529 | 2530 | 2531 | 2532 | 2533 | 2534 | 2535 | 2536 | 2537 | 2538 | 2539 | 2540 | 2541 | 2542 | 2543 | 2544 | 2545 | 2546 | 2547 | 2548 | 2549 | 2550 | 2551 | 2552 | 2553 | 2554 | 2555 | 2556 | 2557 | 2558 | 2559 | 2560 | 2561 | 2562 | 2563 | 2564 | 2565 | 2566 | 2567 | 2568 | 2569 | 2570 | 2571 | 2572 | 2573 | 2574 | 2575 | 2576 | 2577 | 2578 | 2579 | 2580 | 2581 | 2582 | 2583 | 2584 | 2585 | 2586 | 2587 | 2588 | 2589 | 2590 | 2591 | 2592 | 2593 | 2594 | 2595 | 2596 | 2597 | 2598 | 2599 | 2600 | 2601 | 2602 | 2603 | 2604 | 2605 | 2606 | 2607 | 2608 | 2609 | 2610 | 2611 | 2612 | 2613 | 2614 | 2615 | 2616 | 2617 | 2618 | 2619 | 2620 | 2621 | 2622 | 2623 | 2624 | 2625 | 2626 | 2627 | 2628 | 2629 | 2630 | 2631 | 2632 | 2633 | 2634 | 2635 | 2636 | 2637 | 2638 | 2639 | 2640 | 2641 | 2642 | 2643 | 2644 | 2645 | 2646 | 2647 | 2648 | 2649 | 2650 | 2651 | 2652 | 2653 | 2654 | 2655 | 2656 | 2657 | 2658 | 2659 | 2660 | 2661 | 2662 | 2663 | 2664 | 2665 | 2666 | 2667 | 2668 | 2669 | 2670 | 2671 | 2672 | 2673 | 2674 | 2675 | 2676 | 2677 | 2678 | 2679 | 2680 | 2681 | 2682 | 2683 | 2684 | 2685 | 2686 | 2687 | 2688 | 2689 | 2690 | 2691 | 2692 | 2693 | 2694 | 2695 | 2696 | 2697 | 2698 | 2699 | 2700 | 2701 | 2702 | 2703 | 2704 | 2705 | 2706 | 2707 | 2708 | 2709 | 2710 | 2711 | 2712 | 2713 | 2714 | 2715 | 2716 | 2717 | 2718 | 2719 | 2720 | 2721 | 2722 | 2723 | 2724 | 2725 | 2726 | 2727 | 2728 | 2729 | 2730 | 2731 | 2732 | 2733 | 2734 | 2735 | 2736 | 2737 | 2738 | 2739 | 2740 | 2741 | 2742 | 2743 | 2744 | 2745 | 2746 | 2747 | 2748 | 2749 | 2750 | 2751 | 2752 | 2753 | 2754 | 2755 | 2756 | 2757 | 2758 | 2759 | 2760 | 2761 | 2762 | 2763 | 2764 | 2765 | 2766 | 2767 | 2768 | 2769 | 2770 | 2771 | 2772 | 2773 | 2774 | 2775 | 2776 | 2777 | 2778 | 2779 | 2780 | 2781 | 2782 | 2783 | 2784 | 2785 | 2786 | 2787 | 2788 | 2789 | 2790 | 2791 | 2792 | 2793 | 2794 | 2795 | 2796 | 2797 | 2798 | 2799 | 2800 | 2801 | 2802 | 2803 | 2804 | 2805 | 2806 | 2807 | 2808 | 2809 | 2810 | 2811 | 2812 | 2813 | 2814 | 2815 | 2816 | 2817 | 2818 | 2819 | 2820 | 2821 | 2822 | 2823 | 2824 | 2825 | 2826 | 2827 | 2828 | 2829 | 2830 | 2831 | 2832 | 2833 | 2834 | 2835 | 2836 | 2837 | 2838 | 2839 | 2840 | 2841 | 2842 | 2843 | 2844 | 2845 | 2846 | 2847 | 2848 | 2849 | 2850 | 2851 | 2852 | 2853 | 2854 | 2855 | 2856 | 2857 | 2858 | 2859 | 2860 | 2861 | 2862 | 2863 | 2864 | 2865 | 2866 | 2867 | 2868 | 2869 | 2870 | 2871 | 2872 | 2873 | 2874 | 2875 | 2876 | 2877 | 2878 | 2879 | 2880 | 2881 | 2882 | 2883 | 2884 | 2885 | 2886 | 2887 | 2888 | 2889 | 2890 | 2891 | 2892 | 2893 | 2894 | 2895 | 2896 | 2897 | 2898 | 2899 | 2900 | 2901 | 2902 | 2903 | 2904 | 2905 | 2906 | 2907 | 2908 | 2909 | 2910 | 2911 | 2912 | 2913 | 2914 | 2915 | 2916 | 2917 | 2918 | 2919 | 2920 | 2921 | 2922 | 2923 | 2924 | 2925 | 2926 | 2927 | 2928 | 2929 | 2930 | 2931 | 2932 | 2933 | 2934 | 2935 | 2936 | 2937 | 2938 | 2939 | 2940 | 2941 | 2942 | 2943 | 2944 | 2945 | 2946 | 2947 | 2948 | 2949 | 2950 | 2951 | 2952 | 2953 | 2954 | 2955 | 2956 | 2957 | 2958 | 2959 | 2960 | 2961 | 2962 | 2963 | 2964 | 2965 | 2966 | 2967 | 2968 | 2969 | 2970 | 2971 | 2972 | 2973 | 2974 | 2975 | 2976 | 2977 | 2978 | 2979 | 2980 | 2981 | 2982 | 2983 | 2984 | 2985 | 2986 | 2987 | 2988 | 2989 | 2990 | 2991 | 2992 | 2993 | 2994 | 2995 | 2996 | 2997 | 2998 | 2999 | 3000 | 3001 | 3002 | 3003 | 3004 | 3005 | 3006 | 3007 | 3008 | 3009 | 3010 | 3011 | 3012 | 3013 | 3014 | 3015 | 3016 | 3017 | 3018 | 3019 | 3020 | 3021 | 3022 | 3023 | 3024 | 3025 | 3026 | 3027 | 3028 | 3029 | 3030 | 3031 | 3032 | 3033 | 3034 | 3035 | 3036 | 3037 | 3038 | 3039 | 3040 | 3041 | 3042 | 3043 | 3044 | 3045 | 3046 | 3047 | 3048 | 3049 | 3050 | 3051 | 3052 | 3053 | 3054 | 3055 | 3056 | 3057 | 3058 | 3059 | 3060 | 3061 | 3062 | 3063 | 3064 | 3065 | 3066 | 3067 | 3068 | 3069 | 3070 | 3071 | 3072 | 3073 | 3074 | 3075 | 3076 | 3077 | 3078 | 3079 | 3080 | 3081 | 3082 | 3083 | 3084 | 3085 | 3086 | 3087 | 3088 | 3089 | 3090 | 3091 | 3092 | 3093 | 3094 | 3095 | 3096 | 3097 | 3098 | 3099 | 3100 | 3101 | 3102 | 3103 | 3104 | 3105 | 3106 | 3107 | 3108 | 3109 | 3110 | 3111 | 3112 | 3113 | 3114 | 3115 | 3116 | 3117 | 3118 | 3119 | 3120 | 3121 | 3122 | 3123 | 3124 | 3125 | 3126 | 3127 | 3128 | 3129 | 3130 | 3131 | 3132 | 3133 | 3134 | 3135 | 3136 | 3137 | 3138 | 3139 | 3140 | 3141 | 3142 | 3143 | 3144 | 3145 | 3146 | 3147 | 3148 | 3149 | 3150 | 3151 | 3152 | 3153 | 3154 | 3155 | 3156 | 3157 | 3158 | 3159 | 3160 | 3161 | 3162 | 3163 | 3164 | 3165 | 3166 | 3167 | 3168 | 3169 | 3170 | 3171 | 3172 | 3173 | 3174 | 3175 | 3176 | 3177 | 3178 | 3179 | 3180 | 3181 | 3182 | 3183 | 3184 | 3185 | 3186 | 3187 | 3188 | 3189 | 3190 | 3191 | 3192 | 3193 | 3194 | 3195 | 3196 | 3197 | 3198 | 3199 | 3200 | 3201 | 3202 | 3203 | 3204 | 3205 | 3206 | 3207 | 3208 | 3209 | 3210 | 3211 | 3212 | 3213 | 3214 | 3215 | 3216 | 3217 | 3218 | 3219 | 3220 | 3221 | 3222 | 3223 | 3224 | 3225 | 3226 | 3227 | 3228 | 3229 | 3230 | 3231 | 3232 | 3233 | 3234 | 3235 | 3236 | 3237 | 3238 | 3239 | 3240 | 3241 | 3242 | 3243 | 3244 | 3245 | 3246 | 3247 | 3248 | 3249 | 3250 | 3251 | 3252 | 3253 | 3254 | 3255 | 3256 | 3257 | 3258 | 3259 | 3260 | 3261 | 3262 | 3263 | 3264 | 3265 | 3266 | 3267 | 3268 | 3269 | 3270 | 3271 | 3272 | 3273 | 3274 | 3275 | 3276 | 3277 | 3278 | 3279 | 3280 | 3281 | 3282 | 3283 | 3284 | 3285 | 3286 | 3287 | 3288 | 3289 | 3290 | 3291 | 3292 | 3293 | 3294 | 3295 | 3296 | 3297 | 3298 | 3299 | 3300 | 3301 | 3302 | 3303 | 3304 | 3305 | 3306 | 3307 | 3308 | 3309 | 3310 | 3311 | 3312 | 3313 | 3314 | 3315 | 3316 | 3317 | 3318 | 3319 | 3320 | 3321 | 3322 | 3323 | 3324 | 3325 | 3326 | 3327 | 3328 | 3329 | 3330 | 3331 | 3332 | 3333 | 3334 | 3335 | 3336 | 3337 | 3338 | 3339 | 3340 | 3341 | 3342 | 3343 | 3344 | 3345 | 3346 | 3347 | 3348 | 3349 | 3350 | 3351 | 3352 | 3353 | 3354 | 3355 | 3356 | 3357 | 3358 | 3359 | 3360 | 3361 | 3362 | 3363 | 3364 | 3365 | 3366 | 3367 | 3368 | 3369 | 3370 | 3371 | 3372 | 3373 | 3374 | 3375 | 3376 | 3377 | 3378 | 3379 | 3380 | 3381 | 3382 | 3383 | 3384 | 3385 | 3386 | 3387 | 3388 | 3389 | 3390 | 3391 | 3392 | 3393 | 3394 | 3395 | 3396 | 3397 | 3398 | 3399 | 3400 | 3401 | 3402 | 3403 | 3404 | 3405 | 3406 | 3407 | 3408 | 3409 | 3410 | 3411 | 3412 | 3413 | 3414 | 3415 | 3416 | 3417 | 3418 | 3419 | 3420 | 3421 | 3422 | 3423 | 3424 | 3425 | 3426 | 3427 | 3428 | 3429 | 3430 | 3431 | 3432 | 3433 | 3434 | 3435 | 3436 | 3437 | 3438 | 3439 | 3440 | 3441 | 3442 | 3443 | 3444 | 3445 | 3446 | 3447 | 3448 | 3449 | 3450 | 3451 | 3452 | 3453 | 3454 | 3455 | 3456 | 3457 | 3458 | 3459 | 3460 | 3461 | 3462 | 3463 | 3464 | 3465 | 3466 | 3467 | 3468 | 3469 | 3470 | 3471 | 3472 | 3473 | 3474 | 3475 | 3476 | 3477 | 3478 | 3479 | 3480 | 3481 | 3482 | 3483 | 3484 | 3485 | 3486 | 3487 | 3488 | 3489 | 3490 | 3491 | 3492 | 3493 | 3494 | 3495 | 3496 | 3497 | 3498 | 3499 | 3500 | 3501 | 3502 | 3503 | 3504 | 3505 | 3506 | 3507 | 3508 | 3509 | 3510 | 3511 | 3512 | 3513 | 3514 | 3515 | 3516 | 3517 | 3518 | 3519 | 3520 | 3521 | 3522 | 3523 | 3524 | 3525 | 3526 | 3527 | 3528 | 3529 | 3530 | 3531 | 3532 | 3533 | 3534 | 3535 | 3536 | 3537 | 3538 | 3539 | 3540 | 3541 | 3542 | 3543 | 3544 | 3545 | 3546 | 3547 | 3548 | 3549 | 3550 | 3551 | 3552 | 3553 | 3554 | 3555 | 3556 | 3557 | 3558 | 3559 | 3560 | 3561 | 3562 | 3563 | 3564 | 3565 | 3566 | 3567 | 3568 | 3569 | 3570 | 3571 | 3572 | 3573 | 3574 | 3575 | 3576 | 3577 | 3578 | 3579 | 3580 | 3581 | 3582 | 3583 | 3584 | 3585 | 3586 | 3587 | 3588 | 3589 | 3590 | 3591 | 3592 | 3593 | 3594 | 3595 | 3596 | 3597 | 3598 | 3599 | 3600 | 3601 | 3602 | 3603 | 3604 | 3605 | 3606 | 3607 | 3608 | 3609 | 3610 | 3611 | 3612 | 3613 | 3614 | 3615 | 3616 | 3617 | 3618 | 3619 | 3620 | 3621 | 3622 | 3623 | 3624 | 3625 | 3626 | 3627 | 3628 | 3629 | 3630 | 3631 | 3632 | 3633 | 3634 | 3635 | 3636 | 3637 | 3638 | 3639 | 3640 | 3641 | 3642 | 3643 | 3644 | 3645 | 3646 | 3647 | 3648 | 3649 | 3650 | 3651 | 3652 | 3653 | 3654 | 3655 | 3656 | 3657 | 3658 | 3659 | 3660 | 3661 | 3662 | 3663 | 3664 | 3665 | 3666 | 3667 | 3668 | 3669 | 3670 | 3671 | 3672 | 3673 | 3674 | 3675 | 3676 | 3677 | 3678 | 3679 | 3680 | 3681 | 3682 | 3683 | 3684 | 3685 | 3686 | 3687 | 3688 | 3689 | 3690 | 3691 | 3692 | 3693 | 3694 | 3695 | 3696 | 3697 | 3698 | 3699 | 3700 | 3701 | 3702 | 3703 | 3704 | 3705 | 3706 | 3707 | 3708 | 3709 | 3710 | 3711 | 3712 | 3713 | 3714 | 3715 | 3716 | 3717 | 3718 | 3719 | 3720 | 3721 | 3722 | 3723 | 3724 | 3725 | 3726 | 3727 | 3728 | 3729 | 3730 | 3731 | 3732 | 3733 | 3734 | 3735 | 3736 | 3737 | 3738 | 3739 | 3740 | 3741 | 3742 | 3743 | 3744 | 3745 | 3746 | 3747 | 3748 | 3749 | 3750 | 3751 | 3752 | 3753 | 3754 | 3755 | 3756 | 3757 | 3758 | 3759 | 3760 | 3761 | 3762 | 3763 | 3764 | 3765 | 3766 | 3767 | 3768 | 3769 | 3770 | 3771 | 3772 | 3773 | 3774 | 3775 | 3776 | 3777 | 3778 | 3779 | 3780 | 3781 | 3782 | 3783 | 3784 | 3785 | 3786 | 3787 | 3788 | 3789 | 3790 | 3791 | 3792 | 3793 | 3794 | 3795 | 3796 | 3797 | 3798 | 3799 | 3800 | 3801 | 3802 | 3803 | 3804 | 3805 | 3806 | 3807 | 3808 | 3809 | 3810 | 3811 | 3812 | 3813 | 3814 | 3815 | 3816 | 3817 | 3818 | 3819 | 3820 | 3821 | 3822 | 3823 | 3824 | 3825 | 3826 | 3827 | 3828 | 3829 | 3830 | 3831 | 3832 | 3833 | 3834 | 3835 | 3836 | 3837 | 3838 | 3839 | 3840 | 3841 | 3842 | 3843 | 3844 | 3845 | 3846 | 3847 | 3848 | 3849 | 3850 | 3851 | 3852 | 3853 | 3854 | 3855 | 3856 | 3857 | 3858 | 3859 | 3860 | 3861 | 3862 | 3863 | 3864 | 3865 | 3866 | 3867 | 3868 | 3869 | 3870 | 3871 | 3872 | 3873 | 3874 | 3875 | 3876 | 3877 | 3878 | 3879 | 3880 | 3881 | 3882 | 3883 | 3884 | 3885 | 3886 | 3887 | 3888 | 3889 | 3890 | 3891 | 3892 | 3893 | 3894 | 3895 | 3896 | 3897 | 3898 | 3899 | 3900 | 3901 | 3902 | 3903 | 3904 | 3905 | 3906 | 3907 | 3908 | 3909 | 3910 | 3911 | 3912 | 3913 | 3914 | 3915 | 3916 | 3917 | 3918 | 3919 | 3920 | 3921 | 3922 | 3923 | 3924 | 3925 | 3926 | 3927 | 3928 | 3929 | 3930 | 3931 | 3932 | 3933 | 3934 | 3935 | 3936 | 3937 | 3938 | 3939 | 3940 | 3941 | 3942 | 3943 | 3944 | 3945 | 3946 | 3947 | 3948 | 3949 | 3950 | 3951 | 3952 | 3953 | 3954 | 3955 | 3956 | 3957 | 3958 | 3959 | 3960 | 3961 | 3962 | 3963 | 3964 | 3965 | 3966 | 3967 | 3968 | 3969 | 3970 | 3971 | 3972 | 3973 | 3974 | 3975 | 3976 | 3977 | 3978 | 3979 | 3980 | 3981 | 3982 | 3983 | 3984 | 3985 | 3986 | 3987 | 3988 | 3989 | 3990 | 3991 | 3992 | 3993 | 3994 | 3995 | 3996 | 3997 | 3998 | 3999 | 4000 | 4001 | 4002 | 4003 | 4004 | 4005 | 4006 | 4007 | 4008 | 4009 | 4010 | 4011 | 4012 | 4013 | 4014 | 4015 | 4016 | 4017 | 4018 | 4019 | 4020 | 4021 | 4022 | 4023 | 4024 | 4025 | 4026 | 4027 | 4028 | 4029 | 4030 | 4031 | 4032 | 4033 | 4034 | 4035 | 4036 | 4037 | 4038 | 4039 | 4040 | 4041 | 4042 | 4043 | 4044 | 4045 | 4046 | 4047 | 4048 | 4049 | 4050 | 4051 | 4052 | 4053 | 4054 | 4055 | 4056 | 4057 | 4058 | 4059 | 4060 | 4061 | 4062 | 4063 | 4064 | 4065 | 4066 | 4067 | 4068 | 4069 | 4070 | 4071 | 4072 | 4073 | 4074 | 4075 | 4076 | 4077 | 4078 | 4079 | 4080 | 4081 | 4082 | 4083 | 4084 | 4085 | 4086 | 4087 | 4088 | 4089 | 4090 | 4091 | 4092 | 4093 | 4094 | 4095 | 4096 | 4097 | 4098 | 4099 | 4100 | 4101 | 4102 | 4103 | 4104 | 4105 | 4106 | 4107 | 4108 | 4109 | 4110 | 4111 | 4112 | 4113 | 4114 | 4115 | 4116 | 4117 | 4118 | 4119 | 4120 | 4121 | 4122 | 4123 | 4124 | 4125 | 4126 | 4127 | 4128 | 4129 | 4130 | 4131 | 4132 | 4133 | 4134 | 4135 | 4136 | 4137 | 4138 | 4139 | 4140 | 4141 | 4142 | 4143 | 4144 | 4145 | 4146 | 4147 | 4148 | 4149 | 4150 | 4151 | 4152 | 4153 | 4154 | 4155 | 4156 | 4157 | 4158 | 4159 | 4160 | 4161 | 4162 | 4163 | 4164 | 4165 | 4166 | 4167 | 4168 | 4169 | 4170 | 4171 | 4172 | 4173 | 4174 | 4175 | 4176 | 4177 | 4178 | 4179 | 4180 | 4181 | 4182 | 4183 | 4184 | 4185 | 4186 | 4187 | 4188 | 4189 | 4190 | 4191 | 4192 | 4193 | 4194 | 4195 | 4196 | 4197 | 4198 | 4199 | 4200 | 4201 | 4202 | 4203 | 4204 | 4205 | 4206 | 4207 | 4208 | 4209 | 4210 | 4211 | 4212 | 4213 | 4214 | 4215 | 4216 | 4217 | 4218 | 4219 | 4220 | 4221 | 4222 | 4223 | 4224 | 4225 | 4226 | 4227 | 4228 | 4229 | 4230 | 4231 | 4232 | 4233 | 4234 | 4235 | 4236 | 4237 | 4238 | 4239 | 4240 | 4241 | 4242 | 4243 | 4244 | 4245 | 4246 | 4247 | 4248 | 4249 | 4250 | 4251 | 4252 | 4253 | 4254 | 4255 | 4256 | 4257 | 4258 | 4259 | 4260 | 4261 | 4262 | 4263 | 4264 | 4265 | 4266 | 4267 | 4268 | 4269 | 4270 | 4271 | 4272 | 4273 | 4274 | 4275 | 4276 | 4277 | 4278 | 4279 | 4280 | 4281 | 4282 | 4283 | 4284 | 4285 | 4286 | 4287 | 4288 | 4289 | 4290 | 4291 | 4292 | 4293 | 4294 | 4295 | 4296 | 4297 | 4298 | 4299 | 4300 | 4301 | 4302 | 4303 | 4304 | 4305 | 4306 | 4307 | 4308 | 4309 | 4310 | 4311 | 4312 | 4313 | 4314 | 4315 | 4316 | 4317 | 4318 | 4319 | 4320 | 4321 | 4322 | 4323 | 4324 | 4325 | 4326 | 4327 | 4328 | 4329 | 4330 | 4331 | 4332 | 4333 | 4334 | 4335 | 4336 | 4337 | 4338 | 4339 | 4340 | 4341 | 4342 | 4343 | 4344 | 4345 | 4346 | 4347 | 4348 | 4349 | 4350 | 4351 | 4352 | 4353 | 4354 | 4355 | 4356 | 4357 | 4358 | 4359 | 4360 | 4361 | 4362 | 4363 | 4364 | 4365 | 4366 | 4367 | 4368 | 4369 | 4370 | 4371 | 4372 | 4373 | 4374 | 4375 | 4376 | 4377 | 4378 | 4379 | 4380 | 4381 | 4382 | 4383 | 4384 | 4385 | 4386 | 4387 | 4388 | 4389 | 4390 | 4391 | 4392 | 4393 | 4394 | 4395 | 4396 | 4397 | 4398 | 4399 | 4400 | 4401 | 4402 | 4403 | 4404 | 4405 | 4406 | 4407 | 4408 | 4409 | 4410 | 4411 | 4412 | 4413 | 4414 | 4415 | 4416 | 4417 | 4418 | 4419 | 4420 | 4421 | 4422 | 4423 | 4424 | 4425 | 4426 | 4427 | 4428 | 4429 | 4430 | 4431 | 4432 | 4433 | 4434 | 4435 | 4436 | 4437 | 4438 | 4439 | 4440 | 4441 | 4442 | 4443 | 4444 | 4445 | 4446 | 4447 | 4448 | 4449 | 4450 | 4451 | 4452 | 4453 | 4454 | 4455 | 4456 | 4457 | 4458 | 4459 | 4460 | 4461 | 4462 | 4463 | 4464 | 4465 | 4466 | 4467 | 4468 | 4469 | 4470 | 4471 | 4472 | 4473 | 4474 | 4475 | 4476 | 4477 | 4478 | 4479 | 4480 | 4481 | 4482 | 4483 | 4484 | 4485 | 4486 | 4487 | 4488 | 4489 | 4490 | 4491 | 4492 | 4493 | 4494 | 4495 | 4496 | 4497 | 4498 | 4499 | 4500 | 4501 | 4502 | 4503 | 4504 | 4505 | 4506 | 4507 | 4508 | 4509 | 4510 | 4511 | 4512 | 4513 | 4514 | 4515 | 4516 | 4517 | 4518 | 4519 | 4520 | 4521 | 4522 | 4523 | 4524 | 4525 | 4526 | 4527 | 4528 | 4529 | 4530 | 4531 | 4532 | 4533 | 4534 | 4535 | 4536 | 4537 | 4538 | 4539 | 4540 | 4541 | 4542 | 4543 | 4544 | 4545 | 4546 | 4547 | 4548 | 4549 | 4550 | 4551 | 4552 | 4553 | 4554 | 4555 | 4556 | 4557 | 4558 | 4559 | 4560 | 4561 | 4562 | 4563 | 4564 | 4565 | 4566 | 4567 | 4568 | 4569 | 4570 | 4571 | 4572 | 4573 | 4574 | 4575 | 4576 | 4577 | 4578 | 4579 | 4580 | 4581 | 4582 | 4583 | 4584 | 4585 | 4586 | 4587 | 4588 | 4589 | 4590 | 4591 | 4592 | 4593 | 4594 | 4595 | 4596 | 4597 | 4598 | 4599 | 4600 | 4601 | 4602 | 4603 | 4604 | 4605 | 4606 | 4607 | 4608 | 4609 | 4610 | 4611 | 4612 | 4613 | 4614 | 4615 | 4616 | 4617 | 4618 | 4619 | 4620 | 4621 | 4622 | 4623 | 4624 | 4625 | 4626 | 4627 | 4628 | 4629 | 4630 | 4631 | 4632 | 4633 | 4634 | 4635 | 4636 | 4637 | 4638 | 4639 | 4640 | 4641 | 4642 | 4643 | 4644 | 4645 | 4646 | 4647 | 4648 | 4649 | 4650 | 4651 | 4652 | 4653 | 4654 | 4655 | 4656 | 4657 | 4658 | 4659 | 4660 | 4661 | 4662 | 4663 | 4664 | 4665 | 4666 | 4667 | 4668 | 4669 | 4670 | 4671 | 4672 | 4673 | 4674 | 4675 | 4676 | 4677 | 4678 | 4679 | 4680 | 4681 | 4682 | 4683 | 4684 | 4685 | 4686 | 4687 | 4688 | 4689 | 4690 | 4691 | 4692 | 4693 | 4694 | 4695 | 4696 | 4697 | 4698 | 4699 | 4700 | 4701 | 4702 | 4703 | 4704 | 4705 | 4706 | 4707 | 4708 | 4709 | 4710 | 4711 | 4712 | 4713 | 4714 | 4715 | 4716 | 4717 | 4718 | 4719 | 4720 | 4721 | 4722 | 4723 | 4724 | 4725 | 4726 | 4727 | 4728 | 4729 | 4730 | 4731 | 4732 | 4733 | 4734 | 4735 | 4736 | 4737 | 4738 | 4739 | 4740 | 4741 | 4742 | 4743 | 4744 | 4745 | 4746 | 4747 | 4748 | 4749 | 4750 | 4751 | 4752 | 4753 | 4754 | 4755 | 4756 | 4757 | 4758 | 4759 | 4760 | 4761 | 4762 | 4763 | 4764 | 4765 | 4766 | 4767 | 4768 | 4769 | 4770 | 4771 | 4772 | 4773 | 4774 | 4775 | 4776 | 4777 | 4778 | 4779 | 4780 | 4781 | 4782 | 4783 | 4784 | 4785 | 4786 | 4787 | 4788 | 4789 | 4790 | 4791 | 4792 | 4793 | 4794 | 4795 | 4796 | 4797 | 4798 | 4799 | 4800 | 4801 | 4802 | 4803 | 4804 | 4805 | 4806 | 4807 | 4808 | 4809 | 4810 | 4811 | 4812 | 4813 | 4814 | 4815 | 4816 | 4817 | 4818 | 4819 | 4820 | 4821 | 4822 | 4823 | 4824 | 4825 | 4826 | 4827 | 4828 | 4829 | 4830 | 4831 | 4832 | 4833 | 4834 | 4835 | 4836 | 4837 | 4838 | 4839 | 4840 | 4841 | 4842 | 4843 | 4844 | 4845 | 4846 | 4847 | 4848 | 4849 | 4850 | 4851 | 4852 | 4853 | 4854 | 4855 | 4856 | 4857 | 4858 | 4859 | 4860 | 4861 | 4862 | 4863 | 4864 | 4865 | 4866 | 4867 | 4868 | 4869 | 4870 | 4871 | 4872 | 4873 | 4874 | 4875 | 4876 | 4877 | 4878 | 4879 | 4880 | 4881 | 4882 | 4883 | 4884 | 4885 | 4886 | 4887 | 4888 | 4889 | 4890 | 4891 | 4892 | 4893 | 4894 | 4895 | 4896 | 4897 | 4898 | 4899 | 4900 | 4901 | 4902 | 4903 | 4904 | 4905 | 4906 | 4907 | 4908 | 4909 | 4910 | 4911 | 4912 | 4913 | 4914 | 4915 | 4916 | 4917 | 4918 | 4919 | 4920 | 4921 | 4922 | 4923 | 4924 | 4925 | 4926 | 4927 | 4928 | 4929 | 4930 | 4931 | 4932 | 4933 | 4934 | 4935 | 4936 | 4937 | 4938 | 4939 | 4940 | 4941 | 4942 | 4943 | 4944 | 4945 | 4946 | 4947 | 4948 | 4949 | 4950 | 4951 | 4952 | 4953 | 4954 | 4955 | 4956 | 4957 | 4958 | 4959 | 4960 | 4961 | 4962 | 4963 | 4964 | 4965 | 4966 | 4967 | 4968 | 4969 | 4970 | 4971 | 4972 | 4973 | 4974 | 4975 | 4976 | 4977 | 4978 | 4979 | 4980 | 4981 | 4982 | 4983 | 4984 | 4985 | 4986 | 4987 | 4988 | 4989 | 4990 | 4991 | 4992 | 4993 | 4994 | 4995 | 4996 | 4997 | 4998 | 4999 | 5000 | 5001 | 5002 | 5003 | 5004 | 5005 | 5006 | 5007 | 5008 | 5009 | 5010 | 5011 | 5012 | 5013 | 5014 | 5015 | 5016 | 5017 | 5018 | 5019 | 5020 | 5021 | 5022 | 5023 | 5024 | 5025 | 5026 | 5027 | 5028 | 5029 | 5030 | 5031 | 5032 | 5033 | 5034 | 5035 | 5036 | 5037 | 5038 | 5039 | 5040 | 5041 | 5042 | 5043 | 5044 | 5045 | 5046 | 5047 | 5048 | 5049 | 5050 | 5051 | 5052 | 5053 | 5054 | 5055 | 5056 | 5057 | 5058 | 5059 | 5060 | 5061 | 5062 | 5063 | 5064 | 5065 | 5066 | 5067 | 5068 | 5069 | 5070 | 5071 | 5072 | 5073 | 5074 | 5075 | 5076 | 5077 | 5078 | 5079 | 5080 | 5081 | 5082 | 5083 | 5084 | 5085 | 5086 | 5087 | 5088 | 5089 | 5090 | 5091 | 5092 | 5093 | 5094 | 5095 | 5096 | 5097 | 5098 | 5099 | 5100 | 5101 | 5102 | 5103 | 5104 | 5105 | 5106 | 5107 | 5108 | 5109 | 5110 | 5111 | 5112 | 5113 | 5114 | 5115 | 5116 | 5117 | 5118 | 5119 | 5120 | 5121 | 5122 | 5123 | 5124 | 5125 | 5126 | 5127 | 5128 | 5129 | 5130 | 5131 | 5132 | 5133 | 5134 | 5135 | 5136 | 5137 | 5138 | 5139 | 5140 | 5141 | 5142 | 5143 | 5144 | 5145 | 5146 | 5147 | 5148 | 5149 | 5150 | 5151 | 5152 | 5153 | 5154 | 5155 | 5156 | 5157 | 5158 | 5159 | 5160 | 5161 | 5162 | 5163 | 5164 | 5165 | 5166 | 5167 | 5168 | 5169 | 5170 | 5171 | 5172 | 5173 | 5174 | 5175 | 5176 | 5177 | 5178 | 5179 | 5180 | 5181 | 5182 | 5183 | 5184 | 5185 | 5186 | 5187 | 5188 | 5189 | 5190 | 5191 | 5192 | 5193 | 5194 | 5195 | 5196 | 5197 | 5198 | 5199 | 5200 | 5201 | 5202 | 5203 | 5204 | 5205 | 5206 | 5207 | 5208 | 5209 | 5210 | 5211 | 5212 | 5213 | 5214 | 5215 | 5216 | 5217 | 5218 | 5219 | 5220 | 5221 | 5222 | 5223 | 5224 | 5225 | 5226 | 5227 | 5228 | 5229 | 5230 | 5231 | 5232 | 5233 | 5234 | 5235 | 5236 | 5237 | 5238 | 5239 | 5240 | 5241 | 5242 | 5243 | 5244 | 5245 | 5246 | 5247 | 5248 | 5249 | 5250 | 5251 | 5252 | 5253 | 5254 | 5255 | 5256 | 5257 | 5258 | 5259 | 5260 | 5261 | 5262 | 5263 | 5264 | 5265 | 5266 | 5267 | 5268 | 5269 | 5270 | 5271 | 5272 | 5273 | 5274 | 5275 | 5276 | 5277 | 5278 | 5279 | 5280 | 5281 | 5282 | 5283 | 5284 | 5285 | 5286 | 5287 | 5288 | 5289 | 5290 | 5291 | 5292 | 5293 | 5294 | 5295 | 5296 | 5297 | 5298 | 5299 | 5300 | 5301 | 5302 | 5303 | 5304 | 5305 | 5306 | 5307 | 5308 | 5309 | 5310 | 5311 | 5312 | 5313 | 5314 | 5315 | 5316 | 5317 | 5318 | 5319 | 5320 | 5321 | 5322 | 5323 | 5324 | 5325 | 5326 | 5327 | 5328 | 5329 | 5330 | 5331 | 5332 | 5333 | 5334 | 5335 | 5336 | 5337 | 5338 | 5339 | 5340 | 5341 | 5342 | 5343 | 5344 | 5345 | 5346 | 5347 | 5348 | 5349 | 5350 | 5351 | 5352 | 5353 | 5354 | 5355 | 5356 | 5357 | 5358 | 5359 | 5360 | 5361 | 5362 | 5363 | 5364 | 5365 | 5366 | 5367 | 5368 | 5369 | 5370 | 5371 | 5372 | 5373 | 5374 | 5375 | 5376 | 5377 | 5378 | 5379 | 5380 | 5381 | 5382 | 5383 | 5384 | 5385 | 5386 | 5387 | 5388 | 5389 | 5390 | 5391 | 5392 | 5393 | 5394 | 5395 | 5396 | 5397 | 5398 | 5399 | 5400 | 5401 | 5402 | 5403 | 5404 | 5405 | 5406 | 5407 | 5408 | 5409 | 5410 | 5411 | 5412 | 5413 | 5414 | 5415 | 5416 | 5417 | 5418 | 5419 | 5420 | 5421 | 5422 | 5423 | 5424 | 5425 | 5426 | 5427 | 5428 | 5429 | 5430 | 5431 | 5432 | 5433 | 5434 | 5435 | 5436 | 5437 | 5438 | 5439 | 5440 | 5441 | 5442 | 5443 | 5444 | 5445 | 5446 | 5447 | 5448 | 5449 | 5450 | 5451 | 5452 | 5453 | 5454 | 5455 | 5456 | 5457 | 5458 | 5459 | 5460 | 5461 | 5462 | 5463 | 5464 | 5465 | 5466 | 5467 | 5468 | 5469 | 5470 | 5471 | 5472 | 5473 | 5474 | 5475 | 5476 | 5477 | 5478 | 5479 | 5480 | 5481 | 5482 | 5483 | 5484 | 5485 | 5486 | 5487 | 5488 | 5489 | 5490 | 5491 | 5492 | 5493 | 5494 | 5495 | 5496 | 5497 | 5498 | 5499 | 5500 | 5501 | 5502 | 5503 | 5504 | 5505 | 5506 | 5507 | 5508 | 5509 | 5510 | 5511 | 5512 | 5513 | 5514 | 5515 | 5516 | 5517 | 5518 | 5519 | 5520 | 5521 | 5522 | 5523 | 5524 | 5525 | 5526 | 5527 | 5528 | 5529 | 5530 | 5531 | 5532 | 5533 | 5534 | 5535 | 5536 | 5537 | 5538 | 5539 | 5540 | 5541 | 5542 | 5543 | 5544 | 5545 | 5546 | 5547 | 5548 | 5549 | 5550 | 5551 | 5552 | 5553 | 5554 | 5555 | 5556 | 5557 | 5558 | 5559 | 5560 | 5561 | 5562 | 5563 | 5564 | 5565 | 5566 | 5567 | 5568 | 5569 | 5570 | 5571 | 5572 | 5573 | 5574 | 5575 | 5576 | 5577 | 5578 | 5579 | 5580 | 5581 | 5582 | 5583 | 5584 | 5585 | 5586 | 5587 | 5588 | 5589 | 5590 | 5591 | 5592 | 5593 | 5594 | 5595 | 5596 | 5597 | 5598 | 5599 | 5600 | 5601 | 5602 | 5603 | 5604 | 5605 | 5606 | 5607 | 5608 | 5609 | 5610 | 5611 | 5612 | 5613 | 5614 | 5615 | 5616 | 5617 | 5618 | 5619 | 5620 | 5621 | 5622 | 5623 | 5624 | 5625 | 5626 | 5627 | 5628 | 5629 | 5630 | 5631 | 5632 | 5633 | 5634 | 5635 | 5636 | 5637 | 5638 | 5639 | 5640 | 5641 | 5642 | 5643 | 5644 | 5645 | 5646 | 5647 | 5648 | 5649 | 5650 | 5651 | 5652 | 5653 | 5654 | 5655 | 5656 | 5657 | 5658 | 5659 | 5660 | 5661 | 5662 | 5663 | 5664 | 5665 | 5666 | 5667 | 5668 | 5669 | 5670 | 5671 | 5672 | 5673 | 5674 | 5675 | 5676 | 5677 | 5678 | 5679 | 5680 | 5681 | 5682 | 5683 | 5684 | 5685 | 5686 | 5687 | 5688 | 5689 | 5690 | 5691 | 5692 | 5693 | 5694 | 5695 | 5696 | 5697 | 5698 | 5699 | 5700 | 5701 | 5702 | 5703 | 5704 | 5705 | 5706 | 5707 | 5708 | 5709 | 5710 | 5711 | 5712 | 5713 | 5714 | 5715 | 5716 | 5717 | 5718 | 5719 | 5720 | 5721 | 5722 | 5723 | 5724 | 5725 | 5726 | 5727 | 5728 | 5729 | 5730 | 5731 | 5732 | 5733 | 5734 | 5735 | 5736 | 5737 | 5738 | 5739 | 5740 | 5741 | 5742 | 5743 | 5744 | 5745 | 5746 | 5747 | 5748 | 5749 | 5750 | 5751 | 5752 | 5753 | 5754 | 5755 | 5756 | 5757 | 5758 | 5759 | 5760 | 5761 | 5762 | 5763 | 5764 | 5765 | 5766 | 5767 | 5768 | 5769 | 5770 | 5771 | 5772 | 5773 | 5774 | 5775 | 5776 | 5777 | 5778 | 5779 | 5780 | 5781 | 5782 | 5783 | 5784 | 5785 | 5786 | 5787 | 5788 | 5789 | 5790 | 5791 | 5792 | 5793 | 5794 | 5795 | 5796 | 5797 | 5798 | 5799 | 5800 | 5801 | 5802 | 5803 | 5804 | 5805 | 5806 | 5807 | 5808 | 5809 | 5810 | 5811 | 5812 | 5813 | 5814 | 5815 | 5816 | 5817 | 5818 | 5819 | 5820 | 5821 | 5822 | 5823 | 5824 | 5825 | 5826 | 5827 | 5828 | 5829 | 5830 | 5831 | 5832 | 5833 | 5834 | 5835 | 5836 | 5837 | 5838 | 5839 | 5840 | 5841 | 5842 | 5843 | 5844 | 5845 | 5846 | 5847 | 5848 | 5849 | 5850 | 5851 | 5852 | 5853 | 5854 | 5855 | 5856 | 5857 | 5858 | 5859 | 5860 | 5861 | 5862 | 5863 | 5864 | 5865 | 5866 | 5867 | 5868 | 5869 | 5870 | 5871 | 5872 | 5873 | 5874 | 5875 | 5876 | 5877 | 5878 | 5879 | 5880 | 5881 | 5882 | 5883 | 5884 | 5885 | 5886 | 5887 | 5888 | 5889 | 5890 | 5891 | 5892 | 5893 | 5894 | 5895 | 5896 | 5897 | 5898 | 5899 | 5900 | 5901 | 5902 | 5903 | 5904 | 5905 | 5906 | 5907 | 5908 | 5909 | 5910 | 5911 | 5912 | 5913 | 5914 | 5915 | 5916 | 5917 | 5918 | 5919 | 5920 | 5921 | 5922 | 5923 | 5924 | 5925 | 5926 | 5927 | 5928 | 5929 | 5930 | 5931 | 5932 | 5933 | 5934 | 5935 | 5936 | 5937 | 5938 | 5939 | 5940 | 5941 | 5942 | 5943 | 5944 | 5945 | 5946 | 5947 | 5948 | 5949 | 5950 | 5951 | 5952 | 5953 | 5954 | 5955 | 5956 | 5957 | 5958 | 5959 | 5960 | 5961 | 5962 | 5963 | 5964 | 5965 | 5966 | 5967 | 5968 | 5969 | 5970 | 5971 | 5972 | 5973 | 5974 | 5975 | 5976 | 5977 | 5978 | 5979 | 5980 | 5981 | 5982 | 5983 | 5984 | 5985 | 5986 | 5987 | 5988 | 5989 | 5990 | 5991 | 5992 | 5993 | 5994 | 5995 | 5996 | 5997 | 5998 | 5999 | 6000 | 6001 | 6002 | 6003 | 6004 | 6005 | 6006 | 6007 | 6008 | 6009 | 6010 | 6011 | 6012 | 6013 | 6014 | 6015 | 6016 | 6017 | 6018 | 6019 | 6020 | 6021 | 6022 | 6023 | 6024 | 6025 | 6026 | 6027 | 6028 | 6029 | 6030 | 6031 | 6032 | 6033 | 6034 | 6035 | 6036 | 6037 | 6038 | 6039 | 6040 | 6041 | 6042 | 6043 | 6044 | 6045 | 6046 | 6047 | 6048 | 6049 | 6050 | 6051 | 6052 | 6053 | 6054 | 6055 | 6056 | 6057 | 6058 | 6059 | 6060 | 6061 | 6062 | 6063 | 6064 | 6065 | 6066 | 6067 | 6068 | 6069 | 6070 | 6071 | 6072 | 6073 | 6074 | 6075 | 6076 | 6077 | 6078 | 6079 | 6080 | 6081 | 6082 | 6083 | 6084 | 6085 | 6086 | 6087 | 6088 | 6089 | 6090 | 6091 | 6092 | 6093 | 6094 | 6095 | 6096 | 6097 | 6098 | 6099 | 6100 | 6101 | 6102 | 6103 | 6104 | 6105 | 6106 | 6107 | 6108 | 6109 | 6110 | 6111 | 6112 | 6113 | 6114 | 6115 | 6116 | 6117 | 6118 | 6119 | 6120 | 6121 | 6122 | 6123 | 6124 | 6125 | 6126 | 6127 | 6128 | 6129 | 6130 | 6131 | 6132 | 6133 | 6134 | 6135 | 6136 | 6137 | 6138 | 6139 | 6140 | 6141 | 6142 | 6143 | 6144 | 6145 | 6146 | 6147 | 6148 | 6149 | 6150 | 6151 | 6152 | 6153 | 6154 | 6155 | 6156 | 6157 | 6158 | 6159 | 6160 | 6161 | 6162 | 6163 | 6164 | 6165 | 6166 | 6167 | 6168 | 6169 | 6170 | 6171 | 6172 | 6173 | 6174 | 6175 | 6176 | 6177 | 6178 | 6179 | 6180 | 6181 | 6182 | 6183 | 6184 | 6185 | 6186 | 6187 | 6188 | 6189 | 6190 | 6191 | 6192 | 6193 | 6194 | 6195 | 6196 | 6197 | 6198 | 6199 | 6200 | 6201 | 6202 | 6203 | 6204 | 6205 | 6206 | 6207 | 6208 | 6209 | 6210 | 6211 | 6212 | 6213 | 6214 | 6215 | 6216 | 6217 | 6218 | 6219 | 6220 | 6221 | 6222 | 6223 | 6224 | 6225 | 6226 | 6227 | 6228 | 6229 | 6230 | 6231 | 6232 | 6233 | 6234 | 6235 | 6236 | 6237 | 6238 | 6239 | 6240 | 6241 | 6242 | 6243 | 6244 | 6245 | 6246 | 6247 | 6248 | 6249 | 6250 | 6251 | 6252 | 6253 | 6254 | 6255 | 6256 | 6257 | 6258 | 6259 | 6260 | 6261 | 6262 | 6263 | 6264 | 6265 | 6266 | 6267 | 6268 | 6269 | 6270 | 6271 | 6272 | 6273 | 6274 | 6275 | 6276 | 6277 | 6278 | 6279 | 6280 | 6281 | 6282 | 6283 | 6284 | 6285 | 6286 | 6287 | 6288 | 6289 | 6290 | 6291 | 6292 | 6293 | 6294 | 6295 | 6296 | 6297 | 6298 | 6299 | 6300 | 6301 | 6302 | 6303 | 6304 | 6305 | 6306 | 6307 | 6308 | 6309 | 6310 | 6311 | 6312 | 6313 | 6314 | 6315 | 6316 | 6317 | 6318 | 6319 | 6320 | 6321 | 6322 | 6323 | 6324 | 6325 | 6326 | 6327 | 6328 | 6329 | 6330 | 6331 | 6332 | 6333 | 6334 | 6335 | 6336 | 6337 | 6338 | 6339 | 6340 | 6341 | 6342 | 6343 | 6344 | 6345 | 6346 | 6347 | 6348 | 6349 | 6350 | 6351 | 6352 | 6353 | 6354 | 6355 | 6356 | 6357 | 6358 | 6359 | 6360 | 6361 | 6362 | 6363 | 6364 | 6365 | 6366 | 6367 | 6368 | 6369 | 6370 | 6371 | 6372 | 6373 | 6374 | 6375 | 6376 | 6377 | 6378 | 6379 | 6380 | 6381 | 6382 | 6383 | 6384 | 6385 | 6386 | 6387 | 6388 | 6389 | 6390 | 6391 | 6392 | 6393 | 6394 | 6395 | 6396 | 6397 | 6398 | 6399 | 6400 | 6401 | 6402 | 6403 | 6404 | 6405 | 6406 | 6407 | 6408 | 6409 | 6410 | 6411 | 6412 | 6413 | 6414 | 6415 | 6416 | 6417 | 6418 | 6419 | 6420 | 6421 | 6422 | 6423 | 6424 | 6425 | 6426 | 6427 | 6428 | 6429 | 6430 | 6431 | 6432 | 6433 | 6434 | 6435 | 6436 | 6437 | 6438 | 6439 | 6440 | 6441 | 6442 | 6443 | 6444 | 6445 | 6446 | 6447 | 6448 | 6449 | 6450 | 6451 | 6452 | 6453 | 6454 | 6455 | 6456 | 6457 | 6458 | 6459 | 6460 | 6461 | 6462 | 6463 | 6464 | 6465 | 6466 | 6467 | 6468 | 6469 | 6470 | 6471 | 6472 | 6473 | 6474 | 6475 | 6476 | 6477 | 6478 | 6479 | 6480 | 6481 | 6482 | 6483 | 6484 | 6485 | 6486 | 6487 | 6488 | 6489 | 6490 | 6491 | 6492 | 6493 | 6494 | 6495 | 6496 | 6497 | 6498 | 6499 | 6500 | 6501 | 6502 | 6503 | 6504 | 6505 | 6506 | 6507 | 6508 | 6509 | 6510 | 6511 | 6512 | 6513 | 6514 | 6515 | 6516 | 6517 | 6518 | 6519 | 6520 | 6521 | 6522 | 6523 | 6524 | 6525 | 6526 | 6527 | 6528 | 6529 | 6530 | 6531 | 6532 | 6533 | 6534 | 6535 | 6536 | 6537 | 6538 | 6539 | 6540 | 6541 | 6542 | 6543 | 6544 | 6545 | 6546 | 6547 | 6548 | 6549 | 6550 | 6551 | 6552 | 6553 | 6554 | 6555 | 6556 | 6557 | 6558 | 6559 | 6560 | 6561 | 6562 | 6563 | 6564 | 6565 | 6566 | 6567 | 6568 | 6569 | 6570 | 6571 | 6572 | 6573 | 6574 | 6575 | 6576 | 6577 | 6578 | 6579 | 6580 | 6581 | 6582 | 6583 | 6584 | 6585 | 6586 | 6587 | 6588 | 6589 | 6590 | 6591 | 6592 | 6593 | 6594 | 6595 | 6596 | 6597 | 6598 | 6599 | 6600 | 6601 | 6602 | 6603 | 6604 | 6605 | 6606 | 6607 | 6608 | 6609 | 6610 | 6611 | 6612 | 6613 | 6614 | 6615 | 6616 | 6617 | 6618 | 6619 | 6620 | 6621 | 6622 | 6623 | 6624 | 6625 | 6626 | 6627 | 6628 | 6629 | 6630 | 6631 | 6632 | 6633 | 6634 | 6635 | 6636 | 6637 | 6638 | 6639 | 6640 | 6641 | 6642 | 6643 | 6644 | 6645 | 6646 | 6647 | 6648 | 6649 | 6650 | 6651 | 6652 | 6653 | 6654 | 6655 | 6656 | 6657 | 6658 | 6659 | 6660 | 6661 | 6662 | 6663 | 6664 | 6665 | 6666 | 6667 | 6668 | 6669 | 6670 | 6671 | 6672 | 6673 | 6674 | 6675 | 6676 | 6677 | 6678 | 6679 | 6680 | 6681 | 6682 | 6683 | 6684 | 6685 | 6686 | 6687 | 6688 | 6689 | 6690 | 6691 | 6692 | 6693 | 6694 | 6695 | 6696 | 6697 | 6698 | 6699 | 6700 | 6701 | 6702 | 6703 | 6704 | 6705 | 6706 | 6707 | 6708 | 6709 | 6710 | 6711 | 6712 | 6713 | 6714 | 6715 | 6716 | 6717 | 6718 | 6719 | 6720 | 6721 | 6722 | 6723 | 6724 | 6725 | 6726 | 6727 | 6728 | 6729 | 6730 | 6731 | 6732 | 6733 | 6734 | 6735 | 6736 | 6737 | 6738 | 6739 | 6740 | 6741 | 6742 | 6743 | 6744 | 6745 | 6746 | 6747 | 6748 | 6749 | 6750 | 6751 | 6752 | 6753 | 6754 | 6755 | 6756 | 6757 | 6758 | 6759 | 6760 | 6761 | 6762 | 6763 | 6764 | 6765 | 6766 | 6767 | 6768 | 6769 | 6770 | 6771 | 6772 | 6773 | 6774 | 6775 | 6776 | 6777 | 6778 | 6779 | 6780 | 6781 | 6782 | 6783 | 6784 | 6785 | 6786 | 6787 | 6788 | 6789 | 6790 | 6791 | 6792 | 6793 | 6794 | 6795 | 6796 | 6797 | 6798 | 6799 | 6800 | 6801 | 6802 | 6803 | 6804 | 6805 | 6806 | 6807 | 6808 | 6809 | 6810 | 6811 | 6812 | 6813 | 6814 | 6815 | 6816 | 6817 | 6818 | 6819 | 6820 | 6821 | 6822 | 6823 | 6824 | 6825 | 6826 | 6827 | 6828 | 6829 | 6830 | 6831 | 6832 | 6833 | 6834 | 6835 | 6836 | 6837 | 6838 | 6839 | 6840 | 6841 | 6842 | 6843 | 6844 | 6845 | 6846 | 6847 | 6848 | 6849 | 6850 | 6851 | 6852 | 6853 | 6854 | 6855 | 6856 | 6857 | 6858 | 6859 | 6860 | 6861 | 6862 | 6863 | 6864 | 6865 | 6866 | 6867 | 6868 | 6869 | 6870 | 6871 | 6872 | 6873 | 6874 | 6875 | 6876 | 6877 | 6878 | 6879 | 6880 | 6881 | 6882 | 6883 | 6884 | 6885 | 6886 | 6887 | 6888 | 6889 | 6890 | 6891 | 6892 | 6893 | 6894 | 6895 | 6896 | 6897 | 6898 | 6899 | 6900 | 6901 | 6902 | 6903 | 6904 | 6905 | 6906 | 6907 | 6908 | 6909 | 6910 | 6911 | 6912 | 6913 | 6914 | 6915 | 6916 | 6917 | 6918 | 6919 | 6920 | 6921 | 6922 | 6923 | 6924 | 6925 | 6926 | 6927 | 6928 | 6929 | 6930 | 6931 | 6932 | 6933 | 6934 | 6935 | 6936 | 6937 | 6938 | 6939 | 6940 | 6941 | 6942 | 6943 | 6944 | 6945 | 6946 | 6947 | 6948 | 6949 | 6950 | 6951 | 6952 | 6953 | 6954 | 6955 | 6956 | 6957 | 6958 | 6959 | 6960 | 6961 | 6962 | 6963 | 6964 | 6965 | 6966 | 6967 | 6968 | 6969 | 6970 | 6971 | 6972 | 6973 | 6974 | 6975 | 6976 | 6977 | 6978 | 6979 | 6980 | 6981 | 6982 | 6983 | 6984 | 6985 | 6986 | 6987 | 6988 | 6989 | 6990 | 6991 | 6992 | 6993 | 6994 | 6995 | 6996 | 6997 | 6998 | 6999 | 7000 | 7001 | 7002 | 7003 | 7004 | 7005 | 7006 | 7007 | 7008 | 7009 | 7010 | 7011 | 7012 | 7013 | 7014 | 7015 | 7016 | 7017 | 7018 | 7019 | 7020 | 7021 | 7022 | 7023 | 7024 | 7025 | 7026 | 7027 | 7028 | 7029 | 7030 | 7031 | 7032 | 7033 | 7034 | 7035 | 7036 | 7037 | 7038 | 7039 | 7040 | 7041 | 7042 | 7043 | 7044 | 7045 | 7046 | 7047 | 7048 | 7049 | 7050 | 7051 | 7052 | 7053 | 7054 | 7055 | 7056 | 7057 | 7058 | 7059 | 7060 | 7061 | 7062 | 7063 | 7064 | 7065 | 7066 | 7067 | 7068 | 7069 | 7070 | 7071 | 7072 | 7073 | 7074 | 7075 | 7076 | 7077 | 7078 | 7079 | 7080 | 7081 | 7082 | 7083 | 7084 | 7085 | 7086 | 7087 | 7088 | 7089 | 7090 | 7091 | 7092 | 7093 | 7094 | 7095 | 7096 | 7097 | 7098 | 7099 | 7100 | 7101 | 7102 | 7103 | 7104 | 7105 | 7106 | 7107 | 7108 | 7109 | 7110 | 7111 | 7112 | 7113 | 7114 | 7115 | 7116 | 7117 | 7118 | 7119 | 7120 | 7121 | 7122 | 7123 | 7124 | 7125 | 7126 | 7127 | 7128 | 7129 | 7130 | 7131 | 7132 | 7133 | 7134 | 7135 | 7136 | 7137 | 7138 | 7139 | 7140 | 7141 | 7142 | 7143 | 7144 | 7145 | 7146 | 7147 | 7148 | 7149 | 7150 | 7151 | 7152 | 7153 | 7154 | 7155 | 7156 | 7157 | 7158 | 7159 | 7160 | 7161 | 7162 | 7163 | 7164 | 7165 | 7166 | 7167 | 7168 | 7169 | 7170 | 7171 | 7172 | 7173 | 7174 | 7175 | 7176 | 7177 | 7178 | 7179 | 7180 | 7181 | 7182 | 7183 | 7184 | 7185 | 7186 | 7187 | 7188 | 7189 | 7190 | 7191 | 7192 | 7193 | 7194 | 7195 | 7196 | 7197 | 7198 | 7199 | 7200 | 7201 | 7202 | 7203 | 7204 | 7205 | 7206 | 7207 | 7208 | 7209 | 7210 | 7211 | 7212 | 7213 | 7214 | 7215 | 7216 | 7217 | 7218 | 7219 | 7220 | 7221 | 7222 | 7223 | 7224 | 7225 | 7226 | 7227 | 7228 | 7229 | 7230 | 7231 | 7232 | 7233 | 7234 | 7235 | 7236 | 7237 | 7238 | 7239 | 7240 | 7241 | 7242 | 7243 | 7244 | 7245 | 7246 | 7247 | 7248 | 7249 | 7250 | 7251 | 7252 | 7253 | 7254 | 7255 | 7256 | 7257 | 7258 | 7259 | 7260 | 7261 | 7262 | 7263 | 7264 | 7265 | 7266 | 7267 | 7268 | 7269 | 7270 | 7271 | 7272 | 7273 | 7274 | 7275 | 7276 | 7277 | 7278 | 7279 | 7280 | 7281 | 7282 | 7283 | 7284 | 7285 | 7286 | 7287 | 7288 | 7289 | 7290 | 7291 | 7292 | 7293 | 7294 | 7295 | 7296 | 7297 | 7298 | 7299 | 7300 | 7301 | 7302 | 7303 | 7304 | 7305 | 7306 | 7307 | 7308 | 7309 | 7310 | 7311 | 7312 | 7313 | 7314 | 7315 | 7316 | 7317 | 7318 | 7319 | 7320 | 7321 | 7322 | 7323 | 7324 | 7325 | 7326 | 7327 | 7328 | 7329 | 7330 | 7331 | 7332 | 7333 | 7334 | 7335 | 7336 | 7337 | 7338 | 7339 | 7340 | 7341 | 7342 | 7343 | 7344 | 7345 | 7346 | 7347 | 7348 | 7349 | 7350 | 7351 | 7352 | 7353 | 7354 | 7355 | 7356 | 7357 | 7358 | 7359 | 7360 | 7361 | 7362 | 7363 | 7364 | 7365 | 7366 | 7367 | 7368 | 7369 | 7370 | 7371 | 7372 | 7373 | 7374 | 7375 | 7376 | 7377 | 7378 | 7379 | 7380 | 7381 | 7382 | 7383 | 7384 | 7385 | 7386 | 7387 | 7388 | 7389 | 7390 | 7391 | 7392 | 7393 | 7394 | 7395 | 7396 | 7397 | 7398 | 7399 | 7400 | 7401 | 7402 | 7403 | 7404 | 7405 | 7406 | 7407 | 7408 | 7409 | 7410 | 7411 | 7412 | 7413 | 7414 | 7415 | 7416 | 7417 | 7418 | 7419 | 7420 | 7421 | 7422 | 7423 | 7424 | 7425 | 7426 | 7427 | 7428 | 7429 | 7430 | 7431 | 7432 | 7433 | 7434 | 7435 | 7436 | 7437 | 7438 | 7439 | 7440 | 7441 | 7442 | 7443 | 7444 | 7445 | 7446 | 7447 | 7448 | 7449 | 7450 | 7451 | 7452 | 7453 | 7454 | 7455 | 7456 | 7457 | 7458 | 7459 | 7460 | 7461 | 7462 | 7463 | 7464 | 7465 | 7466 | 7467 | 7468 | 7469 | 7470 | 7471 | 7472 | 7473 | 7474 | 7475 | 7476 | 7477 | 7478 | 7479 | 7480 | 7481 | 7482 | 7483 | 7484 | 7485 | 7486 | 7487 | 7488 | 7489 | 7490 | 7491 | 7492 | 7493 | 7494 | 7495 | 7496 | 7497 | 7498 | 7499 | 7500 | 7501 | 7502 | 7503 | 7504 | 7505 | 7506 | 7507 | 7508 | 7509 | 7510 | 7511 | 7512 | 7513 | 7514 | 7515 | 7516 | 7517 | 7518 | 7519 | 7520 | 7521 | 7522 | 7523 | 7524 | 7525 | 7526 | 7527 | 7528 | 7529 | 7530 | 7531 | 7532 | 7533 | 7534 | 7535 | 7536 | 7537 | 7538 | 7539 | 7540 | 7541 | 7542 | 7543 | 7544 | 7545 | 7546 | 7547 | 7548 | 7549 | 7550 | 7551 | 7552 | 7553 | 7554 | 7555 | 7556 | 7557 | 7558 | 7559 | 7560 | 7561 | 7562 | 7563 | 7564 | 7565 | 7566 | 7567 | 7568 | 7569 | 7570 | 7571 | 7572 | 7573 | 7574 | 7575 | 7576 | 7577 | 7578 | 7579 | 7580 | 7581 | 7582 | 7583 | 7584 | 7585 | 7586 | 7587 | 7588 | 7589 | 7590 | 7591 | 7592 | 7593 | 7594 | 7595 | 7596 | 7597 | 7598 | 7599 | 7600 | 7601 | 7602 | 7603 | 7604 | 7605 | 7606 | 7607 | 7608 | 7609 | 7610 | 7611 | 7612 | 7613 | 7614 | 7615 | 7616 | 7617 | 7618 | 7619 | 7620 | 7621 | 7622 | 7623 | 7624 | 7625 | 7626 | 7627 | 7628 | 7629 | 7630 | 7631 | 7632 | 7633 | 7634 | 7635 | 7636 | 7637 | 7638 | 7639 | 7640 | 7641 | 7642 | 7643 | 7644 | 7645 | 7646 | 7647 | 7648 | 7649 | 7650 | 7651 | 7652 | 7653 | 7654 | 7655 | 7656 | 7657 | 7658 | 7659 | 7660 | 7661 | 7662 | 7663 | 7664 | 7665 | 7666 | 7667 | 7668 | 7669 | 7670 | 7671 | 7672 | 7673 | 7674 | 7675 | 7676 | 7677 | 7678 | 7679 | 7680 | 7681 | 7682 | 7683 | 7684 | 7685 | 7686 | 7687 | 7688 | 7689 | 7690 | 7691 | 7692 | 7693 | 7694 | 7695 | 7696 | 7697 | 7698 | 7699 | 7700 | 7701 | 7702 | 7703 | 7704 | 7705 | 7706 | 7707 | 7708 | 7709 | 7710 | 7711 | 7712 | 7713 | 7714 | 7715 | 7716 | 7717 | 7718 | 7719 | 7720 | 7721 | 7722 | 7723 | 7724 | 7725 | 7726 | 7727 | 7728 | 7729 | 7730 | 7731 | 7732 | 7733 | 7734 | 7735 | 7736 | 7737 | 7738 | 7739 | 7740 | 7741 | 7742 | 7743 | 7744 | 7745 | 7746 | 7747 | 7748 | 7749 | 7750 | 7751 | 7752 | 7753 | 7754 | 7755 | 7756 | 7757 | 7758 | 7759 | 7760 | 7761 | 7762 | 7763 | 7764 | 7765 | 7766 | 7767 | 7768 | 7769 | 7770 | 7771 | 7772 | 7773 | 7774 | 7775 | 7776 | 7777 | 7778 | 7779 | 7780 | 7781 | 7782 | 7783 | 7784 | 7785 | 7786 | 7787 | 7788 | 7789 | 7790 | 7791 | 7792 | 7793 | 7794 | 7795 | 7796 | 7797 | 7798 | 7799 | 7800 | 7801 | 7802 | 7803 | 7804 | 7805 | 7806 | 7807 | 7808 | 7809 | 7810 | 7811 | 7812 | 7813 | 7814 | 7815 | 7816 | 7817 | 7818 | 7819 | 7820 | 7821 | 7822 | 7823 | 7824 | 7825 | 7826 | 7827 | 7828 | 7829 | 7830 | 7831 | 7832 | 7833 | 7834 | 7835 | 7836 | 7837 | 7838 | 7839 | 7840 | 7841 | 7842 | 7843 | 7844 | 7845 | 7846 | 7847 | 7848 | 7849 | 7850 | 7851 | 7852 | 7853 | 7854 | 7855 | 7856 | 7857 | 7858 | 7859 | 7860 | 7861 | 7862 | 7863 | 7864 | 7865 | 7866 | 7867 | 7868 | 7869 | 7870 | 7871 | 7872 | 7873 | 7874 | 7875 | 7876 | 7877 | 7878 | 7879 | 7880 | 7881 | 7882 | 7883 | 7884 | 7885 | 7886 | 7887 | 7888 | 7889 | 7890 | 7891 | 7892 | 7893 | 7894 | 7895 | 7896 | 7897 | 7898 | 7899 | 7900 | 7901 | 7902 | 7903 | 7904 | 7905 | 7906 | 7907 | 7908 | 7909 | 7910 | 7911 | 7912 | 7913 | 7914 | 7915 | 7916 | 7917 | 7918 | 7919 | 7920 | 7921 | 7922 | 7923 | 7924 | 7925 | 7926 | 7927 | 7928 | 7929 | 7930 | 7931 | 7932 | 7933 | 7934 | 7935 | 7936 | 7937 | 7938 | 7939 | 7940 | 7941 | 7942 | 7943 | 7944 | 7945 | 7946 | 7947 | 7948 | 7949 | 7950 | 7951 | 7952 | 7953 | 7954 | 7955 | 7956 | 7957 | 7958 | 7959 | 7960 | 7961 | 7962 | 7963 | 7964 | 7965 | 7966 | 7967 | 7968 | 7969 | 7970 | 7971 | 7972 | 7973 | 7974 | 7975 | 7976 | 7977 | 7978 | 7979 | 7980 | 7981 | 7982 | 7983 | 7984 | 7985 | 7986 | 7987 | 7988 | 7989 | 7990 | 7991 | 7992 | 7993 | 7994 | 7995 | 7996 | 7997 | 7998 | 7999 | 8000 | 8001 | 8002 | 8003 | 8004 | 8005 | 8006 | 8007 | 8008 | 8009 | 8010 | 8011 | 8012 | 8013 | 8014 | 8015 | 8016 | 8017 | 8018 | 8019 | 8020 | 8021 | 8022 | 8023 | 8024 | 8025 | 8026 | 8027 | 8028 | 8029 | 8030 | 8031 | 8032 | 8033 | 8034 | 8035 | 8036 | 8037 | 8038 | 8039 | 8040 | 8041 | 8042 | 8043 | 8044 | 8045 | 8046 | 8047 | 8048 | 8049 | 8050 | 8051 | 8052 | 8053 | 8054 | 8055 | 8056 | 8057 | 8058 | 8059 | 8060 | 8061 | 8062 | 8063 | 8064 | 8065 | 8066 | 8067 | 8068 | 8069 | 8070 | 8071 | 8072 | 8073 | 8074 | 8075 | 8076 | 8077 | 8078 | 8079 | 8080 | 8081 | 8082 | 8083 | 8084 | 8085 | 8086 | 8087 | 8088 | 8089 | 8090 | 8091 | 8092 | 8093 | 8094 | 8095 | 8096 | 8097 | 8098 | 8099 | 8100 | 8101 | 8102 | 8103 | 8104 | 8105 | 8106 | 8107 | 8108 | 8109 | 8110 | 8111 | 8112 | 8113 | 8114 | 8115 | 8116 | 8117 | 8118 | 8119 | 8120 | 8121 | 8122 | 8123 | 8124 | 8125 | 8126 | 8127 | 8128 | 8129 | 8130 | 8131 | 8132 | 8133 | 8134 | 8135 | 8136 | 8137 | 8138 | 8139 | 8140 | 8141 | 8142 | 8143 | 8144 | 8145 | 8146 | 8147 | 8148 | 8149 | 8150 | 8151 | 8152 | 8153 | 8154 | 8155 | 8156 | 8157 | 8158 | 8159 | 8160 | 8161 | 8162 | 8163 | 8164 | 8165 | 8166 | 8167 | 8168 | 8169 | 8170 | 8171 | 8172 | 8173 | 8174 | 8175 | 8176 | 8177 | 8178 | 8179 | 8180 | 8181 | 8182 | 8183 | 8184 | 8185 | 8186 | 8187 | 8188 | 8189 | 8190 | 8191 | 8192 | 8193 | 8194 | 8195 | 8196 | 8197 | 8198 | 8199 | 8200 | 8201 | 8202 | 8203 | 8204 | 8205 | 8206 | 8207 | 8208 | 8209 | 8210 | 8211 | 8212 | 8213 | 8214 | 8215 | 8216 | 8217 | 8218 | 8219 | 8220 | 8221 | 8222 | 8223 | 8224 | 8225 | 8226 | 8227 | 8228 | 8229 | 8230 | 8231 | 8232 | 8233 | 8234 | 8235 | 8236 | 8237 | 8238 | 8239 | 8240 | 8241 | 8242 | 8243 | 8244 | 8245 | 8246 | 8247 | 8248 | 8249 | 8250 | 8251 | 8252 | 8253 | 8254 | 8255 | 8256 | 8257 | 8258 | 8259 | 8260 | 8261 | 8262 | 8263 | 8264 | 8265 | 8266 | 8267 | 8268 | 8269 | 8270 | 8271 | 8272 | 8273 | 8274 | 8275 | 8276 | 8277 | 8278 | 8279 | 8280 | 8281 | 8282 | 8283 | 8284 | 8285 | 8286 | 8287 | 8288 | 8289 | 8290 | 8291 | 8292 | 8293 | 8294 | 8295 | 8296 | 8297 | 8298 | 8299 | 8300 | 8301 | 8302 | 8303 | 8304 | 8305 | 8306 | 8307 | 8308 | 8309 | 8310 | 8311 | 8312 | 8313 | 8314 | 8315 | 8316 | 8317 | 8318 | 8319 | 8320 | 8321 | 8322 | 8323 | 8324 | 8325 | 8326 | 8327 | 8328 | 8329 | 8330 | 8331 | 8332 | 8333 | 8334 | 8335 | 8336 | 8337 | 8338 | 8339 | 8340 | 8341 | 8342 | 8343 | 8344 | 8345 | 8346 | 8347 | 8348 | 8349 | 8350 | 8351 | 8352 | 8353 | 8354 | 8355 | 8356 | 8357 | 8358 | 8359 | 8360 | 8361 | 8362 | 8363 | 8364 | 8365 | 8366 | 8367 | 8368 | 8369 | 8370 | 8371 | 8372 | 8373 | 8374 | 8375 | 8376 | 8377 | 8378 | 8379 | 8380 | 8381 | 8382 | 8383 | 8384 | 8385 | 8386 | 8387 | 8388 | 8389 | 8390 | 8391 | 8392 | 8393 | 8394 | 8395 | 8396 | 8397 | 8398 | 8399 | 8400 | 8401 | 8402 | 8403 | 8404 | 8405 | 8406 | 8407 | 8408 | 8409 | 8410 | 8411 | 8412 | 8413 | 8414 | 8415 | 8416 | 8417 | 8418 | 8419 | 8420 | 8421 | 8422 | 8423 | 8424 | 8425 | 8426 | 8427 | 8428 | 8429 | 8430 | 8431 | 8432 | 8433 | 8434 | 8435 | 8436 | 8437 | 8438 | 8439 | 8440 | 8441 | 8442 | 8443 | 8444 | 8445 | 8446 | 8447 | 8448 | 8449 | 8450 | 8451 | 8452 | 8453 | 8454 | 8455 | 8456 | 8457 | 8458 | 8459 | 8460 | 8461 | 8462 | 8463 | 8464 | 8465 | 8466 | 8467 | 8468 | 8469 | 8470 | 8471 | 8472 | 8473 | 8474 | 8475 | 8476 | 8477 | 8478 | 8479 | 8480 | 8481 | 8482 | 8483 | 8484 | 8485 | 8486 | 8487 | 8488 | 8489 | 8490 | 8491 | 8492 | 8493 | 8494 | 8495 | 8496 | 8497 | 8498 | 8499 | 8500 | 8501 | 8502 | 8503 | 8504 | 8505 | 8506 | 8507 | 8508 | 8509 | 8510 | 8511 | 8512 | 8513 | 8514 | 8515 | 8516 | 8517 | 8518 | 8519 | 8520 | 8521 | 8522 | 8523 | 8524 | 8525 | 8526 | 8527 | 8528 | 8529 | 8530 | 8531 | 8532 | 8533 | 8534 | 8535 | 8536 | 8537 | 8538 | 8539 | 8540 | 8541 | 8542 | 8543 | 8544 | 8545 | 8546 | 8547 | 8548 | 8549 | 8550 | 8551 | 8552 | 8553 | 8554 | 8555 | 8556 | 8557 | 8558 | 8559 | 8560 | 8561 | 8562 | 8563 | 8564 | 8565 | 8566 | 8567 | 8568 | 8569 | 8570 | 8571 | 8572 | 8573 | 8574 | 8575 | 8576 | 8577 | 8578 | 8579 | 8580 | 8581 | 8582 | 8583 | 8584 | 8585 | 8586 | 8587 | 8588 | 8589 | 8590 | 8591 | 8592 | 8593 | 8594 | 8595 | 8596 | 8597 | 8598 | 8599 | 8600 | 8601 | 8602 | 8603 | 8604 | 8605 | 8606 | 8607 | 8608 | 8609 | 8610 | 8611 | 8612 | 8613 | 8614 | 8615 | 8616 | 8617 | 8618 | 8619 | 8620 | 8621 | 8622 | 8623 | 8624 | 8625 | 8626 | 8627 | 8628 | 8629 | 8630 | 8631 | 8632 | 8633 | 8634 | 8635 | 8636 | 8637 | 8638 | 8639 | 8640 | 8641 | 8642 | 8643 | 8644 | 8645 | 8646 | 8647 | 8648 | 8649 | 8650 | 8651 | 8652 | 8653 | 8654 | 8655 | 8656 | 8657 | 8658 | 8659 | 8660 | 8661 | 8662 | 8663 | 8664 | 8665 | 8666 | 8667 | 8668 | 8669 | 8670 | 8671 | 8672 | 8673 | 8674 | 8675 | 8676 | 8677 | 8678 | 8679 | 8680 | 8681 | 8682 | 8683 | 8684 | 8685 | 8686 | 8687 | 8688 | 8689 | 8690 | 8691 | 8692 | 8693 | 8694 | 8695 | 8696 | 8697 | 8698 | 8699 | 8700 | 8701 | 8702 | 8703 | 8704 | 8705 | 8706 | 8707 | 8708 | 8709 | 8710 | 8711 | 8712 | 8713 | 8714 | 8715 | 8716 | 8717 | 8718 | 8719 | 8720 | 8721 | 8722 | 8723 | 8724 | 8725 | 8726 | 8727 | 8728 | 8729 | 8730 | 8731 | 8732 | 8733 | 8734 | 8735 | 8736 | 8737 | 8738 | 8739 | 8740 | 8741 | 8742 | 8743 | 8744 | 8745 | 8746 | 8747 | 8748 | 8749 | 8750 | 8751 | 8752 | 8753 | 8754 | 8755 | 8756 | 8757 | 8758 | 8759 | 8760 | 8761 | 8762 | 8763 | 8764 | 8765 | 8766 | 8767 | 8768 | 8769 | 8770 | 8771 | 8772 | 8773 | 8774 | 8775 | 8776 | 8777 | 8778 | 8779 | 8780 | 8781 | 8782 | 8783 | 8784 | 8785 | 8786 | 8787 | 8788 | 8789 | 8790 | 8791 | 8792 | 8793 | 8794 | 8795 | 8796 | 8797 | 8798 | 8799 | 8800 | 8801 | 8802 | 8803 | 8804 | 8805 | 8806 | 8807 | 8808 | 8809 | 8810 | 8811 | 8812 | 8813 | 8814 | 8815 | 8816 | 8817 | 8818 | 8819 | 8820 | 8821 | 8822 | 8823 | 8824 | 8825 | 8826 | 8827 | 8828 | 8829 | 8830 | 8831 | 8832 | 8833 | 8834 | 8835 | 8836 | 8837 | 8838 | 8839 | 8840 | 8841 | 8842 | 8843 | 8844 | 8845 | 8846 | 8847 | 8848 | 8849 | 8850 | 8851 | 8852 | 8853 | 8854 | 8855 | 8856 | 8857 | 8858 | 8859 | 8860 | 8861 | 8862 | 8863 | 8864 | 8865 | 8866 | 8867 | 8868 | 8869 | 8870 | 8871 | 8872 | 8873 | 8874 | 8875 | 8876 | 8877 | 8878 | 8879 | 8880 | 8881 | 8882 | 8883 | 8884 | 8885 | 8886 | 8887 | 8888 | 8889 | 8890 | 8891 | 8892 | 8893 | 8894 | 8895 | 8896 | 8897 | 8898 | 8899 | 8900 | 8901 | 8902 | 8903 | 8904 | 8905 | 8906 | 8907 | 8908 | 8909 | 8910 | 8911 | 8912 | 8913 | 8914 | 8915 | 8916 | 8917 | 8918 | 8919 | 8920 | 8921 | 8922 | 8923 | 8924 | 8925 | 8926 | 8927 | 8928 | 8929 | 8930 | 8931 | 8932 | 8933 | 8934 | 8935 | 8936 | 8937 | 8938 | 8939 | 8940 | 8941 | 8942 | 8943 | 8944 | 8945 | 8946 | 8947 | 8948 | 8949 | 8950 | 8951 | 8952 | 8953 | 8954 | 8955 | 8956 | 8957 | 8958 | 8959 | 8960 | 8961 | 8962 | 8963 | 8964 | 8965 | 8966 | 8967 | 8968 | 8969 | 8970 | 8971 | 8972 | 8973 | 8974 | 8975 | 8976 | 8977 | 8978 | 8979 | 8980 | 8981 | 8982 | 8983 | 8984 | 8985 | 8986 | 8987 | 8988 | 8989 | 8990 | 8991 | 8992 | 8993 | 8994 | 8995 | 8996 | 8997 | 8998 | 8999 | 9000 | 9001 | 9002 | 9003 | 9004 | 9005 | 9006 | 9007 | 9008 | 9009 | 9010 | 9011 | 9012 | 9013 | 9014 | 9015 | 9016 | 9017 | 9018 | 9019 | 9020 | 9021 | 9022 | 9023 | 9024 | 9025 | 9026 | 9027 | 9028 | 9029 | 9030 | 9031 | 9032 | 9033 | 9034 | 9035 | 9036 | 9037 | 9038 | 9039 | 9040 | 9041 | 9042 | 9043 | 9044 | 9045 | 9046 | 9047 | 9048 | 9049 | 9050 | 9051 | 9052 | 9053 | 9054 | 9055 | 9056 | 9057 | 9058 | 9059 | 9060 | 9061 | 9062 | 9063 | 9064 | 9065 | 9066 | 9067 | 9068 | 9069 | 9070 | 9071 | 9072 | 9073 | 9074 | 9075 | 9076 | 9077 | 9078 | 9079 | 9080 | 9081 | 9082 | 9083 | 9084 | 9085 | 9086 | 9087 | 9088 | 9089 | 9090 | 9091 | 9092 | 9093 | 9094 | 9095 | 9096 | 9097 | 9098 | 9099 | 9100 | 9101 | 9102 | 9103 | 9104 | 9105 | 9106 | 9107 | 9108 | 9109 | 9110 | 9111 | 9112 | 9113 | 9114 | 9115 | 9116 | 9117 | 9118 | 9119 | 9120 | 9121 | 9122 | 9123 | 9124 | 9125 | 9126 | 9127 | 9128 | 9129 | 9130 | 9131 | 9132 | 9133 | 9134 | 9135 | 9136 | 9137 | 9138 | 9139 | 9140 | 9141 | 9142 | 9143 | 9144 | 9145 | 9146 | 9147 | 9148 | 9149 | 9150 | 9151 | 9152 | 9153 | 9154 | 9155 | 9156 | 9157 | 9158 | 9159 | 9160 | 9161 | 9162 | 9163 | 9164 | 9165 | 9166 | 9167 | 9168 | 9169 | 9170 | 9171 | 9172 | 9173 | 9174 | 9175 | 9176 | 9177 | 9178 | 9179 | 9180 | 9181 | 9182 | 9183 | 9184 | 9185 | 9186 | 9187 | 9188 | 9189 | 9190 | 9191 | 9192 | 9193 | 9194 | 9195 | 9196 | 9197 | 9198 | 9199 | 9200 | 9201 | 9202 | 9203 | 9204 | 9205 | 9206 | 9207 | 9208 | 9209 | 9210 | 9211 | 9212 | 9213 | 9214 | 9215 | 9216 | 9217 | 9218 | 9219 | 9220 | 9221 | 9222 | 9223 | 9224 | 9225 | 9226 | 9227 | 9228 | 9229 | 9230 | 9231 | 9232 | 9233 | 9234 | 9235 | 9236 | 9237 | 9238 | 9239 | 9240 | 9241 | 9242 | 9243 | 9244 | 9245 | 9246 | 9247 | 9248 | 9249 | 9250 | 9251 | 9252 | 9253 | 9254 | 9255 | 9256 | 9257 | 9258 | 9259 | 9260 | 9261 | 9262 | 9263 | 9264 | 9265 | 9266 | 9267 | 9268 | 9269 | 9270 | 9271 | 9272 | 9273 | 9274 | 9275 | 9276 | 9277 | 9278 | 9279 | 9280 | 9281 | 9282 | 9283 | 9284 | 9285 | 9286 | 9287 | 9288 | 9289 | 9290 | 9291 | 9292 | 9293 | 9294 | 9295 | 9296 | 9297 | 9298 | 9299 | 9300 | 9301 | 9302 | 9303 | 9304 | 9305 | 9306 | 9307 | 9308 | 9309 | 9310 | 9311 | 9312 | 9313 | 9314 | 9315 | 9316 | 9317 | 9318 | 9319 | 9320 | 9321 | 9322 | 9323 | 9324 | 9325 | 9326 | 9327 | 9328 | 9329 | 9330 | 9331 | 9332 | 9333 | 9334 | 9335 | 9336 | 9337 | 9338 | 9339 | 9340 | 9341 | 9342 | 9343 | 9344 | 9345 | 9346 | 9347 | 9348 | 9349 | 9350 | 9351 | 9352 | 9353 | 9354 | 9355 | 9356 | 9357 | 9358 | 9359 | 9360 | 9361 | 9362 | 9363 | 9364 | 9365 | 9366 | 9367 | 9368 | 9369 | 9370 | 9371 | 9372 | 9373 | 9374 | 9375 | 9376 | 9377 | 9378 | 9379 | 9380 | 9381 | 9382 | 9383 | 9384 | 9385 | 9386 | 9387 | 9388 | 9389 | 9390 | 9391 | 9392 | 9393 | 9394 | 9395 | 9396 | 9397 | 9398 | 9399 | 9400 | 9401 | 9402 | 9403 | 9404 | 9405 | 9406 | 9407 | 9408 | 9409 | 9410 | 9411 | 9412 | 9413 | 9414 | 9415 | 9416 | 9417 | 9418 | 9419 | 9420 | 9421 | 9422 | 9423 | 9424 | 9425 | 9426 | 9427 | 9428 | 9429 | 9430 | 9431 | 9432 | 9433 | 9434 | 9435 | 9436 | 9437 | 9438 | 9439 | 9440 | 9441 | 9442 | 9443 | 9444 | 9445 | 9446 | 9447 | 9448 | 9449 | 9450 | 9451 | 9452 | 9453 | 9454 | 9455 | 9456 | 9457 | 9458 | 9459 | 9460 | 9461 | 9462 | 9463 | 9464 | 9465 | 9466 | 9467 | 9468 | 9469 | 9470 | 9471 | 9472 | 9473 | 9474 | 9475 | 9476 | 9477 | 9478 | 9479 | 9480 | 9481 | 9482 | 9483 | 9484 | 9485 | 9486 | 9487 | 9488 | 9489 | 9490 | 9491 | 9492 | 9493 | 9494 | 9495 | 9496 | 9497 | 9498 | 9499 | 9500 | 9501 | 9502 | 9503 | 9504 | 9505 | 9506 | 9507 | 9508 | 9509 | 9510 | 9511 | 9512 | 9513 | 9514 | 9515 | 9516 | 9517 | 9518 | 9519 | 9520 | 9521 | 9522 | 9523 | 9524 | 9525 | 9526 | 9527 | 9528 | 9529 | 9530 | 9531 | 9532 | 9533 | 9534 | 9535 | 9536 | 9537 | 9538 | 9539 | 9540 | 9541 | 9542 | 9543 | 9544 | 9545 | 9546 | 9547 | 9548 | 9549 | 9550 | 9551 | 9552 | 9553 | 9554 | 9555 | 9556 | 9557 | 9558 | 9559 | 9560 | 9561 | 9562 | 9563 | 9564 | 9565 | 9566 | 9567 | 9568 | 9569 | 9570 | 9571 | 9572 | 9573 | 9574 | 9575 | 9576 | 9577 | 9578 | 9579 | 9580 | 9581 | 9582 | 9583 | 9584 | 9585 | 9586 | 9587 | 9588 | 9589 | 9590 | 9591 | 9592 | 9593 | 9594 | 9595 | 9596 | 9597 | 9598 | 9599 | 9600 | 9601 | 9602 | 9603 | 9604 | 9605 | 9606 | 9607 | 9608 | 9609 | 9610 | 9611 | 9612 | 9613 | 9614 | 9615 | 9616 | 9617 | 9618 | 9619 | 9620 | 9621 | 9622 | 9623 | 9624 | 9625 | 9626 | 9627 | 9628 | 9629 | 9630 | 9631 | 9632 | 9633 | 9634 | 9635 | 9636 | 9637 | 9638 | 9639 | 9640 | 9641 | 9642 | 9643 | 9644 | 9645 | 9646 | 9647 | 9648 | 9649 | 9650 | 9651 | 9652 | 9653 | 9654 | 9655 | 9656 | 9657 | 9658 | 9659 | 9660 | 9661 | 9662 | 9663 | 9664 | 9665 | 9666 | 9667 | 9668 | 9669 | 9670 | 9671 | 9672 | 9673 | 9674 | 9675 | 9676 | 9677 | 9678 | 9679 | 9680 | 9681 | 9682 | 9683 | 9684 | 9685 | 9686 | 9687 | 9688 | 9689 | 9690 | 9691 | 9692 | 9693 | 9694 | 9695 | 9696 | 9697 | 9698 | 9699 | 9700 | 9701 | 9702 | 9703 | 9704 | 9705 | 9706 | 9707 | 9708 | 9709 | 9710 | 9711 | 9712 | 9713 | 9714 | 9715 | 9716 | 9717 | 9718 | 9719 | 9720 | 9721 | 9722 | 9723 | 9724 | 9725 | 9726 | 9727 | 9728 | 9729 | 9730 | 9731 | 9732 | 9733 | 9734 | 9735 | 9736 | 9737 | 9738 | 9739 | 9740 | 9741 | 9742 | 9743 | 9744 | 9745 | 9746 | 9747 | 9748 | 9749 | 9750 | 9751 | 9752 | 9753 | 9754 | 9755 | 9756 | 9757 | 9758 | 9759 | 9760 | 9761 | 9762 | 9763 | 9764 | 9765 | 9766 | 9767 | 9768 | 9769 | 9770 | 9771 | 9772 | 9773 | 9774 | 9775 | 9776 | 9777 | 9778 | 9779 | 9780 | 9781 | 9782 | 9783 | 9784 | 9785 | 9786 | 9787 | 9788 | 9789 | 9790 | 9791 | 9792 | 9793 | 9794 | 9795 | 9796 | 9797 | 9798 | 9799 | 9800 | 9801 | 9802 | 9803 | 9804 | 9805 | 9806 | 9807 | 9808 | 9809 | 9810 | 9811 | 9812 | 9813 | 9814 | 9815 | 9816 | 9817 | 9818 | 9819 | 9820 | 9821 | 9822 | 9823 | 9824 | 9825 | 9826 | 9827 | 9828 | 9829 | 9830 | 9831 | 9832 | 9833 | 9834 | 9835 | 9836 | 9837 | 9838 | 9839 | 9840 | 9841 | 9842 | 9843 | 9844 | 9845 | 9846 | 9847 | 9848 | 9849 | 9850 | 9851 | 9852 | 9853 | 9854 | 9855 | 9856 | 9857 | 9858 | 9859 | 9860 | 9861 | 9862 | 9863 | 9864 | 9865 | 9866 | 9867 | 9868 | 9869 | 9870 | 9871 | 9872 | 9873 | 9874 | 9875 | 9876 | 9877 | 9878 | 9879 | 9880 | 9881 | 9882 | 9883 | 9884 | 9885 | 9886 | 9887 | 9888 | 9889 | 9890 | 9891 | 9892 | 9893 | 9894 | 9895 | 9896 | 9897 | 9898 | 9899 | 9900 | 9901 | 9902 | 9903 | 9904 | 9905 | 9906 | 9907 | 9908 | 9909 | 9910 | 9911 | 9912 | 9913 | 9914 | 9915 | 9916 | 9917 | 9918 | 9919 | 9920 | 9921 | 9922 | 9923 | 9924 | 9925 | 9926 | 9927 | 9928 | 9929 | 9930 | 9931 | 9932 | 9933 | 9934 | 9935 | 9936 | 9937 | 9938 | 9939 | 9940 | 9941 | 9942 | 9943 | 9944 | 9945 | 9946 | 9947 | 9948 | 9949 | 9950 | 9951 | 9952 | 9953 | 9954 | 9955 | 9956 | 9957 | 9958 | 9959 | 9960 | 9961 | 9962 | 9963 | 9964 | 9965 | 9966 | 9967 | 9968 | 9969 | 9970 | 9971 | 9972 | 9973 | 9974 | 9975 | 9976 | 9977 | 9978 | 9979 | 9980 | 9981 | 9982 | 9983 | 9984 | 9985 | 9986 | 9987 | 9988 | 9989 | 9990 | 9991 | 9992 | 9993 | 9994 | 9995 | 9996 | 9997 | 9998 | 9999 | 10000
Scenario type |  | step | NaN | NaN | - | This is the output that the code uses to determine convergence
Floor area | A_floor | constant | 55.0564 |  | m2 | Area of space being modelled | A_floor | 55.0564 | 55.0564 | 55.0564 | 55.0564 | 55.0564 | 55.0564 | 55.0564 | 55.0564 | 55.0564 | 55.0564 | 55.0564 | 55.0564 | 55.0564 | 55.0564 | 55.0564 | 55.0564 | 55.0564 | 55.0564 | 55.0564 | 55.0564 | 55.0564 | 55.0564 | 55.0564 | 55.0564 | 55.0564 | 55.0564 | 55.0564 | 55.0564 | 55.0564 | 55.0564 | 55.0564 | 55.0564 | 55.0564 | 55.0564 | 55.0564 | 55.0564 | 55.0564 | 55.0564 | 55.0564 | 55.0564 | 55.0564 | 55.0564 | 55.0564 | 55.0564 | 55.0564 | 55.0564 | 55.0564 | 55.0564 | 55.0564 | 55.0564 | 55.0564 | 55.0564 | 55.0564 | 55.0564 | 55.0564 | 55.0564 | 55.0564 | 55.0564 | 55.0564 | 55.0564 | 55.0564 | 55.0564 | 55.0564 | 55.0564 | 55.0564 | 55.0564 | 55.0564 | 55.0564 | 55.0564 | 55.0564 | 55.0564 | 55.0564 | 55.0564 | 55.0564 | 55.0564 | 55.0564 | 55.0564 | 55.0564 | 55.0564 | 55.0564 | 55.0564 | 55.0564 | 55.0564 | 55.0564 | 55.0564 | 55.0564 | 55.0564 | 55.0564 | 55.0564 | 55.0564 | 55.0564 | 55.0564 | 55.0564 | 55.0564 | 55.0564 | 55.0564 | 55.0564 | 55.0564 | 55.0564 | 55.0564 | 55.0564 | 55.0564 | 55.0564 | 55.0564 | 55.0564 | 55.0564 | 55.0564 | 55.0564 | 55.0564 | 55.0564 | 55.0564 | 55.0564 | 55.0564 | 55.0564 | 55.0564 | 55.0564 | 55.0564 | 55.0564 | 55.0564 | 55.0564 | 55.0564 | 55.0564 | 55.0564 | 55.0564 | 55.0564 | 55.0564 | 55.0564 | 55.0564 | 55.0564 | 55.0564 | 55.0564 | 55.0564 | 55.0564 | 55.0564 | 55.0564 | 55.0564 | 55.0564 | 55.0564 | 55.0564 | 55.0564 | 55.0564 | 55.0564 | 55.0564 | 55.0564 | 55.0564 | 55.0564 | 55.0564 | 55.0564 | 55.0564 | 55.0564 | 55.0564 | 55.0564 | 55.0564 | 55.0564 | 55.0564 | 55.0564 | 55.0564 | 55.0564 | 55.0564 | 55.0564 | 55.0564 | 55.0564 | 55.0564 | 55.0564 | 55.0564 | 55.0564 | 55.0564 | 55.0564 | 55.0564 | 55.0564 | 55.0564 | 55.0564 | 55.0564 | 55.0564 | 55.0564 | 55.0564 | 55.0564 | 55.0564 | 55.0564 | 55.0564 | 55.0564 | 55.0564 | 55.0564 | 55.0564 | 55.0564 | 55.0564 | 55.0564 | 55.0564 | 55.0564 | 55.0564 | 55.0564 | 55.0564 | 55.0564 | 55.0564 | 55.0564 | 55.0564 | 55.0564 | 55.0564 | 55.0564 | 55.0564 | 55.0564 | 55.0564 | 55.0564 | 55.0564 | 55.0564 | 55.0564 | 55.0564 | 55.0564 | 55.0564 | 55.0564 | 55.0564 | 55.0564 | 55.0564 | 55.0564 | 55.0564 | 55.0564 | 55.0564 | 55.0564 | 55.0564 | 55.0564 | 55.0564 | 55.0564 | 55.0564 | 55.0564 | 55.0564 | 55.0564 | 55.0564 | 55.0564 | 55.0564 | 55.0564 | 55.0564 | 55.0564 | 55.0564 | 55.0564 | 55.0564 | 55.0564 | 55.0564 | 55.0564 | 55.0564 | 55.0564 | 55.0564 | 55.0564 | 55.0564 | 55.0564 | 55.0564 | 55.0564 | 55.0564 | 55.0564 | 55.0564 | 55.0564 | 55.0564 | 55.0564 | 55.0564 | 55.0564 | 55.0564 | 55.0564 | 55.0564 | 55.0564 | 55.0564 | 55.0564 | 55.0564 | 55.0564 | 55.0564 | 55.0564 | 55.0564 | 55.0564 | 55.0564 | 55.0564 | 55.0564 | 55.0564 | 55.0564 | 55.0564 | 55.0564 | 55.0564 | 55.0564 | 55.0564 | 55.0564 | 55.0564 | 55.0564 | 55.0564 | 55.0564 | 55.0564 | 55.0564 | 55.0564 | 55.0564 | 55.0564 | 55.0564 | 55.0564 | 55.0564 | 55.0564 | 55.0564 | 55.0564 | 55.0564 | 55.0564 | 55.0564 | 55.0564 | 55.0564 | 55.0564 | 55.0564 | 55.0564 | 55.0564 | 55.0564 | 55.0564 | 55.0564 | 55.0564 | 55.0564 | 55.0564 | 55.0564 | 55.0564 | 55.0564 | 55.0564 | 55.0564 | 55.0564 | 55.0564 | 55.0564 | 55.0564 | 55.0564 | 55.0564 | 55.0564 | 55.0564 | 55.0564 | 55.0564 | 55.0564 | 55.0564 | 55.0564 | 55.0564 | 55.0564 | 55.0564 | 55.0564 | 55.0564 | 55.0564 | 55.0564 | 55.0564 | 55.0564 | 55.0564 | 55.0564 | 55.0564 | 55.0564 | 55.0564 | 55.0564 | 55.0564 | 55.0564 | 55.0564 | 55.0564 | 55.0564 | 55.0564 | 55.0564 | 55.0564 | 55.0564 | 55.0564 | 55.0564 | 55.0564 | 55.0564 | 55.0564 | 55.0564 | 55.0564 | 55.0564 | 55.0564 | 55.0564 | 55.0564 | 55.0564 | 55.0564 | 55.0564 | 55.0564 | 55.0564 | 55.0564 | 55.0564 | 55.0564 | 55.0564 | 55.0564 | 55.0564 | 55.0564 | 55.0564 | 55.0564 | 55.0564 | 55.0564 | 55.0564 | 55.0564 | 55.0564 | 55.0564 | 55.0564 | 55.0564 | 55.0564 | 55.0564 | 55.0564 | 55.0564 | 55.0564 | 55.0564 | 55.0564 | 55.0564 | 55.0564 | 55.0564 | 55.0564 | 55.0564 | 55.0564 | 55.0564 | 55.0564 | 55.0564 | 55.0564 | 55.0564 | 55.0564 | 55.0564 | 55.0564 | 55.0564 | 55.0564 | 55.0564 | 55.0564 | 55.0564 | 55.0564 | 55.0564 | 55.0564 | 55.0564 | 55.0564 | 55.0564 | 55.0564 | 55.0564 | 55.0564 | 55.0564 | 55.0564 | 55.0564 | 55.0564 | 55.0564 | 55.0564 | 55.0564 | 55.0564 | 55.0564 | 55.0564 | 55.0564 | 55.0564 | 55.0564 | 55.0564 | 55.0564 | 55.0564 | 55.0564 | 55.0564 | 55.0564 | 55.0564 | 55.0564 | 55.0564 | 55.0564 | 55.0564 | 55.0564 | 55.0564 | 55.0564 | 55.0564 | 55.0564 | 55.0564 | 55.0564 | 55.0564 | 55.0564 | 55.0564 | 55.0564 | 55.0564 | 55.0564 | 55.0564 | 55.0564 | 55.0564 | 55.0564 | 55.0564 | 55.0564 | 55.0564 | 55.0564 | 55.0564 | 55.0564 | 55.0564 | 55.0564 | 55.0564 | 55.0564 | 55.0564 | 55.0564 | 55.0564 | 55.0564 | 55.0564 | 55.0564 | 55.0564 | 55.0564 | 55.0564 | 55.0564 | 55.0564 | 55.0564 | 55.0564 | 55.0564 | 55.0564 | 55.0564 | 55.0564 | 55.0564 | 55.0564 | 55.0564 | 55.0564 | 55.0564 | 55.0564 | 55.0564 | 55.0564 | 55.0564 | 55.0564 | 55.0564 | 55.0564 | 55.0564 | 55.0564 | 55.0564 | 55.0564 | 55.0564 | 55.0564 | 55.0564 | 55.0564 | 55.0564 | 55.0564 | 55.0564 | 55.0564 | 55.0564 | 55.0564 | 55.0564 | 55.0564 | 55.0564 | 55.0564 | 55.0564 | 55.0564 | 55.0564 | 55.0564 | 55.0564 | 55.0564 | 55.0564 | 55.0564 | 55.0564 | 55.0564 | 55.0564 | 55.0564 | 55.0564 | 55.0564 | 55.0564 | 55.0564 | 55.0564 | 55.0564 | 55.0564 | 55.0564 | 55.0564 | 55.0564 | 55.0564 | 55.0564 | 55.0564 | 55.0564 | 55.0564 | 55.0564 | 55.0564 | 55.0564 | 55.0564 | 55.0564 | 55.0564 | 55.0564 | 55.0564 | 55.0564 | 55.0564 | 55.0564 | 55.0564 | 55.0564 | 55.0564 | 55.0564 | 55.0564 | 55.0564 | 55.0564 | 55.0564 | 55.0564 | 55.0564 | 55.0564 | 55.0564 | 55.0564 | 55.0564 | 55.0564 | 55.0564 | 55.0564 | 55.0564 | 55.0564 | 55.0564 | 55.0564 | 55.0564 | 55.0564 | 55.0564 | 55.0564 | 55.0564 | 55.0564 | 55.0564 | 55.0564 | 55.0564 | 55.0564 | 55.0564 | 55.0564 | 55.0564 | 55.0564 | 55.0564 | 55.0564 | 55.0564 | 55.0564 | 55.0564 | 55.0564 | 55.0564 | 55.0564 | 55.0564 | 55.0564 | 55.0564 | 55.0564 | 55.0564 | 55.0564 | 55.0564 | 55.0564 | 55.0564 | 55.0564 | 55.0564 | 55.0564 | 55.0564 | 55.0564 | 55.0564 | 55.0564 | 55.0564 | 55.0564 | 55.0564 | 55.0564 | 55.0564 | 55.0564 | 55.0564 | 55.0564 | 55.0564 | 55.0564 | 55.0564 | 55.0564 | 55.0564 | 55.0564 | 55.0564 | 55.0564 | 55.0564 | 55.0564 | 55.0564 | 55.0564 | 55.0564 | 55.0564 | 55.0564 | 55.0564 | 55.0564 | 55.0564 | 55.0564 | 55.0564 | 55.0564 | 55.0564 | 55.0564 | 55.0564 | 55.0564 | 55.0564 | 55.0564 | 55.0564 | 55.0564 | 55.0564 | 55.0564 | 55.0564 | 55.0564 | 55.0564 | 55.0564 | 55.0564 | 55.0564 | 55.0564 | 55.0564 | 55.0564 | 55.0564 | 55.0564 | 55.0564 | 55.0564 | 55.0564 | 55.0564 | 55.0564 | 55.0564 | 55.0564 | 55.0564 | 55.0564 | 55.0564 | 55.0564 | 55.0564 | 55.0564 | 55.0564 | 55.0564 | 55.0564 | 55.0564 | 55.0564 | 55.0564 | 55.0564 | 55.0564 | 55.0564 | 55.0564 | 55.0564 | 55.0564 | 55.0564 | 55.0564 | 55.0564 | 55.0564 | 55.0564 | 55.0564 | 55.0564 | 55.0564 | 55.0564 | 55.0564 | 55.0564 | 55.0564 | 55.0564 | 55.0564 | 55.0564 | 55.0564 | 55.0564 | 55.0564 | 55.0564 | 55.0564 | 55.0564 | 55.0564 | 55.0564 | 55.0564 | 55.0564 | 55.0564 | 55.0564 | 55.0564 | 55.0564 | 55.0564 | 55.0564 | 55.0564 | 55.0564 | 55.0564 | 55.0564 | 55.0564 | 55.0564 | 55.0564 | 55.0564 | 55.0564 | 55.0564 | 55.0564 | 55.0564 | 55.0564 | 55.0564 | 55.0564 | 55.0564 | 55.0564 | 55.0564 | 55.0564 | 55.0564 | 55.0564 | 55.0564 | 55.0564 | 55.0564 | 55.0564 | 55.0564 | 55.0564 | 55.0564 | 55.0564 | 55.0564 | 55.0564 | 55.0564 | 55.0564 | 55.0564 | 55.0564 | 55.0564 | 55.0564 | 55.0564 | 55.0564 | 55.0564 | 55.0564 | 55.0564 | 55.0564 | 55.0564 | 55.0564 | 55.0564 | 55.0564 | 55.0564 | 55.0564 | 55.0564 | 55.0564 | 55.0564 | 55.0564 | 55.0564 | 55.0564 | 55.0564 | 55.0564 | 55.0564 | 55.0564 | 55.0564 | 55.0564 | 55.0564 | 55.0564 | 55.0564 | 55.0564 | 55.0564 | 55.0564 | 55.0564 | 55.0564 | 55.0564 | 55.0564 | 55.0564 | 55.0564 | 55.0564 | 55.0564 | 55.0564 | 55.0564 | 55.0564 | 55.0564 | 55.0564 | 55.0564 | 55.0564 | 55.0564 | 55.0564 | 55.0564 | 55.0564 | 55.0564 | 55.0564 | 55.0564 | 55.0564 | 55.0564 | 55.0564 | 55.0564 | 55.0564 | 55.0564 | 55.0564 | 55.0564 | 55.0564 | 55.0564 | 55.0564 | 55.0564 | 55.0564 | 55.0564 | 55.0564 | 55.0564 | 55.0564 | 55.0564 | 55.0564 | 55.0564 | 55.0564 | 55.0564 | 55.0564 | 55.0564 | 55.0564 | 55.0564 | 55.0564 | 55.0564 | 55.0564 | 55.0564 | 55.0564 | 55.0564 | 55.0564 | 55.0564 | 55.0564 | 55.0564 | 55.0564 | 55.0564 | 55.0564 | 55.0564 | 55.0564 | 55.0564 | 55.0564 | 55.0564 | 55.0564 | 55.0564 | 55.0564 | 55.0564 | 55.0564 | 55.0564 | 55.0564 | 55.0564 | 55.0564 | 55.0564 | 55.0564 | 55.0564 | 55.0564 | 55.0564 | 55.0564 | 55.0564 | 55.0564 | 55.0564 | 55.0564 | 55.0564 | 55.0564 | 55.0564 | 55.0564 | 55.0564 | 55.0564 | 55.0564 | 55.0564 | 55.0564 | 55.0564 | 55.0564 | 55.0564 | 55.0564 | 55.0564 | 55.0564 | 55.0564 | 55.0564 | 55.0564 | 55.0564 | 55.0564 | 55.0564 | 55.0564 | 55.0564 | 55.0564 | 55.0564 | 55.0564 | 55.0564 | 55.0564 | 55.0564 | 55.0564 | 55.0564 | 55.0564 | 55.0564 | 55.0564 | 55.0564 | 55.0564 | 55.0564 | 55.0564 | 55.0564 | 55.0564 | 55.0564 | 55.0564 | 55.0564 | 55.0564 | 55.0564 | 55.0564 | 55.0564 | 55.0564 | 55.0564 | 55.0564 | 55.0564 | 55.0564 | 55.0564 | 55.0564 | 55.0564 | 55.0564 | 55.0564 | 55.0564 | 55.0564 | 55.0564 | 55.0564 | 55.0564 | 55.0564 | 55.0564 | 55.0564 | 55.0564 | 55.0564 | 55.0564 | 55.0564 | 55.0564 | 55.0564 | 55.0564 | 55.0564 | 55.0564 | 55.0564 | 55.0564 | 55.0564 | 55.0564 | 55.0564 | 55.0564 | 55.0564 | 55.0564 | 55.0564 | 55.0564 | 55.0564 | 55.0564 | 55.0564 | 55.0564 | 55.0564 | 55.0564 | 55.0564 | 55.0564 | 55.0564 | 55.0564 | 55.0564 | 55.0564 | 55.0564 | 55.0564 | 55.0564 | 55.0564 | 55.0564 | 55.0564 | 55.0564 | 55.0564 | 55.0564 | 55.0564 | 55.0564 | 55.0564 | 55.0564 | 55.0564 | 55.0564 | 55.0564 | 55.0564 | 55.0564 | 55.0564 | 55.0564 | 55.0564 | 55.0564 | 55.0564 | 55.0564 | 55.0564 | 55.0564 | 55.0564 | 55.0564 | 55.0564 | 55.0564 | 55.0564 | 55.0564 | 55.0564 | 55.0564 | 55.0564 | 55.0564 | 55.0564 | 55.0564 | 55.0564 | 55.0564 | 55.0564 | 55.0564 | 55.0564 | 55.0564 | 55.0564 | 55.0564 | 55.0564 | 55.0564 | 55.0564 | 55.0564 | 55.0564 | 55.0564 | 55.0564 | 55.0564 | 55.0564 | 55.0564 | 55.0564 | 55.0564 | 55.0564 | 55.0564 | 55.0564 | 55.0564 | 55.0564 | 55.0564 | 55.0564 | 55.0564 | 55.0564 | 55.0564 | 55.0564 | 55.0564 | 55.0564 | 55.0564 | 55.0564 | 55.0564 | 55.0564 | 55.0564 | 55.0564 | 55.0564 | 55.0564 | 55.0564 | 55.0564 | 55.0564 | 55.0564 | 55.0564 | 55.0564 | 55.0564 | 55.0564 | 55.0564 | 55.0564 | 55.0564 | 55.0564 | 55.0564 | 55.0564 | 55.0564 | 55.0564 | 55.0564 | 55.0564 | 55.0564 | 55.0564 | 55.0564 | 55.0564 | 55.0564 | 55.0564 | 55.0564 | 55.0564 | 55.0564 | 55.0564 | 55.0564 | 55.0564 | 55.0564 | 55.0564 | 55.0564 | 55.0564 | 55.0564 | 55.0564 | 55.0564 | 55.0564 | 55.0564 | 55.0564 | 55.0564 | 55.0564 | 55.0564 | 55.0564 | 55.0564 | 55.0564 | 55.0564 | 55.0564 | 55.0564 | 55.0564 | 55.0564 | 55.0564 | 55.0564 | 55.0564 | 55.0564 | 55.0564 | 55.0564 | 55.0564 | 55.0564 | 55.0564 | 55.0564 | 55.0564 | 55.0564 | 55.0564 | 55.0564 | 55.0564 | 55.0564 | 55.0564 | 55.0564 | 55.0564 | 55.0564 | 55.0564 | 55.0564 | 55.0564 | 55.0564 | 55.0564 | 55.0564 | 55.0564 | 55.0564 | 55.0564 | 55.0564 | 55.0564 | 55.0564 | 55.0564 | 55.0564 | 55.0564 | 55.0564 | 55.0564 | 55.0564 | 55.0564 | 55.0564 | 55.0564 | 55.0564 | 55.0564 | 55.0564 | 55.0564 | 55.0564 | 55.0564 | 55.0564 | 55.0564 | 55.0564 | 55.0564 | 55.0564 | 55.0564 | 55.0564 | 55.0564 | 55.0564 | 55.0564 | 55.0564 | 55.0564 | 55.0564 | 55.0564 | 55.0564 | 55.0564 | 55.0564 | 55.0564 | 55.0564 | 55.0564 | 55.0564 | 55.0564 | 55.0564 | 55.0564 | 55.0564 | 55.0564 | 55.0564 | 55.0564 | 55.0564 | 55.0564 | 55.0564 | 55.0564 | 55.0564 | 55.0564 | 55.0564 | 55.0564 | 55.0564 | 55.0564 | 55.0564 | 55.0564 | 55.0564 | 55.0564 | 55.0564 | 55.0564 | 55.0564 | 55.0564 | 55.0564 | 55.0564 | 55.0564 | 55.0564 | 55.0564 | 55.0564 | 55.0564 | 55.0564 | 55.0564 | 55.0564 | 55.0564 | 55.0564 | 55.0564 | 55.0564 | 55.0564 | 55.0564 | 55.0564 | 55.0564 | 55.0564 | 55.0564 | 55.0564 | 55.0564 | 55.0564 | 55.0564 | 55.0564 | 55.0564 | 55.0564 | 55.0564 | 55.0564 | 55.0564 | 55.0564 | 55.0564 | 55.0564 | 55.0564 | 55.0564 | 55.0564 | 55.0564 | 55.0564 | 55.0564 | 55.0564 | 55.0564 | 55.0564 | 55.0564 | 55.0564 | 55.0564 | 55.0564 | 55.0564 | 55.0564 | 55.0564 | 55.0564 | 55.0564 | 55.0564 | 55.0564 | 55.0564 | 55.0564 | 55.0564 | 55.0564 | 55.0564 | 55.0564 | 55.0564 | 55.0564 | 55.0564 | 55.0564 | 55.0564 | 55.0564 | 55.0564 | 55.0564 | 55.0564 | 55.0564 | 55.0564 | 55.0564 | 55.0564 | 55.0564 | 55.0564 | 55.0564 | 55.0564 | 55.0564 | 55.0564 | 55.0564 | 55.0564 | 55.0564 | 55.0564 | 55.0564 | 55.0564 | 55.0564 | 55.0564 | 55.0564 | 55.0564 | 55.0564 | 55.0564 | 55.0564 | 55.0564 | 55.0564 | 55.0564 | 55.0564 | 55.0564 | 55.0564 | 55.0564 | 55.0564 | 55.0564 | 55.0564 | 55.0564 | 55.0564 | 55.0564 | 55.0564 | 55.0564 | 55.0564 | 55.0564 | 55.0564 | 55.0564 | 55.0564 | 55.0564 | 55.0564 | 55.0564 | 55.0564 | 55.0564 | 55.0564 | 55.0564 | 55.0564 | 55.0564 | 55.0564 | 55.0564 | 55.0564 | 55.0564 | 55.0564 | 55.0564 | 55.0564 | 55.0564 | 55.0564 | 55.0564 | 55.0564 | 55.0564 | 55.0564 | 55.0564 | 55.0564 | 55.0564 | 55.0564 | 55.0564 | 55.0564 | 55.0564 | 55.0564 | 55.0564 | 55.0564 | 55.0564 | 55.0564 | 55.0564 | 55.0564 | 55.0564 | 55.0564 | 55.0564 | 55.0564 | 55.0564 | 55.0564 | 55.0564 | 55.0564 | 55.0564 | 55.0564 | 55.0564 | 55.0564 | 55.0564 | 55.0564 | 55.0564 | 55.0564 | 55.0564 | 55.0564 | 55.0564 | 55.0564 | 55.0564 | 55.0564 | 55.0564 | 55.0564 | 55.0564 | 55.0564 | 55.0564 | 55.0564 | 55.0564 | 55.0564 | 55.0564 | 55.0564 | 55.0564 | 55.0564 | 55.0564 | 55.0564 | 55.0564 | 55.0564 | 55.0564 | 55.0564 | 55.0564 | 55.0564 | 55.0564 | 55.0564 | 55.0564 | 55.0564 | 55.0564 | 55.0564 | 55.0564 | 55.0564 | 55.0564 | 55.0564 | 55.0564 | 55.0564 | 55.0564 | 55.0564 | 55.0564 | 55.0564 | 55.0564 | 55.0564 | 55.0564 | 55.0564 | 55.0564 | 55.0564 | 55.0564 | 55.0564 | 55.0564 | 55.0564 | 55.0564 | 55.0564 | 55.0564 | 55.0564 | 55.0564 | 55.0564 | 55.0564 | 55.0564 | 55.0564 | 55.0564 | 55.0564 | 55.0564 | 55.0564 | 55.0564 | 55.0564 | 55.0564 | 55.0564 | 55.0564 | 55.0564 | 55.0564 | 55.0564 | 55.0564 | 55.0564 | 55.0564 | 55.0564 | 55.0564 | 55.0564 | 55.0564 | 55.0564 | 55.0564 | 55.0564 | 55.0564 | 55.0564 | 55.0564 | 55.0564 | 55.0564 | 55.0564 | 55.0564 | 55.0564 | 55.0564 | 55.0564 | 55.0564 | 55.0564 | 55.0564 | 55.0564 | 55.0564 | 55.0564 | 55.0564 | 55.0564 | 55.0564 | 55.0564 | 55.0564 | 55.0564 | 55.0564 | 55.0564 | 55.0564 | 55.0564 | 55.0564 | 55.0564 | 55.0564 | 55.0564 | 55.0564 | 55.0564 | 55.0564 | 55.0564 | 55.0564 | 55.0564 | 55.0564 | 55.0564 | 55.0564 | 55.0564 | 55.0564 | 55.0564 | 55.0564 | 55.0564 | 55.0564 | 55.0564 | 55.0564 | 55.0564 | 55.0564 | 55.0564 | 55.0564 | 55.0564 | 55.0564 | 55.0564 | 55.0564 | 55.0564 | 55.0564 | 55.0564 | 55.0564 | 55.0564 | 55.0564 | 55.0564 | 55.0564 | 55.0564 | 55.0564 | 55.0564 | 55.0564 | 55.0564 | 55.0564 | 55.0564 | 55.0564 | 55.0564 | 55.0564 | 55.0564 | 55.0564 | 55.0564 | 55.0564 | 55.0564 | 55.0564 | 55.0564 | 55.0564 | 55.0564 | 55.0564 | 55.0564 | 55.0564 | 55.0564 | 55.0564 | 55.0564 | 55.0564 | 55.0564 | 55.0564 | 55.0564 | 55.0564 | 55.0564 | 55.0564 | 55.0564 | 55.0564 | 55.0564 | 55.0564 | 55.0564 | 55.0564 | 55.0564 | 55.0564 | 55.0564 | 55.0564 | 55.0564 | 55.0564 | 55.0564 | 55.0564 | 55.0564 | 55.0564 | 55.0564 | 55.0564 | 55.0564 | 55.0564 | 55.0564 | 55.0564 | 55.0564 | 55.0564 | 55.0564 | 55.0564 | 55.0564 | 55.0564 | 55.0564 | 55.0564 | 55.0564 | 55.0564 | 55.0564 | 55.0564 | 55.0564 | 55.0564 | 55.0564 | 55.0564 | 55.0564 | 55.0564 | 55.0564 | 55.0564 | 55.0564 | 55.0564 | 55.0564 | 55.0564 | 55.0564 | 55.0564 | 55.0564 | 55.0564 | 55.0564 | 55.0564 | 55.0564 | 55.0564 | 55.0564 | 55.0564 | 55.0564 | 55.0564 | 55.0564 | 55.0564 | 55.0564 | 55.0564 | 55.0564 | 55.0564 | 55.0564 | 55.0564 | 55.0564 | 55.0564 | 55.0564 | 55.0564 | 55.0564 | 55.0564 | 55.0564 | 55.0564 | 55.0564 | 55.0564 | 55.0564 | 55.0564 | 55.0564 | 55.0564 | 55.0564 | 55.0564 | 55.0564 | 55.0564 | 55.0564 | 55.0564 | 55.0564 | 55.0564 | 55.0564 | 55.0564 | 55.0564 | 55.0564 | 55.0564 | 55.0564 | 55.0564 | 55.0564 | 55.0564 | 55.0564 | 55.0564 | 55.0564 | 55.0564 | 55.0564 | 55.0564 | 55.0564 | 55.0564 | 55.0564 | 55.0564 | 55.0564 | 55.0564 | 55.0564 | 55.0564 | 55.0564 | 55.0564 | 55.0564 | 55.0564 | 55.0564 | 55.0564 | 55.0564 | 55.0564 | 55.0564 | 55.0564 | 55.0564 | 55.0564 | 55.0564 | 55.0564 | 55.0564 | 55.0564 | 55.0564 | 55.0564 | 55.0564 | 55.0564 | 55.0564 | 55.0564 | 55.0564 | 55.0564 | 55.0564 | 55.0564 | 55.0564 | 55.0564 | 55.0564 | 55.0564 | 55.0564 | 55.0564 | 55.0564 | 55.0564 | 55.0564 | 55.0564 | 55.0564 | 55.0564 | 55.0564 | 55.0564 | 55.0564 | 55.0564 | 55.0564 | 55.0564 | 55.0564 | 55.0564 | 55.0564 | 55.0564 | 55.0564 | 55.0564 | 55.0564 | 55.0564 | 55.0564 | 55.0564 | 55.0564 | 55.0564 | 55.0564 | 55.0564 | 55.0564 | 55.0564 | 55.0564 | 55.0564 | 55.0564 | 55.0564 | 55.0564 | 55.0564 | 55.0564 | 55.0564 | 55.0564 | 55.0564 | 55.0564 | 55.0564 | 55.0564 | 55.0564 | 55.0564 | 55.0564 | 55.0564 | 55.0564 | 55.0564 | 55.0564 | 55.0564 | 55.0564 | 55.0564 | 55.0564 | 55.0564 | 55.0564 | 55.0564 | 55.0564 | 55.0564 | 55.0564 | 55.0564 | 55.0564 | 55.0564 | 55.0564 | 55.0564 | 55.0564 | 55.0564 | 55.0564 | 55.0564 | 55.0564 | 55.0564 | 55.0564 | 55.0564 | 55.0564 | 55.0564 | 55.0564 | 55.0564 | 55.0564 | 55.0564 | 55.0564 | 55.0564 | 55.0564 | 55.0564 | 55.0564 | 55.0564 | 55.0564 | 55.0564 | 55.0564 | 55.0564 | 55.0564 | 55.0564 | 55.0564 | 55.0564 | 55.0564 | 55.0564 | 55.0564 | 55.0564 | 55.0564 | 55.0564 | 55.0564 | 55.0564 | 55.0564 | 55.0564 | 55.0564 | 55.0564 | 55.0564 | 55.0564 | 55.0564 | 55.0564 | 55.0564 | 55.0564 | 55.0564 | 55.0564 | 55.0564 | 55.0564 | 55.0564 | 55.0564 | 55.0564 | 55.0564 | 55.0564 | 55.0564 | 55.0564 | 55.0564 | 55.0564 | 55.0564 | 55.0564 | 55.0564 | 55.0564 | 55.0564 | 55.0564 | 55.0564 | 55.0564 | 55.0564 | 55.0564 | 55.0564 | 55.0564 | 55.0564 | 55.0564 | 55.0564 | 55.0564 | 55.0564 | 55.0564 | 55.0564 | 55.0564 | 55.0564 | 55.0564 | 55.0564 | 55.0564 | 55.0564 | 55.0564 | 55.0564 | 55.0564 | 55.0564 | 55.0564 | 55.0564 | 55.0564 | 55.0564 | 55.0564 | 55.0564 | 55.0564 | 55.0564 | 55.0564 | 55.0564 | 55.0564 | 55.0564 | 55.0564 | 55.0564 | 55.0564 | 55.0564 | 55.0564 | 55.0564 | 55.0564 | 55.0564 | 55.0564 | 55.0564 | 55.0564 | 55.0564 | 55.0564 | 55.0564 | 55.0564 | 55.0564 | 55.0564 | 55.0564 | 55.0564 | 55.0564 | 55.0564 | 55.0564 | 55.0564 | 55.0564 | 55.0564 | 55.0564 | 55.0564 | 55.0564 | 55.0564 | 55.0564 | 55.0564 | 55.0564 | 55.0564 | 55.0564 | 55.0564 | 55.0564 | 55.0564 | 55.0564 | 55.0564 | 55.0564 | 55.0564 | 55.0564 | 55.0564 | 55.0564 | 55.0564 | 55.0564 | 55.0564 | 55.0564 | 55.0564 | 55.0564 | 55.0564 | 55.0564 | 55.0564 | 55.0564 | 55.0564 | 55.0564 | 55.0564 | 55.0564 | 55.0564 | 55.0564 | 55.0564 | 55.0564 | 55.0564 | 55.0564 | 55.0564 | 55.0564 | 55.0564 | 55.0564 | 55.0564 | 55.0564 | 55.0564 | 55.0564 | 55.0564 | 55.0564 | 55.0564 | 55.0564 | 55.0564 | 55.0564 | 55.0564 | 55.0564 | 55.0564 | 55.0564 | 55.0564 | 55.0564 | 55.0564 | 55.0564 | 55.0564 | 55.0564 | 55.0564 | 55.0564 | 55.0564 | 55.0564 | 55.0564 | 55.0564 | 55.0564 | 55.0564 | 55.0564 | 55.0564 | 55.0564 | 55.0564 | 55.0564 | 55.0564 | 55.0564 | 55.0564 | 55.0564 | 55.0564 | 55.0564 | 55.0564 | 55.0564 | 55.0564 | 55.0564 | 55.0564 | 55.0564 | 55.0564 | 55.0564 | 55.0564 | 55.0564 | 55.0564 | 55.0564 | 55.0564 | 55.0564 | 55.0564 | 55.0564 | 55.0564 | 55.0564 | 55.0564 | 55.0564 | 55.0564 | 55.0564 | 55.0564 | 55.0564 | 55.0564 | 55.0564 | 55.0564 | 55.0564 | 55.0564 | 55.0564 | 55.0564 | 55.0564 | 55.0564 | 55.0564 | 55.0564 | 55.0564 | 55.0564 | 55.0564 | 55.0564 | 55.0564 | 55.0564 | 55.0564 | 55.0564 | 55.0564 | 55.0564 | 55.0564 | 55.0564 | 55.0564 | 55.0564 | 55.0564 | 55.0564 | 55.0564 | 55.0564 | 55.0564 | 55.0564 | 55.0564 | 55.0564 | 55.0564 | 55.0564 | 55.0564 | 55.0564 | 55.0564 | 55.0564 | 55.0564 | 55.0564 | 55.0564 | 55.0564 | 55.0564 | 55.0564 | 55.0564 | 55.0564 | 55.0564 | 55.0564 | 55.0564 | 55.0564 | 55.0564 | 55.0564 | 55.0564 | 55.0564 | 55.0564 | 55.0564 | 55.0564 | 55.0564 | 55.0564 | 55.0564 | 55.0564 | 55.0564 | 55.0564 | 55.0564 | 55.0564 | 55.0564 | 55.0564 | 55.0564 | 55.0564 | 55.0564 | 55.0564 | 55.0564 | 55.0564 | 55.0564 | 55.0564 | 55.0564 | 55.0564 | 55.0564 | 55.0564 | 55.0564 | 55.0564 | 55.0564 | 55.0564 | 55.0564 | 55.0564 | 55.0564 | 55.0564 | 55.0564 | 55.0564 | 55.0564 | 55.0564 | 55.0564 | 55.0564 | 55.0564 | 55.0564 | 55.0564 | 55.0564 | 55.0564 | 55.0564 | 55.0564 | 55.0564 | 55.0564 | 55.0564 | 55.0564 | 55.0564 | 55.0564 | 55.0564 | 55.0564 | 55.0564 | 55.0564 | 55.0564 | 55.0564 | 55.0564 | 55.0564 | 55.0564 | 55.0564 | 55.0564 | 55.0564 | 55.0564 | 55.0564 | 55.0564 | 55.0564 | 55.0564 | 55.0564 | 55.0564 | 55.0564 | 55.0564 | 55.0564 | 55.0564 | 55.0564 | 55.0564 | 55.0564 | 55.0564 | 55.0564 | 55.0564 | 55.0564 | 55.0564 | 55.0564 | 55.0564 | 55.0564 | 55.0564 | 55.0564 | 55.0564 | 55.0564 | 55.0564 | 55.0564 | 55.0564 | 55.0564 | 55.0564 | 55.0564 | 55.0564 | 55.0564 | 55.0564 | 55.0564 | 55.0564 | 55.0564 | 55.0564 | 55.0564 | 55.0564 | 55.0564 | 55.0564 | 55.0564 | 55.0564 | 55.0564 | 55.0564 | 55.0564 | 55.0564 | 55.0564 | 55.0564 | 55.0564 | 55.0564 | 55.0564 | 55.0564 | 55.0564 | 55.0564 | 55.0564 | 55.0564 | 55.0564 | 55.0564 | 55.0564 | 55.0564 | 55.0564 | 55.0564 | 55.0564 | 55.0564 | 55.0564 | 55.0564 | 55.0564 | 55.0564 | 55.0564 | 55.0564 | 55.0564 | 55.0564 | 55.0564 | 55.0564 | 55.0564 | 55.0564 | 55.0564 | 55.0564 | 55.0564 | 55.0564 | 55.0564 | 55.0564 | 55.0564 | 55.0564 | 55.0564 | 55.0564 | 55.0564 | 55.0564 | 55.0564 | 55.0564 | 55.0564 | 55.0564 | 55.0564 | 55.0564 | 55.0564 | 55.0564 | 55.0564 | 55.0564 | 55.0564 | 55.0564 | 55.0564 | 55.0564 | 55.0564 | 55.0564 | 55.0564 | 55.0564 | 55.0564 | 55.0564 | 55.0564 | 55.0564 | 55.0564 | 55.0564 | 55.0564 | 55.0564 | 55.0564 | 55.0564 | 55.0564 | 55.0564 | 55.0564 | 55.0564 | 55.0564 | 55.0564 | 55.0564 | 55.0564 | 55.0564 | 55.0564 | 55.0564 | 55.0564 | 55.0564 | 55.0564 | 55.0564 | 55.0564 | 55.0564 | 55.0564 | 55.0564 | 55.0564 | 55.0564 | 55.0564 | 55.0564 | 55.0564 | 55.0564 | 55.0564 | 55.0564 | 55.0564 | 55.0564 | 55.0564 | 55.0564 | 55.0564 | 55.0564 | 55.0564 | 55.0564 | 55.0564 | 55.0564 | 55.0564 | 55.0564 | 55.0564 | 55.0564 | 55.0564 | 55.0564 | 55.0564 | 55.0564 | 55.0564 | 55.0564 | 55.0564 | 55.0564 | 55.0564 | 55.0564 | 55.0564 | 55.0564 | 55.0564 | 55.0564 | 55.0564 | 55.0564 | 55.0564 | 55.0564 | 55.0564 | 55.0564 | 55.0564 | 55.0564 | 55.0564 | 55.0564 | 55.0564 | 55.0564 | 55.0564 | 55.0564 | 55.0564 | 55.0564 | 55.0564 | 55.0564 | 55.0564 | 55.0564 | 55.0564 | 55.0564 | 55.0564 | 55.0564 | 55.0564 | 55.0564 | 55.0564 | 55.0564 | 55.0564 | 55.0564 | 55.0564 | 55.0564 | 55.0564 | 55.0564 | 55.0564 | 55.0564 | 55.0564 | 55.0564 | 55.0564 | 55.0564 | 55.0564 | 55.0564 | 55.0564 | 55.0564 | 55.0564 | 55.0564 | 55.0564 | 55.0564 | 55.0564 | 55.0564 | 55.0564 | 55.0564 | 55.0564 | 55.0564 | 55.0564 | 55.0564 | 55.0564 | 55.0564 | 55.0564 | 55.0564 | 55.0564 | 55.0564 | 55.0564 | 55.0564 | 55.0564 | 55.0564 | 55.0564 | 55.0564 | 55.0564 | 55.0564 | 55.0564 | 55.0564 | 55.0564 | 55.0564 | 55.0564 | 55.0564 | 55.0564 | 55.0564 | 55.0564 | 55.0564 | 55.0564 | 55.0564 | 55.0564 | 55.0564 | 55.0564 | 55.0564 | 55.0564 | 55.0564 | 55.0564 | 55.0564 | 55.0564 | 55.0564 | 55.0564 | 55.0564 | 55.0564 | 55.0564 | 55.0564 | 55.0564 | 55.0564 | 55.0564 | 55.0564 | 55.0564 | 55.0564 | 55.0564 | 55.0564 | 55.0564 | 55.0564 | 55.0564 | 55.0564 | 55.0564 | 55.0564 | 55.0564 | 55.0564 | 55.0564 | 55.0564 | 55.0564 | 55.0564 | 55.0564 | 55.0564 | 55.0564 | 55.0564 | 55.0564 | 55.0564 | 55.0564 | 55.0564 | 55.0564 | 55.0564 | 55.0564 | 55.0564 | 55.0564 | 55.0564 | 55.0564 | 55.0564 | 55.0564 | 55.0564 | 55.0564 | 55.0564 | 55.0564 | 55.0564 | 55.0564 | 55.0564 | 55.0564 | 55.0564 | 55.0564 | 55.0564 | 55.0564 | 55.0564 | 55.0564 | 55.0564 | 55.0564 | 55.0564 | 55.0564 | 55.0564 | 55.0564 | 55.0564 | 55.0564 | 55.0564 | 55.0564 | 55.0564 | 55.0564 | 55.0564 | 55.0564 | 55.0564 | 55.0564 | 55.0564 | 55.0564 | 55.0564 | 55.0564 | 55.0564 | 55.0564 | 55.0564 | 55.0564 | 55.0564 | 55.0564 | 55.0564 | 55.0564 | 55.0564 | 55.0564 | 55.0564 | 55.0564 | 55.0564 | 55.0564 | 55.0564 | 55.0564 | 55.0564 | 55.0564 | 55.0564 | 55.0564 | 55.0564 | 55.0564 | 55.0564 | 55.0564 | 55.0564 | 55.0564 | 55.0564 | 55.0564 | 55.0564 | 55.0564 | 55.0564 | 55.0564 | 55.0564 | 55.0564 | 55.0564 | 55.0564 | 55.0564 | 55.0564 | 55.0564 | 55.0564 | 55.0564 | 55.0564 | 55.0564 | 55.0564 | 55.0564 | 55.0564 | 55.0564 | 55.0564 | 55.0564 | 55.0564 | 55.0564 | 55.0564 | 55.0564 | 55.0564 | 55.0564 | 55.0564 | 55.0564 | 55.0564 | 55.0564 | 55.0564 | 55.0564 | 55.0564 | 55.0564 | 55.0564 | 55.0564 | 55.0564 | 55.0564 | 55.0564 | 55.0564 | 55.0564 | 55.0564 | 55.0564 | 55.0564 | 55.0564 | 55.0564 | 55.0564 | 55.0564 | 55.0564 | 55.0564 | 55.0564 | 55.0564 | 55.0564 | 55.0564 | 55.0564 | 55.0564 | 55.0564 | 55.0564 | 55.0564 | 55.0564 | 55.0564 | 55.0564 | 55.0564 | 55.0564 | 55.0564 | 55.0564 | 55.0564 | 55.0564 | 55.0564 | 55.0564 | 55.0564 | 55.0564 | 55.0564 | 55.0564 | 55.0564 | 55.0564 | 55.0564 | 55.0564 | 55.0564 | 55.0564 | 55.0564 | 55.0564 | 55.0564 | 55.0564 | 55.0564 | 55.0564 | 55.0564 | 55.0564 | 55.0564 | 55.0564 | 55.0564 | 55.0564 | 55.0564 | 55.0564 | 55.0564 | 55.0564 | 55.0564 | 55.0564 | 55.0564 | 55.0564 | 55.0564 | 55.0564 | 55.0564 | 55.0564 | 55.0564 | 55.0564 | 55.0564 | 55.0564 | 55.0564 | 55.0564 | 55.0564 | 55.0564 | 55.0564 | 55.0564 | 55.0564 | 55.0564 | 55.0564 | 55.0564 | 55.0564 | 55.0564 | 55.0564 | 55.0564 | 55.0564 | 55.0564 | 55.0564 | 55.0564 | 55.0564 | 55.0564 | 55.0564 | 55.0564 | 55.0564 | 55.0564 | 55.0564 | 55.0564 | 55.0564 | 55.0564 | 55.0564 | 55.0564 | 55.0564 | 55.0564 | 55.0564 | 55.0564 | 55.0564 | 55.0564 | 55.0564 | 55.0564 | 55.0564 | 55.0564 | 55.0564 | 55.0564 | 55.0564 | 55.0564 | 55.0564 | 55.0564 | 55.0564 | 55.0564 | 55.0564 | 55.0564 | 55.0564 | 55.0564 | 55.0564 | 55.0564 | 55.0564 | 55.0564 | 55.0564 | 55.0564 | 55.0564 | 55.0564 | 55.0564 | 55.0564 | 55.0564 | 55.0564 | 55.0564 | 55.0564 | 55.0564 | 55.0564 | 55.0564 | 55.0564 | 55.0564 | 55.0564 | 55.0564 | 55.0564 | 55.0564 | 55.0564 | 55.0564 | 55.0564 | 55.0564 | 55.0564 | 55.0564 | 55.0564 | 55.0564 | 55.0564 | 55.0564 | 55.0564 | 55.0564 | 55.0564 | 55.0564 | 55.0564 | 55.0564 | 55.0564 | 55.0564 | 55.0564 | 55.0564 | 55.0564 | 55.0564 | 55.0564 | 55.0564 | 55.0564 | 55.0564 | 55.0564 | 55.0564 | 55.0564 | 55.0564 | 55.0564 | 55.0564 | 55.0564 | 55.0564 | 55.0564 | 55.0564 | 55.0564 | 55.0564 | 55.0564 | 55.0564 | 55.0564 | 55.0564 | 55.0564 | 55.0564 | 55.0564 | 55.0564 | 55.0564 | 55.0564 | 55.0564 | 55.0564 | 55.0564 | 55.0564 | 55.0564 | 55.0564 | 55.0564 | 55.0564 | 55.0564 | 55.0564 | 55.0564 | 55.0564 | 55.0564 | 55.0564 | 55.0564 | 55.0564 | 55.0564 | 55.0564 | 55.0564 | 55.0564 | 55.0564 | 55.0564 | 55.0564 | 55.0564 | 55.0564 | 55.0564 | 55.0564 | 55.0564 | 55.0564 | 55.0564 | 55.0564 | 55.0564 | 55.0564 | 55.0564 | 55.0564 | 55.0564 | 55.0564 | 55.0564 | 55.0564 | 55.0564 | 55.0564 | 55.0564 | 55.0564 | 55.0564 | 55.0564 | 55.0564 | 55.0564 | 55.0564 | 55.0564 | 55.0564 | 55.0564 | 55.0564 | 55.0564 | 55.0564 | 55.0564 | 55.0564 | 55.0564 | 55.0564 | 55.0564 | 55.0564 | 55.0564 | 55.0564 | 55.0564 | 55.0564 | 55.0564 | 55.0564 | 55.0564 | 55.0564 | 55.0564 | 55.0564 | 55.0564 | 55.0564 | 55.0564 | 55.0564 | 55.0564 | 55.0564 | 55.0564 | 55.0564 | 55.0564 | 55.0564 | 55.0564 | 55.0564 | 55.0564 | 55.0564 | 55.0564 | 55.0564 | 55.0564 | 55.0564 | 55.0564 | 55.0564 | 55.0564 | 55.0564 | 55.0564 | 55.0564 | 55.0564 | 55.0564 | 55.0564 | 55.0564 | 55.0564 | 55.0564 | 55.0564 | 55.0564 | 55.0564 | 55.0564 | 55.0564 | 55.0564 | 55.0564 | 55.0564 | 55.0564 | 55.0564 | 55.0564 | 55.0564 | 55.0564 | 55.0564 | 55.0564 | 55.0564 | 55.0564 | 55.0564 | 55.0564 | 55.0564 | 55.0564 | 55.0564 | 55.0564 | 55.0564 | 55.0564 | 55.0564 | 55.0564 | 55.0564 | 55.0564 | 55.0564 | 55.0564 | 55.0564 | 55.0564 | 55.0564 | 55.0564 | 55.0564 | 55.0564 | 55.0564 | 55.0564 | 55.0564 | 55.0564 | 55.0564 | 55.0564 | 55.0564 | 55.0564 | 55.0564 | 55.0564 | 55.0564 | 55.0564 | 55.0564 | 55.0564 | 55.0564 | 55.0564 | 55.0564 | 55.0564 | 55.0564 | 55.0564 | 55.0564 | 55.0564 | 55.0564 | 55.0564 | 55.0564 | 55.0564 | 55.0564 | 55.0564 | 55.0564 | 55.0564 | 55.0564 | 55.0564 | 55.0564 | 55.0564 | 55.0564 | 55.0564 | 55.0564 | 55.0564 | 55.0564 | 55.0564 | 55.0564 | 55.0564 | 55.0564 | 55.0564 | 55.0564 | 55.0564 | 55.0564 | 55.0564 | 55.0564 | 55.0564 | 55.0564 | 55.0564 | 55.0564 | 55.0564 | 55.0564 | 55.0564 | 55.0564 | 55.0564 | 55.0564 | 55.0564 | 55.0564 | 55.0564 | 55.0564 | 55.0564 | 55.0564 | 55.0564 | 55.0564 | 55.0564 | 55.0564 | 55.0564 | 55.0564 | 55.0564 | 55.0564 | 55.0564 | 55.0564 | 55.0564 | 55.0564 | 55.0564 | 55.0564 | 55.0564 | 55.0564 | 55.0564 | 55.0564 | 55.0564 | 55.0564 | 55.0564 | 55.0564 | 55.0564 | 55.0564 | 55.0564 | 55.0564 | 55.0564 | 55.0564 | 55.0564 | 55.0564 | 55.0564 | 55.0564 | 55.0564 | 55.0564 | 55.0564 | 55.0564 | 55.0564 | 55.0564 | 55.0564 | 55.0564 | 55.0564 | 55.0564 | 55.0564 | 55.0564 | 55.0564 | 55.0564 | 55.0564 | 55.0564 | 55.0564 | 55.0564 | 55.0564 | 55.0564 | 55.0564 | 55.0564 | 55.0564 | 55.0564 | 55.0564 | 55.0564 | 55.0564 | 55.0564 | 55.0564 | 55.0564 | 55.0564 | 55.0564 | 55.0564 | 55.0564 | 55.0564 | 55.0564 | 55.0564 | 55.0564 | 55.0564 | 55.0564 | 55.0564 | 55.0564 | 55.0564 | 55.0564 | 55.0564 | 55.0564 | 55.0564 | 55.0564 | 55.0564 | 55.0564 | 55.0564 | 55.0564 | 55.0564 | 55.0564 | 55.0564 | 55.0564 | 55.0564 | 55.0564 | 55.0564 | 55.0564 | 55.0564 | 55.0564 | 55.0564 | 55.0564 | 55.0564 | 55.0564 | 55.0564 | 55.0564 | 55.0564 | 55.0564 | 55.0564 | 55.0564 | 55.0564 | 55.0564 | 55.0564 | 55.0564 | 55.0564 | 55.0564 | 55.0564 | 55.0564 | 55.0564 | 55.0564 | 55.0564 | 55.0564 | 55.0564 | 55.0564 | 55.0564 | 55.0564 | 55.0564 | 55.0564 | 55.0564 | 55.0564 | 55.0564 | 55.0564 | 55.0564 | 55.0564 | 55.0564 | 55.0564 | 55.0564 | 55.0564 | 55.0564 | 55.0564 | 55.0564 | 55.0564 | 55.0564 | 55.0564 | 55.0564 | 55.0564 | 55.0564 | 55.0564 | 55.0564 | 55.0564 | 55.0564 | 55.0564 | 55.0564 | 55.0564 | 55.0564 | 55.0564 | 55.0564 | 55.0564 | 55.0564 | 55.0564 | 55.0564 | 55.0564 | 55.0564 | 55.0564 | 55.0564 | 55.0564 | 55.0564 | 55.0564 | 55.0564 | 55.0564 | 55.0564 | 55.0564 | 55.0564 | 55.0564 | 55.0564 | 55.0564 | 55.0564 | 55.0564 | 55.0564 | 55.0564 | 55.0564 | 55.0564 | 55.0564 | 55.0564 | 55.0564 | 55.0564 | 55.0564 | 55.0564 | 55.0564 | 55.0564 | 55.0564 | 55.0564 | 55.0564 | 55.0564 | 55.0564 | 55.0564 | 55.0564 | 55.0564 | 55.0564 | 55.0564 | 55.0564 | 55.0564 | 55.0564 | 55.0564 | 55.0564 | 55.0564 | 55.0564 | 55.0564 | 55.0564 | 55.0564 | 55.0564 | 55.0564 | 55.0564 | 55.0564 | 55.0564 | 55.0564 | 55.0564 | 55.0564 | 55.0564 | 55.0564 | 55.0564 | 55.0564 | 55.0564 | 55.0564 | 55.0564 | 55.0564 | 55.0564 | 55.0564 | 55.0564 | 55.0564 | 55.0564 | 55.0564 | 55.0564 | 55.0564 | 55.0564 | 55.0564 | 55.0564 | 55.0564 | 55.0564 | 55.0564 | 55.0564 | 55.0564 | 55.0564 | 55.0564 | 55.0564 | 55.0564 | 55.0564 | 55.0564 | 55.0564 | 55.0564 | 55.0564 | 55.0564 | 55.0564 | 55.0564 | 55.0564 | 55.0564 | 55.0564 | 55.0564 | 55.0564 | 55.0564 | 55.0564 | 55.0564 | 55.0564 | 55.0564 | 55.0564 | 55.0564 | 55.0564 | 55.0564 | 55.0564 | 55.0564 | 55.0564 | 55.0564 | 55.0564 | 55.0564 | 55.0564 | 55.0564 | 55.0564 | 55.0564 | 55.0564 | 55.0564 | 55.0564 | 55.0564 | 55.0564 | 55.0564 | 55.0564 | 55.0564 | 55.0564 | 55.0564 | 55.0564 | 55.0564 | 55.0564 | 55.0564 | 55.0564 | 55.0564 | 55.0564 | 55.0564 | 55.0564 | 55.0564 | 55.0564 | 55.0564 | 55.0564 | 55.0564 | 55.0564 | 55.0564 | 55.0564 | 55.0564 | 55.0564 | 55.0564 | 55.0564 | 55.0564 | 55.0564 | 55.0564 | 55.0564 | 55.0564 | 55.0564 | 55.0564 | 55.0564 | 55.0564 | 55.0564 | 55.0564 | 55.0564 | 55.0564 | 55.0564 | 55.0564 | 55.0564 | 55.0564 | 55.0564 | 55.0564 | 55.0564 | 55.0564 | 55.0564 | 55.0564 | 55.0564 | 55.0564 | 55.0564 | 55.0564 | 55.0564 | 55.0564 | 55.0564 | 55.0564 | 55.0564 | 55.0564 | 55.0564 | 55.0564 | 55.0564 | 55.0564 | 55.0564 | 55.0564 | 55.0564 | 55.0564 | 55.0564 | 55.0564 | 55.0564 | 55.0564 | 55.0564 | 55.0564 | 55.0564 | 55.0564 | 55.0564 | 55.0564 | 55.0564 | 55.0564 | 55.0564 | 55.0564 | 55.0564 | 55.0564 | 55.0564 | 55.0564 | 55.0564 | 55.0564 | 55.0564 | 55.0564 | 55.0564 | 55.0564 | 55.0564 | 55.0564 | 55.0564 | 55.0564 | 55.0564 | 55.0564 | 55.0564 | 55.0564 | 55.0564 | 55.0564 | 55.0564 | 55.0564 | 55.0564 | 55.0564 | 55.0564 | 55.0564 | 55.0564 | 55.0564 | 55.0564 | 55.0564 | 55.0564 | 55.0564 | 55.0564 | 55.0564 | 55.0564 | 55.0564 | 55.0564 | 55.0564 | 55.0564 | 55.0564 | 55.0564 | 55.0564 | 55.0564 | 55.0564 | 55.0564 | 55.0564 | 55.0564 | 55.0564 | 55.0564 | 55.0564 | 55.0564 | 55.0564 | 55.0564 | 55.0564 | 55.0564 | 55.0564 | 55.0564 | 55.0564 | 55.0564 | 55.0564 | 55.0564 | 55.0564 | 55.0564 | 55.0564 | 55.0564 | 55.0564 | 55.0564 | 55.0564 | 55.0564 | 55.0564 | 55.0564 | 55.0564 | 55.0564 | 55.0564 | 55.0564 | 55.0564 | 55.0564 | 55.0564 | 55.0564 | 55.0564 | 55.0564 | 55.0564 | 55.0564 | 55.0564 | 55.0564 | 55.0564 | 55.0564 | 55.0564 | 55.0564 | 55.0564 | 55.0564 | 55.0564 | 55.0564 | 55.0564 | 55.0564 | 55.0564 | 55.0564 | 55.0564 | 55.0564 | 55.0564 | 55.0564 | 55.0564 | 55.0564 | 55.0564 | 55.0564 | 55.0564 | 55.0564 | 55.0564 | 55.0564 | 55.0564 | 55.0564 | 55.0564 | 55.0564 | 55.0564 | 55.0564 | 55.0564 | 55.0564 | 55.0564 | 55.0564 | 55.0564 | 55.0564 | 55.0564 | 55.0564 | 55.0564 | 55.0564 | 55.0564 | 55.0564 | 55.0564 | 55.0564 | 55.0564 | 55.0564 | 55.0564 | 55.0564 | 55.0564 | 55.0564 | 55.0564 | 55.0564 | 55.0564 | 55.0564 | 55.0564 | 55.0564 | 55.0564 | 55.0564 | 55.0564 | 55.0564 | 55.0564 | 55.0564 | 55.0564 | 55.0564 | 55.0564 | 55.0564 | 55.0564 | 55.0564 | 55.0564 | 55.0564 | 55.0564 | 55.0564 | 55.0564 | 55.0564 | 55.0564 | 55.0564 | 55.0564 | 55.0564 | 55.0564 | 55.0564 | 55.0564 | 55.0564 | 55.0564 | 55.0564 | 55.0564 | 55.0564 | 55.0564 | 55.0564 | 55.0564 | 55.0564 | 55.0564 | 55.0564 | 55.0564 | 55.0564 | 55.0564 | 55.0564 | 55.0564 | 55.0564 | 55.0564 | 55.0564 | 55.0564 | 55.0564 | 55.0564 | 55.0564 | 55.0564 | 55.0564 | 55.0564 | 55.0564 | 55.0564 | 55.0564 | 55.0564 | 55.0564 | 55.0564 | 55.0564 | 55.0564 | 55.0564 | 55.0564 | 55.0564 | 55.0564 | 55.0564 | 55.0564 | 55.0564 | 55.0564 | 55.0564 | 55.0564 | 55.0564 | 55.0564 | 55.0564 | 55.0564 | 55.0564 | 55.0564 | 55.0564 | 55.0564 | 55.0564 | 55.0564 | 55.0564 | 55.0564 | 55.0564 | 55.0564 | 55.0564 | 55.0564 | 55.0564 | 55.0564 | 55.0564 | 55.0564 | 55.0564 | 55.0564 | 55.0564 | 55.0564 | 55.0564 | 55.0564 | 55.0564 | 55.0564 | 55.0564 | 55.0564 | 55.0564 | 55.0564 | 55.0564 | 55.0564 | 55.0564 | 55.0564 | 55.0564 | 55.0564 | 55.0564 | 55.0564 | 55.0564 | 55.0564 | 55.0564 | 55.0564 | 55.0564 | 55.0564 | 55.0564 | 55.0564 | 55.0564 | 55.0564 | 55.0564 | 55.0564 | 55.0564 | 55.0564 | 55.0564 | 55.0564 | 55.0564 | 55.0564 | 55.0564 | 55.0564 | 55.0564 | 55.0564 | 55.0564 | 55.0564 | 55.0564 | 55.0564 | 55.0564 | 55.0564 | 55.0564 | 55.0564 | 55.0564 | 55.0564 | 55.0564 | 55.0564 | 55.0564 | 55.0564 | 55.0564 | 55.0564 | 55.0564 | 55.0564 | 55.0564 | 55.0564 | 55.0564 | 55.0564 | 55.0564 | 55.0564 | 55.0564 | 55.0564 | 55.0564 | 55.0564 | 55.0564 | 55.0564 | 55.0564 | 55.0564 | 55.0564 | 55.0564 | 55.0564 | 55.0564 | 55.0564 | 55.0564 | 55.0564 | 55.0564 | 55.0564 | 55.0564 | 55.0564 | 55.0564 | 55.0564 | 55.0564 | 55.0564 | 55.0564 | 55.0564 | 55.0564 | 55.0564 | 55.0564 | 55.0564 | 55.0564 | 55.0564 | 55.0564 | 55.0564 | 55.0564 | 55.0564 | 55.0564 | 55.0564 | 55.0564 | 55.0564 | 55.0564 | 55.0564 | 55.0564 | 55.0564 | 55.0564 | 55.0564 | 55.0564 | 55.0564 | 55.0564 | 55.0564 | 55.0564 | 55.0564 | 55.0564 | 55.0564 | 55.0564 | 55.0564 | 55.0564 | 55.0564 | 55.0564 | 55.0564 | 55.0564 | 55.0564 | 55.0564 | 55.0564 | 55.0564 | 55.0564 | 55.0564 | 55.0564 | 55.0564 | 55.0564 | 55.0564 | 55.0564 | 55.0564 | 55.0564 | 55.0564 | 55.0564 | 55.0564 | 55.0564 | 55.0564 | 55.0564 | 55.0564 | 55.0564 | 55.0564 | 55.0564 | 55.0564 | 55.0564 | 55.0564 | 55.0564 | 55.0564 | 55.0564 | 55.0564 | 55.0564 | 55.0564 | 55.0564 | 55.0564 | 55.0564 | 55.0564 | 55.0564 | 55.0564 | 55.0564 | 55.0564 | 55.0564 | 55.0564 | 55.0564 | 55.0564 | 55.0564 | 55.0564 | 55.0564 | 55.0564 | 55.0564 | 55.0564 | 55.0564 | 55.0564 | 55.0564 | 55.0564 | 55.0564 | 55.0564 | 55.0564 | 55.0564 | 55.0564 | 55.0564 | 55.0564 | 55.0564 | 55.0564 | 55.0564 | 55.0564 | 55.0564 | 55.0564 | 55.0564 | 55.0564 | 55.0564 | 55.0564 | 55.0564 | 55.0564 | 55.0564 | 55.0564 | 55.0564 | 55.0564 | 55.0564 | 55.0564 | 55.0564 | 55.0564 | 55.0564 | 55.0564 | 55.0564 | 55.0564 | 55.0564 | 55.0564 | 55.0564 | 55.0564 | 55.0564 | 55.0564 | 55.0564 | 55.0564 | 55.0564 | 55.0564 | 55.0564 | 55.0564 | 55.0564 | 55.0564 | 55.0564 | 55.0564 | 55.0564 | 55.0564 | 55.0564 | 55.0564 | 55.0564 | 55.0564 | 55.0564 | 55.0564 | 55.0564 | 55.0564 | 55.0564 | 55.0564 | 55.0564 | 55.0564 | 55.0564 | 55.0564 | 55.0564 | 55.0564 | 55.0564 | 55.0564 | 55.0564 | 55.0564 | 55.0564 | 55.0564 | 55.0564 | 55.0564 | 55.0564 | 55.0564 | 55.0564 | 55.0564 | 55.0564 | 55.0564 | 55.0564 | 55.0564 | 55.0564 | 55.0564 | 55.0564 | 55.0564 | 55.0564 | 55.0564 | 55.0564 | 55.0564 | 55.0564 | 55.0564 | 55.0564 | 55.0564 | 55.0564 | 55.0564 | 55.0564 | 55.0564 | 55.0564 | 55.0564 | 55.0564 | 55.0564 | 55.0564 | 55.0564 | 55.0564 | 55.0564 | 55.0564 | 55.0564 | 55.0564 | 55.0564 | 55.0564 | 55.0564 | 55.0564 | 55.0564 | 55.0564 | 55.0564 | 55.0564 | 55.0564 | 55.0564 | 55.0564 | 55.0564 | 55.0564 | 55.0564 | 55.0564 | 55.0564 | 55.0564 | 55.0564 | 55.0564 | 55.0564 | 55.0564 | 55.0564 | 55.0564 | 55.0564 | 55.0564 | 55.0564 | 55.0564 | 55.0564 | 55.0564 | 55.0564 | 55.0564 | 55.0564 | 55.0564 | 55.0564 | 55.0564 | 55.0564 | 55.0564 | 55.0564 | 55.0564 | 55.0564 | 55.0564 | 55.0564 | 55.0564 | 55.0564 | 55.0564 | 55.0564 | 55.0564 | 55.0564 | 55.0564 | 55.0564 | 55.0564 | 55.0564 | 55.0564 | 55.0564 | 55.0564 | 55.0564 | 55.0564 | 55.0564 | 55.0564 | 55.0564 | 55.0564 | 55.0564 | 55.0564 | 55.0564 | 55.0564 | 55.0564 | 55.0564 | 55.0564 | 55.0564 | 55.0564 | 55.0564 | 55.0564 | 55.0564 | 55.0564 | 55.0564 | 55.0564 | 55.0564 | 55.0564 | 55.0564 | 55.0564 | 55.0564 | 55.0564 | 55.0564 | 55.0564 | 55.0564 | 55.0564 | 55.0564 | 55.0564 | 55.0564 | 55.0564 | 55.0564 | 55.0564 | 55.0564 | 55.0564 | 55.0564 | 55.0564 | 55.0564 | 55.0564 | 55.0564 | 55.0564 | 55.0564 | 55.0564 | 55.0564 | 55.0564 | 55.0564 | 55.0564 | 55.0564 | 55.0564 | 55.0564 | 55.0564 | 55.0564 | 55.0564 | 55.0564 | 55.0564 | 55.0564 | 55.0564 | 55.0564 | 55.0564 | 55.0564 | 55.0564 | 55.0564 | 55.0564 | 55.0564 | 55.0564 | 55.0564 | 55.0564 | 55.0564 | 55.0564 | 55.0564 | 55.0564 | 55.0564 | 55.0564 | 55.0564 | 55.0564 | 55.0564 | 55.0564 | 55.0564 | 55.0564 | 55.0564 | 55.0564 | 55.0564 | 55.0564 | 55.0564 | 55.0564 | 55.0564 | 55.0564 | 55.0564 | 55.0564 | 55.0564 | 55.0564 | 55.0564 | 55.0564 | 55.0564 | 55.0564 | 55.0564 | 55.0564 | 55.0564 | 55.0564 | 55.0564 | 55.0564 | 55.0564 | 55.0564 | 55.0564 | 55.0564 | 55.0564 | 55.0564 | 55.0564 | 55.0564 | 55.0564 | 55.0564 | 55.0564 | 55.0564 | 55.0564 | 55.0564 | 55.0564 | 55.0564 | 55.0564 | 55.0564 | 55.0564 | 55.0564 | 55.0564 | 55.0564 | 55.0564 | 55.0564 | 55.0564 | 55.0564 | 55.0564 | 55.0564 | 55.0564 | 55.0564 | 55.0564 | 55.0564 | 55.0564 | 55.0564 | 55.0564 | 55.0564 | 55.0564 | 55.0564 | 55.0564 | 55.0564 | 55.0564 | 55.0564 | 55.0564 | 55.0564 | 55.0564 | 55.0564 | 55.0564 | 55.0564 | 55.0564 | 55.0564 | 55.0564 | 55.0564 | 55.0564 | 55.0564 | 55.0564 | 55.0564 | 55.0564 | 55.0564 | 55.0564 | 55.0564 | 55.0564 | 55.0564 | 55.0564 | 55.0564 | 55.0564 | 55.0564 | 55.0564 | 55.0564 | 55.0564 | 55.0564 | 55.0564 | 55.0564 | 55.0564 | 55.0564 | 55.0564 | 55.0564 | 55.0564 | 55.0564 | 55.0564 | 55.0564 | 55.0564 | 55.0564 | 55.0564 | 55.0564 | 55.0564 | 55.0564 | 55.0564 | 55.0564 | 55.0564 | 55.0564 | 55.0564 | 55.0564 | 55.0564 | 55.0564 | 55.0564 | 55.0564 | 55.0564 | 55.0564 | 55.0564 | 55.0564 | 55.0564 | 55.0564 | 55.0564 | 55.0564 | 55.0564 | 55.0564 | 55.0564 | 55.0564 | 55.0564 | 55.0564 | 55.0564 | 55.0564 | 55.0564 | 55.0564 | 55.0564 | 55.0564 | 55.0564 | 55.0564 | 55.0564 | 55.0564 | 55.0564 | 55.0564 | 55.0564 | 55.0564 | 55.0564 | 55.0564 | 55.0564 | 55.0564 | 55.0564 | 55.0564 | 55.0564 | 55.0564 | 55.0564 | 55.0564 | 55.0564 | 55.0564 | 55.0564 | 55.0564 | 55.0564 | 55.0564 | 55.0564 | 55.0564 | 55.0564 | 55.0564 | 55.0564 | 55.0564 | 55.0564 | 55.0564 | 55.0564 | 55.0564 | 55.0564 | 55.0564 | 55.0564 | 55.0564 | 55.0564 | 55.0564 | 55.0564 | 55.0564 | 55.0564 | 55.0564 | 55.0564 | 55.0564 | 55.0564 | 55.0564 | 55.0564 | 55.0564 | 55.0564 | 55.0564 | 55.0564 | 55.0564 | 55.0564 | 55.0564 | 55.0564 | 55.0564 | 55.0564 | 55.0564 | 55.0564 | 55.0564 | 55.0564 | 55.0564 | 55.0564 | 55.0564 | 55.0564 | 55.0564 | 55.0564 | 55.0564 | 55.0564 | 55.0564 | 55.0564 | 55.0564 | 55.0564 | 55.0564 | 55.0564 | 55.0564 | 55.0564 | 55.0564 | 55.0564 | 55.0564 | 55.0564 | 55.0564 | 55.0564 | 55.0564 | 55.0564 | 55.0564 | 55.0564 | 55.0564 | 55.0564 | 55.0564 | 55.0564 | 55.0564 | 55.0564 | 55.0564 | 55.0564 | 55.0564 | 55.0564 | 55.0564 | 55.0564 | 55.0564 | 55.0564 | 55.0564 | 55.0564 | 55.0564 | 55.0564 | 55.0564 | 55.0564 | 55.0564 | 55.0564 | 55.0564 | 55.0564 | 55.0564 | 55.0564 | 55.0564 | 55.0564 | 55.0564 | 55.0564 | 55.0564 | 55.0564 | 55.0564 | 55.0564 | 55.0564 | 55.0564 | 55.0564 | 55.0564 | 55.0564 | 55.0564 | 55.0564 | 55.0564 | 55.0564 | 55.0564 | 55.0564 | 55.0564 | 55.0564 | 55.0564 | 55.0564 | 55.0564 | 55.0564 | 55.0564 | 55.0564 | 55.0564 | 55.0564 | 55.0564 | 55.0564 | 55.0564 | 55.0564 | 55.0564 | 55.0564 | 55.0564 | 55.0564 | 55.0564 | 55.0564 | 55.0564 | 55.0564 | 55.0564 | 55.0564 | 55.0564 | 55.0564 | 55.0564 | 55.0564 | 55.0564 | 55.0564 | 55.0564 | 55.0564 | 55.0564 | 55.0564 | 55.0564 | 55.0564 | 55.0564 | 55.0564 | 55.0564 | 55.0564 | 55.0564 | 55.0564 | 55.0564 | 55.0564 | 55.0564 | 55.0564 | 55.0564 | 55.0564 | 55.0564 | 55.0564 | 55.0564 | 55.0564 | 55.0564 | 55.0564 | 55.0564 | 55.0564 | 55.0564 | 55.0564 | 55.0564 | 55.0564 | 55.0564 | 55.0564 | 55.0564 | 55.0564 | 55.0564 | 55.0564 | 55.0564 | 55.0564 | 55.0564 | 55.0564 | 55.0564 | 55.0564 | 55.0564 | 55.0564 | 55.0564 | 55.0564 | 55.0564 | 55.0564 | 55.0564 | 55.0564 | 55.0564 | 55.0564 | 55.0564 | 55.0564 | 55.0564 | 55.0564 | 55.0564 | 55.0564 | 55.0564 | 55.0564 | 55.0564 | 55.0564 | 55.0564 | 55.0564 | 55.0564 | 55.0564 | 55.0564 | 55.0564 | 55.0564 | 55.0564 | 55.0564 | 55.0564 | 55.0564 | 55.0564 | 55.0564 | 55.0564 | 55.0564 | 55.0564 | 55.0564 | 55.0564 | 55.0564 | 55.0564 | 55.0564 | 55.0564 | 55.0564 | 55.0564 | 55.0564 | 55.0564 | 55.0564 | 55.0564 | 55.0564 | 55.0564 | 55.0564 | 55.0564 | 55.0564 | 55.0564 | 55.0564 | 55.0564 | 55.0564 | 55.0564 | 55.0564 | 55.0564 | 55.0564 | 55.0564 | 55.0564 | 55.0564 | 55.0564 | 55.0564 | 55.0564 | 55.0564 | 55.0564 | 55.0564 | 55.0564 | 55.0564 | 55.0564 | 55.0564 | 55.0564 | 55.0564 | 55.0564 | 55.0564 | 55.0564 | 55.0564 | 55.0564 | 55.0564 | 55.0564 | 55.0564 | 55.0564 | 55.0564 | 55.0564 | 55.0564 | 55.0564 | 55.0564 | 55.0564 | 55.0564 | 55.0564 | 55.0564 | 55.0564 | 55.0564 | 55.0564 | 55.0564 | 55.0564 | 55.0564 | 55.0564 | 55.0564 | 55.0564 | 55.0564 | 55.0564 | 55.0564 | 55.0564 | 55.0564 | 55.0564 | 55.0564 | 55.0564 | 55.0564 | 55.0564 | 55.0564 | 55.0564 | 55.0564 | 55.0564 | 55.0564 | 55.0564 | 55.0564 | 55.0564 | 55.0564 | 55.0564 | 55.0564 | 55.0564 | 55.0564 | 55.0564 | 55.0564 | 55.0564 | 55.0564 | 55.0564 | 55.0564 | 55.0564 | 55.0564 | 55.0564 | 55.0564 | 55.0564 | 55.0564 | 55.0564 | 55.0564 | 55.0564 | 55.0564 | 55.0564 | 55.0564 | 55.0564 | 55.0564 | 55.0564 | 55.0564 | 55.0564 | 55.0564 | 55.0564 | 55.0564 | 55.0564 | 55.0564 | 55.0564 | 55.0564 | 55.0564 | 55.0564 | 55.0564 | 55.0564 | 55.0564 | 55.0564 | 55.0564 | 55.0564 | 55.0564 | 55.0564 | 55.0564 | 55.0564 | 55.0564 | 55.0564 | 55.0564 | 55.0564 | 55.0564 | 55.0564 | 55.0564 | 55.0564 | 55.0564 | 55.0564 | 55.0564 | 55.0564 | 55.0564 | 55.0564 | 55.0564 | 55.0564 | 55.0564 | 55.0564 | 55.0564 | 55.0564 | 55.0564 | 55.0564 | 55.0564 | 55.0564 | 55.0564 | 55.0564 | 55.0564 | 55.0564 | 55.0564 | 55.0564 | 55.0564 | 55.0564 | 55.0564 | 55.0564 | 55.0564 | 55.0564 | 55.0564 | 55.0564 | 55.0564 | 55.0564 | 55.0564 | 55.0564 | 55.0564 | 55.0564 | 55.0564 | 55.0564 | 55.0564 | 55.0564 | 55.0564 | 55.0564 | 55.0564 | 55.0564 | 55.0564 | 55.0564 | 55.0564 | 55.0564 | 55.0564 | 55.0564 | 55.0564 | 55.0564 | 55.0564 | 55.0564 | 55.0564 | 55.0564 | 55.0564 | 55.0564 | 55.0564 | 55.0564 | 55.0564 | 55.0564 | 55.0564 | 55.0564 | 55.0564 | 55.0564 | 55.0564 | 55.0564 | 55.0564 | 55.0564 | 55.0564 | 55.0564 | 55.0564 | 55.0564 | 55.0564 | 55.0564 | 55.0564 | 55.0564 | 55.0564 | 55.0564 | 55.0564 | 55.0564 | 55.0564 | 55.0564 | 55.0564 | 55.0564 | 55.0564 | 55.0564 | 55.0564 | 55.0564 | 55.0564 | 55.0564 | 55.0564 | 55.0564 | 55.0564 | 55.0564 | 55.0564 | 55.0564 | 55.0564 | 55.0564 | 55.0564 | 55.0564 | 55.0564 | 55.0564 | 55.0564 | 55.0564 | 55.0564 | 55.0564 | 55.0564 | 55.0564 | 55.0564 | 55.0564 | 55.0564 | 55.0564 | 55.0564 | 55.0564 | 55.0564 | 55.0564 | 55.0564 | 55.0564 | 55.0564 | 55.0564 | 55.0564 | 55.0564 | 55.0564 | 55.0564 | 55.0564 | 55.0564 | 55.0564 | 55.0564 | 55.0564 | 55.0564 | 55.0564 | 55.0564 | 55.0564 | 55.0564 | 55.0564 | 55.0564 | 55.0564 | 55.0564 | 55.0564 | 55.0564 | 55.0564 | 55.0564 | 55.0564 | 55.0564 | 55.0564 | 55.0564 | 55.0564 | 55.0564 | 55.0564 | 55.0564 | 55.0564 | 55.0564 | 55.0564 | 55.0564 | 55.0564 | 55.0564 | 55.0564 | 55.0564 | 55.0564 | 55.0564 | 55.0564 | 55.0564 | 55.0564 | 55.0564 | 55.0564 | 55.0564 | 55.0564 | 55.0564 | 55.0564 | 55.0564 | 55.0564 | 55.0564 | 55.0564 | 55.0564 | 55.0564 | 55.0564 | 55.0564 | 55.0564 | 55.0564 | 55.0564 | 55.0564 | 55.0564 | 55.0564 | 55.0564 | 55.0564 | 55.0564 | 55.0564 | 55.0564 | 55.0564 | 55.0564 | 55.0564 | 55.0564 | 55.0564 | 55.0564 | 55.0564 | 55.0564 | 55.0564 | 55.0564 | 55.0564 | 55.0564 | 55.0564 | 55.0564 | 55.0564 | 55.0564 | 55.0564 | 55.0564 | 55.0564 | 55.0564 | 55.0564 | 55.0564 | 55.0564 | 55.0564 | 55.0564 | 55.0564 | 55.0564 | 55.0564 | 55.0564 | 55.0564 | 55.0564 | 55.0564 | 55.0564 | 55.0564 | 55.0564 | 55.0564 | 55.0564 | 55.0564 | 55.0564 | 55.0564 | 55.0564 | 55.0564 | 55.0564 | 55.0564 | 55.0564 | 55.0564 | 55.0564 | 55.0564 | 55.0564 | 55.0564 | 55.0564 | 55.0564 | 55.0564 | 55.0564 | 55.0564 | 55.0564 | 55.0564 | 55.0564 | 55.0564 | 55.0564 | 55.0564 | 55.0564 | 55.0564 | 55.0564 | 55.0564 | 55.0564 | 55.0564 | 55.0564 | 55.0564 | 55.0564 | 55.0564 | 55.0564 | 55.0564 | 55.0564 | 55.0564 | 55.0564 | 55.0564 | 55.0564 | 55.0564 | 55.0564 | 55.0564 | 55.0564 | 55.0564 | 55.0564 | 55.0564 | 55.0564 | 55.0564 | 55.0564 | 55.0564 | 55.0564 | 55.0564 | 55.0564 | 55.0564 | 55.0564 | 55.0564 | 55.0564 | 55.0564 | 55.0564 | 55.0564 | 55.0564 | 55.0564 | 55.0564 | 55.0564 | 55.0564 | 55.0564 | 55.0564 | 55.0564 | 55.0564 | 55.0564 | 55.0564 | 55.0564 | 55.0564 | 55.0564 | 55.0564 | 55.0564 | 55.0564 | 55.0564 | 55.0564 | 55.0564 | 55.0564 | 55.0564 | 55.0564 | 55.0564 | 55.0564 | 55.0564 | 55.0564 | 55.0564 | 55.0564 | 55.0564 | 55.0564 | 55.0564 | 55.0564 | 55.0564 | 55.0564 | 55.0564 | 55.0564 | 55.0564 | 55.0564 | 55.0564 | 55.0564 | 55.0564 | 55.0564 | 55.0564 | 55.0564 | 55.0564 | 55.0564 | 55.0564 | 55.0564 | 55.0564 | 55.0564 | 55.0564 | 55.0564 | 55.0564 | 55.0564 | 55.0564 | 55.0564 | 55.0564 | 55.0564 | 55.0564 | 55.0564 | 55.0564 | 55.0564 | 55.0564 | 55.0564 | 55.0564 | 55.0564 | 55.0564 | 55.0564 | 55.0564 | 55.0564 | 55.0564 | 55.0564 | 55.0564 | 55.0564 | 55.0564 | 55.0564 | 55.0564 | 55.0564 | 55.0564 | 55.0564 | 55.0564 | 55.0564 | 55.0564 | 55.0564 | 55.0564 | 55.0564 | 55.0564 | 55.0564 | 55.0564 | 55.0564 | 55.0564 | 55.0564 | 55.0564 | 55.0564 | 55.0564 | 55.0564 | 55.0564 | 55.0564 | 55.0564 | 55.0564 | 55.0564 | 55.0564 | 55.0564 | 55.0564 | 55.0564 | 55.0564 | 55.0564 | 55.0564 | 55.0564 | 55.0564 | 55.0564 | 55.0564 | 55.0564 | 55.0564 | 55.0564 | 55.0564 | 55.0564 | 55.0564 | 55.0564 | 55.0564 | 55.0564 | 55.0564 | 55.0564 | 55.0564 | 55.0564 | 55.0564 | 55.0564 | 55.0564 | 55.0564 | 55.0564 | 55.0564 | 55.0564 | 55.0564 | 55.0564 | 55.0564 | 55.0564 | 55.0564 | 55.0564 | 55.0564 | 55.0564 | 55.0564 | 55.0564 | 55.0564 | 55.0564 | 55.0564 | 55.0564 | 55.0564 | 55.0564 | 55.0564 | 55.0564 | 55.0564 | 55.0564 | 55.0564 | 55.0564 | 55.0564 | 55.0564 | 55.0564 | 55.0564 | 55.0564 | 55.0564 | 55.0564 | 55.0564 | 55.0564 | 55.0564 | 55.0564 | 55.0564 | 55.0564 | 55.0564 | 55.0564 | 55.0564 | 55.0564 | 55.0564 | 55.0564 | 55.0564 | 55.0564 | 55.0564 | 55.0564 | 55.0564 | 55.0564 | 55.0564 | 55.0564 | 55.0564 | 55.0564 | 55.0564 | 55.0564 | 55.0564 | 55.0564 | 55.0564 | 55.0564 | 55.0564 | 55.0564 | 55.0564 | 55.0564 | 55.0564 | 55.0564 | 55.0564 | 55.0564 | 55.0564 | 55.0564 | 55.0564 | 55.0564 | 55.0564 | 55.0564 | 55.0564 | 55.0564 | 55.0564 | 55.0564 | 55.0564 | 55.0564 | 55.0564 | 55.0564 | 55.0564 | 55.0564 | 55.0564 | 55.0564 | 55.0564 | 55.0564 | 55.0564 | 55.0564 | 55.0564 | 55.0564 | 55.0564 | 55.0564 | 55.0564 | 55.0564 | 55.0564 | 55.0564 | 55.0564 | 55.0564 | 55.0564 | 55.0564 | 55.0564 | 55.0564 | 55.0564 | 55.0564 | 55.0564 | 55.0564 | 55.0564 | 55.0564 | 55.0564 | 55.0564 | 55.0564 | 55.0564 | 55.0564 | 55.0564 | 55.0564 | 55.0564 | 55.0564 | 55.0564 | 55.0564 | 55.0564 | 55.0564 | 55.0564 | 55.0564 | 55.0564 | 55.0564 | 55.0564 | 55.0564 | 55.0564 | 55.0564 | 55.0564 | 55.0564 | 55.0564 | 55.0564 | 55.0564 | 55.0564 | 55.0564 | 55.0564 | 55.0564 | 55.0564 | 55.0564 | 55.0564 | 55.0564 | 55.0564 | 55.0564 | 55.0564 | 55.0564 | 55.0564 | 55.0564 | 55.0564 | 55.0564 | 55.0564 | 55.0564 | 55.0564 | 55.0564 | 55.0564 | 55.0564 | 55.0564 | 55.0564 | 55.0564 | 55.0564 | 55.0564 | 55.0564 | 55.0564 | 55.0564 | 55.0564 | 55.0564 | 55.0564 | 55.0564 | 55.0564 | 55.0564 | 55.0564 | 55.0564 | 55.0564 | 55.0564 | 55.0564 | 55.0564 | 55.0564 | 55.0564 | 55.0564 | 55.0564 | 55.0564 | 55.0564 | 55.0564 | 55.0564 | 55.0564 | 55.0564 | 55.0564 | 55.0564 | 55.0564 | 55.0564 | 55.0564 | 55.0564 | 55.0564 | 55.0564 | 55.0564 | 55.0564 | 55.0564 | 55.0564 | 55.0564 | 55.0564 | 55.0564 | 55.0564 | 55.0564 | 55.0564 | 55.0564 | 55.0564 | 55.0564 | 55.0564 | 55.0564 | 55.0564 | 55.0564 | 55.0564 | 55.0564 | 55.0564 | 55.0564 | 55.0564 | 55.0564 | 55.0564 | 55.0564 | 55.0564 | 55.0564 | 55.0564 | 55.0564 | 55.0564 | 55.0564 | 55.0564 | 55.0564 | 55.0564 | 55.0564 | 55.0564 | 55.0564 | 55.0564 | 55.0564 | 55.0564 | 55.0564 | 55.0564 | 55.0564 | 55.0564 | 55.0564 | 55.0564 | 55.0564 | 55.0564 | 55.0564 | 55.0564 | 55.0564 | 55.0564 | 55.0564 | 55.0564 | 55.0564 | 55.0564 | 55.0564 | 55.0564 | 55.0564 | 55.0564 | 55.0564 | 55.0564 | 55.0564 | 55.0564 | 55.0564 | 55.0564 | 55.0564 | 55.0564 | 55.0564 | 55.0564 | 55.0564 | 55.0564 | 55.0564 | 55.0564 | 55.0564 | 55.0564 | 55.0564 | 55.0564 | 55.0564 | 55.0564 | 55.0564 | 55.0564 | 55.0564 | 55.0564 | 55.0564 | 55.0564 | 55.0564 | 55.0564 | 55.0564 | 55.0564 | 55.0564 | 55.0564 | 55.0564 | 55.0564 | 55.0564 | 55.0564 | 55.0564 | 55.0564 | 55.0564 | 55.0564 | 55.0564 | 55.0564 | 55.0564 | 55.0564 | 55.0564 | 55.0564 | 55.0564 | 55.0564 | 55.0564 | 55.0564 | 55.0564 | 55.0564 | 55.0564 | 55.0564 | 55.0564 | 55.0564 | 55.0564 | 55.0564 | 55.0564 | 55.0564 | 55.0564 | 55.0564 | 55.0564 | 55.0564 | 55.0564 | 55.0564 | 55.0564 | 55.0564 | 55.0564 | 55.0564 | 55.0564 | 55.0564 | 55.0564 | 55.0564 | 55.0564 | 55.0564 | 55.0564 | 55.0564 | 55.0564 | 55.0564 | 55.0564 | 55.0564 | 55.0564 | 55.0564 | 55.0564 | 55.0564 | 55.0564 | 55.0564 | 55.0564 | 55.0564 | 55.0564 | 55.0564 | 55.0564 | 55.0564 | 55.0564 | 55.0564 | 55.0564 | 55.0564 | 55.0564 | 55.0564 | 55.0564 | 55.0564 | 55.0564 | 55.0564 | 55.0564 | 55.0564 | 55.0564 | 55.0564 | 55.0564 | 55.0564 | 55.0564 | 55.0564 | 55.0564 | 55.0564 | 55.0564 | 55.0564 | 55.0564 | 55.0564 | 55.0564 | 55.0564 | 55.0564 | 55.0564 | 55.0564 | 55.0564 | 55.0564 | 55.0564 | 55.0564 | 55.0564 | 55.0564 | 55.0564 | 55.0564 | 55.0564 | 55.0564 | 55.0564 | 55.0564 | 55.0564 | 55.0564 | 55.0564 | 55.0564 | 55.0564 | 55.0564 | 55.0564 | 55.0564 | 55.0564 | 55.0564 | 55.0564 | 55.0564 | 55.0564 | 55.0564 | 55.0564 | 55.0564 | 55.0564 | 55.0564 | 55.0564 | 55.0564 | 55.0564 | 55.0564 | 55.0564 | 55.0564 | 55.0564 | 55.0564 | 55.0564 | 55.0564 | 55.0564 | 55.0564 | 55.0564 | 55.0564 | 55.0564 | 55.0564 | 55.0564 | 55.0564 | 55.0564 | 55.0564 | 55.0564 | 55.0564 | 55.0564 | 55.0564 | 55.0564 | 55.0564 | 55.0564 | 55.0564 | 55.0564 | 55.0564 | 55.0564 | 55.0564 | 55.0564 | 55.0564 | 55.0564 | 55.0564 | 55.0564 | 55.0564 | 55.0564 | 55.0564 | 55.0564 | 55.0564 | 55.0564 | 55.0564 | 55.0564 | 55.0564 | 55.0564 | 55.0564 | 55.0564 | 55.0564 | 55.0564 | 55.0564 | 55.0564 | 55.0564 | 55.0564 | 55.0564 | 55.0564 | 55.0564 | 55.0564 | 55.0564 | 55.0564 | 55.0564 | 55.0564 | 55.0564 | 55.0564 | 55.0564 | 55.0564 | 55.0564 | 55.0564 | 55.0564 | 55.0564 | 55.0564 | 55.0564 | 55.0564 | 55.0564 | 55.0564 | 55.0564 | 55.0564 | 55.0564 | 55.0564 | 55.0564 | 55.0564 | 55.0564 | 55.0564 | 55.0564 | 55.0564 | 55.0564 | 55.0564 | 55.0564 | 55.0564 | 55.0564 | 55.0564 | 55.0564 | 55.0564 | 55.0564 | 55.0564 | 55.0564 | 55.0564 | 55.0564 | 55.0564 | 55.0564 | 55.0564 | 55.0564 | 55.0564 | 55.0564 | 55.0564 | 55.0564 | 55.0564 | 55.0564 | 55.0564 | 55.0564 | 55.0564 | 55.0564 | 55.0564 | 55.0564 | 55.0564 | 55.0564 | 55.0564 | 55.0564 | 55.0564 | 55.0564 | 55.0564 | 55.0564 | 55.0564 | 55.0564 | 55.0564 | 55.0564 | 55.0564 | 55.0564 | 55.0564 | 55.0564 | 55.0564 | 55.0564 | 55.0564 | 55.0564 | 55.0564 | 55.0564 | 55.0564 | 55.0564 | 55.0564 | 55.0564 | 55.0564 | 55.0564 | 55.0564 | 55.0564 | 55.0564 | 55.0564 | 55.0564 | 55.0564 | 55.0564 | 55.0564 | 55.0564 | 55.0564 | 55.0564 | 55.0564 | 55.0564 | 55.0564 | 55.0564 | 55.0564 | 55.0564 | 55.0564 | 55.0564 | 55.0564 | 55.0564 | 55.0564 | 55.0564 | 55.0564 | 55.0564 | 55.0564 | 55.0564 | 55.0564 | 55.0564 | 55.0564 | 55.0564 | 55.0564 | 55.0564 | 55.0564 | 55.0564 | 55.0564 | 55.0564 | 55.0564 | 55.0564 | 55.0564 | 55.0564 | 55.0564 | 55.0564 | 55.0564 | 55.0564 | 55.0564 | 55.0564 | 55.0564 | 55.0564 | 55.0564 | 55.0564 | 55.0564 | 55.0564 | 55.0564 | 55.0564 | 55.0564 | 55.0564 | 55.0564 | 55.0564 | 55.0564 | 55.0564 | 55.0564 | 55.0564 | 55.0564 | 55.0564 | 55.0564 | 55.0564 | 55.0564 | 55.0564 | 55.0564 | 55.0564 | 55.0564 | 55.0564 | 55.0564 | 55.0564 | 55.0564 | 55.0564 | 55.0564 | 55.0564 | 55.0564 | 55.0564 | 55.0564 | 55.0564 | 55.0564 | 55.0564 | 55.0564 | 55.0564 | 55.0564 | 55.0564 | 55.0564 | 55.0564 | 55.0564 | 55.0564 | 55.0564 | 55.0564 | 55.0564 | 55.0564 | 55.0564 | 55.0564 | 55.0564 | 55.0564 | 55.0564 | 55.0564 | 55.0564 | 55.0564 | 55.0564 | 55.0564 | 55.0564 | 55.0564 | 55.0564 | 55.0564 | 55.0564 | 55.0564 | 55.0564 | 55.0564 | 55.0564 | 55.0564 | 55.0564 | 55.0564 | 55.0564 | 55.0564 | 55.0564 | 55.0564 | 55.0564 | 55.0564 | 55.0564 | 55.0564 | 55.0564 | 55.0564 | 55.0564 | 55.0564 | 55.0564 | 55.0564 | 55.0564 | 55.0564 | 55.0564 | 55.0564 | 55.0564 | 55.0564 | 55.0564 | 55.0564 | 55.0564 | 55.0564 | 55.0564 | 55.0564 | 55.0564 | 55.0564 | 55.0564 | 55.0564 | 55.0564 | 55.0564 | 55.0564 | 55.0564 | 55.0564 | 55.0564 | 55.0564 | 55.0564 | 55.0564 | 55.0564 | 55.0564 | 55.0564 | 55.0564 | 55.0564 | 55.0564 | 55.0564 | 55.0564 | 55.0564 | 55.0564 | 55.0564 | 55.0564 | 55.0564 | 55.0564 | 55.0564 | 55.0564 | 55.0564 | 55.0564 | 55.0564 | 55.0564 | 55.0564 | 55.0564 | 55.0564 | 55.0564 | 55.0564 | 55.0564 | 55.0564 | 55.0564 | 55.0564 | 55.0564 | 55.0564 | 55.0564 | 55.0564 | 55.0564 | 55.0564 | 55.0564 | 55.0564 | 55.0564 | 55.0564 | 55.0564 | 55.0564 | 55.0564 | 55.0564 | 55.0564 | 55.0564 | 55.0564 | 55.0564 | 55.0564 | 55.0564 | 55.0564 | 55.0564 | 55.0564 | 55.0564 | 55.0564 | 55.0564 | 55.0564 | 55.0564 | 55.0564 | 55.0564 | 55.0564 | 55.0564 | 55.0564 | 55.0564 | 55.0564 | 55.0564 | 55.0564 | 55.0564 | 55.0564 | 55.0564 | 55.0564 | 55.0564 | 55.0564 | 55.0564 | 55.0564 | 55.0564 | 55.0564 | 55.0564 | 55.0564 | 55.0564 | 55.0564 | 55.0564 | 55.0564 | 55.0564 | 55.0564 | 55.0564 | 55.0564 | 55.0564 | 55.0564 | 55.0564 | 55.0564 | 55.0564 | 55.0564 | 55.0564 | 55.0564 | 55.0564 | 55.0564 | 55.0564 | 55.0564 | 55.0564 | 55.0564 | 55.0564 | 55.0564 | 55.0564 | 55.0564 | 55.0564 | 55.0564 | 55.0564 | 55.0564 | 55.0564 | 55.0564 | 55.0564 | 55.0564 | 55.0564 | 55.0564 | 55.0564 | 55.0564 | 55.0564 | 55.0564 | 55.0564 | 55.0564 | 55.0564 | 55.0564 | 55.0564 | 55.0564 | 55.0564 | 55.0564 | 55.0564 | 55.0564 | 55.0564 | 55.0564 | 55.0564 | 55.0564 | 55.0564 | 55.0564 | 55.0564 | 55.0564 | 55.0564 | 55.0564 | 55.0564 | 55.0564 | 55.0564 | 55.0564 | 55.0564 | 55.0564 | 55.0564 | 55.0564 | 55.0564 | 55.0564 | 55.0564 | 55.0564 | 55.0564 | 55.0564 | 55.0564 | 55.0564 | 55.0564 | 55.0564 | 55.0564 | 55.0564 | 55.0564 | 55.0564 | 55.0564 | 55.0564 | 55.0564 | 55.0564 | 55.0564 | 55.0564 | 55.0564 | 55.0564 | 55.0564 | 55.0564 | 55.0564 | 55.0564 | 55.0564 | 55.0564 | 55.0564 | 55.0564 | 55.0564 | 55.0564 | 55.0564 | 55.0564 | 55.0564 | 55.0564 | 55.0564 | 55.0564 | 55.0564 | 55.0564 | 55.0564 | 55.0564 | 55.0564 | 55.0564 | 55.0564 | 55.0564 | 55.0564 | 55.0564 | 55.0564 | 55.0564 | 55.0564 | 55.0564 | 55.0564 | 55.0564 | 55.0564 | 55.0564 | 55.0564 | 55.0564 | 55.0564 | 55.0564 | 55.0564 | 55.0564 | 55.0564 | 55.0564 | 55.0564 | 55.0564 | 55.0564 | 55.0564 | 55.0564 | 55.0564 | 55.0564 | 55.0564 | 55.0564 | 55.0564 | 55.0564 | 55.0564 | 55.0564 | 55.0564 | 55.0564 | 55.0564 | 55.0564 | 55.0564 | 55.0564 | 55.0564 | 55.0564 | 55.0564 | 55.0564 | 55.0564 | 55.0564 | 55.0564 | 55.0564 | 55.0564 | 55.0564 | 55.0564 | 55.0564 | 55.0564 | 55.0564 | 55.0564 | 55.0564 | 55.0564 | 55.0564 | 55.0564 | 55.0564 | 55.0564 | 55.0564 | 55.0564 | 55.0564 | 55.0564 | 55.0564 | 55.0564 | 55.0564 | 55.0564 | 55.0564 | 55.0564 | 55.0564 | 55.0564 | 55.0564 | 55.0564 | 55.0564 | 55.0564 | 55.0564 | 55.0564 | 55.0564 | 55.0564 | 55.0564 | 55.0564 | 55.0564 | 55.0564 | 55.0564 | 55.0564 | 55.0564 | 55.0564 | 55.0564 | 55.0564 | 55.0564 | 55.0564 | 55.0564 | 55.0564 | 55.0564 | 55.0564 | 55.0564 | 55.0564 | 55.0564 | 55.0564 | 55.0564 | 55.0564 | 55.0564 | 55.0564 | 55.0564 | 55.0564 | 55.0564 | 55.0564 | 55.0564 | 55.0564 | 55.0564 | 55.0564 | 55.0564 | 55.0564 | 55.0564 | 55.0564 | 55.0564 | 55.0564 | 55.0564 | 55.0564 | 55.0564 | 55.0564 | 55.0564 | 55.0564 | 55.0564 | 55.0564 | 55.0564 | 55.0564 | 55.0564 | 55.0564 | 55.0564 | 55.0564 | 55.0564 | 55.0564 | 55.0564 | 55.0564 | 55.0564 | 55.0564 | 55.0564 | 55.0564 | 55.0564 | 55.0564 | 55.0564 | 55.0564 | 55.0564 | 55.0564 | 55.0564 | 55.0564 | 55.0564 | 55.0564 | 55.0564 | 55.0564 | 55.0564 | 55.0564 | 55.0564 | 55.0564 | 55.0564 | 55.0564 | 55.0564 | 55.0564 | 55.0564 | 55.0564 | 55.0564 | 55.0564 | 55.0564 | 55.0564 | 55.0564 | 55.0564 | 55.0564 | 55.0564 | 55.0564 | 55.0564 | 55.0564 | 55.0564 | 55.0564 | 55.0564 | 55.0564 | 55.0564 | 55.0564 | 55.0564 | 55.0564 | 55.0564 | 55.0564 | 55.0564 | 55.0564 | 55.0564 | 55.0564 | 55.0564 | 55.0564 | 55.0564 | 55.0564 | 55.0564 | 55.0564 | 55.0564 | 55.0564 | 55.0564 | 55.0564 | 55.0564 | 55.0564 | 55.0564 | 55.0564 | 55.0564 | 55.0564 | 55.0564 | 55.0564 | 55.0564 | 55.0564 | 55.0564 | 55.0564 | 55.0564 | 55.0564 | 55.0564 | 55.0564 | 55.0564 | 55.0564 | 55.0564 | 55.0564 | 55.0564 | 55.0564 | 55.0564 | 55.0564 | 55.0564 | 55.0564 | 55.0564 | 55.0564 | 55.0564 | 55.0564 | 55.0564 | 55.0564 | 55.0564 | 55.0564 | 55.0564 | 55.0564 | 55.0564 | 55.0564 | 55.0564 | 55.0564 | 55.0564 | 55.0564 | 55.0564 | 55.0564 | 55.0564 | 55.0564 | 55.0564 | 55.0564 | 55.0564 | 55.0564 | 55.0564 | 55.0564 | 55.0564 | 55.0564 | 55.0564 | 55.0564 | 55.0564 | 55.0564 | 55.0564 | 55.0564 | 55.0564 | 55.0564 | 55.0564 | 55.0564 | 55.0564 | 55.0564 | 55.0564 | 55.0564 | 55.0564 | 55.0564 | 55.0564 | 55.0564 | 55.0564 | 55.0564 | 55.0564 | 55.0564 | 55.0564 | 55.0564 | 55.0564 | 55.0564 | 55.0564 | 55.0564 | 55.0564 | 55.0564 | 55.0564 | 55.0564 | 55.0564 | 55.0564 | 55.0564 | 55.0564 | 55.0564 | 55.0564 | 55.0564 | 55.0564 | 55.0564 | 55.0564 | 55.0564 | 55.0564 | 55.0564 | 55.0564 | 55.0564 | 55.0564 | 55.0564 | 55.0564 | 55.0564 | 55.0564 | 55.0564 | 55.0564 | 55.0564 | 55.0564 | 55.0564 | 55.0564 | 55.0564 | 55.0564 | 55.0564 | 55.0564 | 55.0564 | 55.0564 | 55.0564 | 55.0564 | 55.0564 | 55.0564 | 55.0564 | 55.0564 | 55.0564 | 55.0564 | 55.0564 | 55.0564 | 55.0564 | 55.0564 | 55.0564 | 55.0564 | 55.0564 | 55.0564 | 55.0564 | 55.0564 | 55.0564 | 55.0564 | 55.0564 | 55.0564 | 55.0564 | 55.0564 | 55.0564 | 55.0564 | 55.0564 | 55.0564 | 55.0564 | 55.0564 | 55.0564 | 55.0564 | 55.0564 | 55.0564 | 55.0564 | 55.0564 | 55.0564 | 55.0564 | 55.0564 | 55.0564 | 55.0564 | 55.0564 | 55.0564 | 55.0564 | 55.0564 | 55.0564 | 55.0564 | 55.0564 | 55.0564 | 55.0564 | 55.0564 | 55.0564 | 55.0564 | 55.0564 | 55.0564 | 55.0564 | 55.0564 | 55.0564 | 55.0564 | 55.0564 | 55.0564 | 55.0564 | 55.0564 | 55.0564 | 55.0564 | 55.0564 | 55.0564 | 55.0564 | 55.0564 | 55.0564 | 55.0564 | 55.0564 | 55.0564 | 55.0564 | 55.0564 | 55.0564 | 55.0564 | 55.0564 | 55.0564 | 55.0564 | 55.0564 | 55.0564 | 55.0564 | 55.0564 | 55.0564 | 55.0564 | 55.0564 | 55.0564 | 55.0564 | 55.0564 | 55.0564 | 55.0564 | 55.0564 | 55.0564 | 55.0564 | 55.0564 | 55.0564 | 55.0564 | 55.0564 | 55.0564 | 55.0564 | 55.0564 | 55.0564 | 55.0564 | 55.0564 | 55.0564 | 55.0564 | 55.0564 | 55.0564 | 55.0564 | 55.0564 | 55.0564 | 55.0564 | 55.0564 | 55.0564 | 55.0564 | 55.0564 | 55.0564 | 55.0564 | 55.0564 | 55.0564 | 55.0564 | 55.0564 | 55.0564 | 55.0564 | 55.0564 | 55.0564 | 55.0564 | 55.0564 | 55.0564 | 55.0564 | 55.0564 | 55.0564 | 55.0564 | 55.0564 | 55.0564 | 55.0564 | 55.0564 | 55.0564 | 55.0564 | 55.0564 | 55.0564 | 55.0564 | 55.0564 | 55.0564 | 55.0564 | 55.0564 | 55.0564 | 55.0564 | 55.0564 | 55.0564 | 55.0564 | 55.0564 | 55.0564 | 55.0564 | 55.0564 | 55.0564 | 55.0564 | 55.0564 | 55.0564 | 55.0564 | 55.0564 | 55.0564 | 55.0564 | 55.0564 | 55.0564 | 55.0564 | 55.0564 | 55.0564 | 55.0564 | 55.0564 | 55.0564 | 55.0564 | 55.0564 | 55.0564 | 55.0564 | 55.0564 | 55.0564 | 55.0564 | 55.0564 | 55.0564 | 55.0564 | 55.0564 | 55.0564 | 55.0564 | 55.0564 | 55.0564 | 55.0564 | 55.0564 | 55.0564 | 55.0564 | 55.0564 | 55.0564 | 55.0564 | 55.0564 | 55.0564 | 55.0564 | 55.0564 | 55.0564 | 55.0564 | 55.0564 | 55.0564 | 55.0564 | 55.0564 | 55.0564 | 55.0564 | 55.0564 | 55.0564 | 55.0564 | 55.0564 | 55.0564 | 55.0564 | 55.0564 | 55.0564 | 55.0564 | 55.0564 | 55.0564 | 55.0564 | 55.0564 | 55.0564 | 55.0564 | 55.0564 | 55.0564 | 55.0564 | 55.0564 | 55.0564 | 55.0564 | 55.0564 | 55.0564 | 55.0564 | 55.0564 | 55.0564 | 55.0564 | 55.0564 | 55.0564 | 55.0564 | 55.0564 | 55.0564 | 55.0564 | 55.0564 | 55.0564 | 55.0564 | 55.0564 | 55.0564 | 55.0564 | 55.0564 | 55.0564 | 55.0564 | 55.0564 | 55.0564 | 55.0564 | 55.0564 | 55.0564 | 55.0564 | 55.0564 | 55.0564 | 55.0564 | 55.0564 | 55.0564 | 55.0564 | 55.0564 | 55.0564 | 55.0564 | 55.0564 | 55.0564 | 55.0564 | 55.0564 | 55.0564 | 55.0564 | 55.0564 | 55.0564 | 55.0564 | 55.0564 | 55.0564 | 55.0564 | 55.0564 | 55.0564 | 55.0564 | 55.0564 | 55.0564 | 55.0564 | 55.0564 | 55.0564 | 55.0564 | 55.0564 | 55.0564 | 55.0564 | 55.0564 | 55.0564 | 55.0564 | 55.0564 | 55.0564 | 55.0564 | 55.0564 | 55.0564 | 55.0564 | 55.0564 | 55.0564 | 55.0564 | 55.0564 | 55.0564 | 55.0564 | 55.0564 | 55.0564 | 55.0564 | 55.0564 | 55.0564 | 55.0564 | 55.0564 | 55.0564 | 55.0564 | 55.0564 | 55.0564 | 55.0564 | 55.0564 | 55.0564 | 55.0564 | 55.0564 | 55.0564 | 55.0564 | 55.0564 | 55.0564 | 55.0564 | 55.0564 | 55.0564 | 55.0564 | 55.0564 | 55.0564 | 55.0564 | 55.0564 | 55.0564 | 55.0564 | 55.0564 | 55.0564 | 55.0564 | 55.0564 | 55.0564 | 55.0564 | 55.0564 | 55.0564 | 55.0564 | 55.0564 | 55.0564 | 55.0564 | 55.0564 | 55.0564 | 55.0564 | 55.0564 | 55.0564 | 55.0564 | 55.0564 | 55.0564 | 55.0564 | 55.0564 | 55.0564 | 55.0564 | 55.0564 | 55.0564 | 55.0564 | 55.0564 | 55.0564 | 55.0564 | 55.0564 | 55.0564 | 55.0564 | 55.0564 | 55.0564 | 55.0564 | 55.0564 | 55.0564 | 55.0564 | 55.0564 | 55.0564 | 55.0564 | 55.0564 | 55.0564 | 55.0564 | 55.0564 | 55.0564 | 55.0564 | 55.0564 | 55.0564 | 55.0564 | 55.0564 | 55.0564 | 55.0564 | 55.0564 | 55.0564 | 55.0564 | 55.0564 | 55.0564 | 55.0564 | 55.0564 | 55.0564 | 55.0564 | 55.0564 | 55.0564 | 55.0564 | 55.0564 | 55.0564 | 55.0564 | 55.0564 | 55.0564 | 55.0564 | 55.0564 | 55.0564 | 55.0564 | 55.0564 | 55.0564 | 55.0564 | 55.0564 | 55.0564 | 55.0564 | 55.0564 | 55.0564 | 55.0564 | 55.0564 | 55.0564 | 55.0564 | 55.0564 | 55.0564 | 55.0564 | 55.0564 | 55.0564 | 55.0564 | 55.0564 | 55.0564 | 55.0564 | 55.0564 | 55.0564 | 55.0564 | 55.0564 | 55.0564 | 55.0564 | 55.0564 | 55.0564 | 55.0564 | 55.0564 | 55.0564 | 55.0564 | 55.0564 | 55.0564 | 55.0564 | 55.0564 | 55.0564 | 55.0564 | 55.0564 | 55.0564 | 55.0564 | 55.0564 | 55.0564 | 55.0564 | 55.0564 | 55.0564 | 55.0564 | 55.0564 | 55.0564 | 55.0564 | 55.0564 | 55.0564 | 55.0564 | 55.0564 | 55.0564 | 55.0564 | 55.0564 | 55.0564 | 55.0564 | 55.0564 | 55.0564 | 55.0564 | 55.0564 | 55.0564 | 55.0564 | 55.0564 | 55.0564 | 55.0564 | 55.0564 | 55.0564 | 55.0564 | 55.0564 | 55.0564 | 55.0564 | 55.0564 | 55.0564 | 55.0564 | 55.0564 | 55.0564 | 55.0564 | 55.0564 | 55.0564 | 55.0564 | 55.0564 | 55.0564 | 55.0564 | 55.0564 | 55.0564 | 55.0564 | 55.0564 | 55.0564 | 55.0564 | 55.0564 | 55.0564 | 55.0564 | 55.0564 | 55.0564 | 55.0564 | 55.0564 | 55.0564 | 55.0564 | 55.0564 | 55.0564 | 55.0564 | 55.0564 | 55.0564 | 55.0564 | 55.0564 | 55.0564 | 55.0564 | 55.0564 | 55.0564 | 55.0564 | 55.0564 | 55.0564 | 55.0564 | 55.0564 | 55.0564 | 55.0564 | 55.0564 | 55.0564 | 55.0564 | 55.0564 | 55.0564 | 55.0564 | 55.0564 | 55.0564 | 55.0564 | 55.0564 | 55.0564 | 55.0564 | 55.0564 | 55.0564 | 55.0564 | 55.0564 | 55.0564 | 55.0564 | 55.0564 | 55.0564 | 55.0564 | 55.0564 | 55.0564 | 55.0564 | 55.0564 | 55.0564 | 55.0564 | 55.0564 | 55.0564 | 55.0564 | 55.0564 | 55.0564 | 55.0564 | 55.0564 | 55.0564 | 55.0564 | 55.0564 | 55.0564 | 55.0564 | 55.0564 | 55.0564 | 55.0564 | 55.0564 | 55.0564 | 55.0564 | 55.0564 | 55.0564 | 55.0564 | 55.0564 | 55.0564 | 55.0564 | 55.0564 | 55.0564 | 55.0564 | 55.0564 | 55.0564 | 55.0564 | 55.0564 | 55.0564 | 55.0564 | 55.0564 | 55.0564 | 55.0564 | 55.0564 | 55.0564 | 55.0564 | 55.0564 | 55.0564 | 55.0564 | 55.0564 | 55.0564 | 55.0564 | 55.0564 | 55.0564 | 55.0564 | 55.0564 | 55.0564 | 55.0564 | 55.0564 | 55.0564 | 55.0564 | 55.0564 | 55.0564 | 55.0564 | 55.0564 | 55.0564 | 55.0564 | 55.0564 | 55.0564 | 55.0564 | 55.0564 | 55.0564 | 55.0564 | 55.0564 | 55.0564 | 55.0564 | 55.0564 | 55.0564 | 55.0564 | 55.0564 | 55.0564 | 55.0564 | 55.0564 | 55.0564 | 55.0564 | 55.0564 | 55.0564 | 55.0564 | 55.0564 | 55.0564 | 55.0564 | 55.0564 | 55.0564 | 55.0564 | 55.0564 | 55.0564 | 55.0564 | 55.0564 | 55.0564 | 55.0564 | 55.0564 | 55.0564 | 55.0564 | 55.0564 | 55.0564 | 55.0564 | 55.0564 | 55.0564 | 55.0564 | 55.0564 | 55.0564 | 55.0564 | 55.0564 | 55.0564 | 55.0564 | 55.0564 | 55.0564 | 55.0564 | 55.0564 | 55.0564 | 55.0564 | 55.0564 | 55.0564 | 55.0564 | 55.0564 | 55.0564 | 55.0564 | 55.0564 | 55.0564 | 55.0564 | 55.0564 | 55.0564 | 55.0564 | 55.0564 | 55.0564 | 55.0564 | 55.0564 | 55.0564 | 55.0564 | 55.0564 | 55.0564 | 55.0564 | 55.0564 | 55.0564 | 55.0564 | 55.0564 | 55.0564 | 55.0564 | 55.0564 | 55.0564 | 55.0564 | 55.0564 | 55.0564 | 55.0564 | 55.0564 | 55.0564 | 55.0564 | 55.0564 | 55.0564 | 55.0564 | 55.0564 | 55.0564 | 55.0564 | 55.0564 | 55.0564 | 55.0564 | 55.0564 | 55.0564 | 55.0564 | 55.0564 | 55.0564 | 55.0564 | 55.0564 | 55.0564 | 55.0564 | 55.0564 | 55.0564 | 55.0564 | 55.0564 | 55.0564 | 55.0564 | 55.0564 | 55.0564 | 55.0564 | 55.0564 | 55.0564 | 55.0564 | 55.0564 | 55.0564 | 55.0564 | 55.0564 | 55.0564 | 55.0564 | 55.0564 | 55.0564 | 55.0564 | 55.0564 | 55.0564 | 55.0564 | 55.0564 | 55.0564 | 55.0564 | 55.0564 | 55.0564 | 55.0564 | 55.0564 | 55.0564 | 55.0564 | 55.0564 | 55.0564 | 55.0564 | 55.0564 | 55.0564 | 55.0564 | 55.0564 | 55.0564 | 55.0564 | 55.0564 | 55.0564 | 55.0564 | 55.0564 | 55.0564 | 55.0564 | 55.0564 | 55.0564 | 55.0564 | 55.0564 | 55.0564 | 55.0564 | 55.0564 | 55.0564 | 55.0564 | 55.0564 | 55.0564 | 55.0564 | 55.0564 | 55.0564 | 55.0564 | 55.0564 | 55.0564 | 55.0564 | 55.0564 | 55.0564 | 55.0564 | 55.0564 | 55.0564 | 55.0564 | 55.0564 | 55.0564 | 55.0564 | 55.0564 | 55.0564 | 55.0564 | 55.0564 | 55.0564 | 55.0564 | 55.0564 | 55.0564 | 55.0564 | 55.0564 | 55.0564 | 55.0564 | 55.0564 | 55.0564 | 55.0564 | 55.0564 | 55.0564 | 55.0564 | 55.0564 | 55.0564 | 55.0564 | 55.0564 | 55.0564 | 55.0564 | 55.0564 | 55.0564 | 55.0564 | 55.0564 | 55.0564 | 55.0564 | 55.0564 | 55.0564 | 55.0564 | 55.0564 | 55.0564 | 55.0564 | 55.0564 | 55.0564 | 55.0564 | 55.0564 | 55.0564 | 55.0564 | 55.0564 | 55.0564 | 55.0564 | 55.0564 | 55.0564 | 55.0564 | 55.0564 | 55.0564 | 55.0564 | 55.0564 | 55.0564 | 55.0564 | 55.0564 | 55.0564 | 55.0564 | 55.0564 | 55.0564 | 55.0564 | 55.0564 | 55.0564 | 55.0564 | 55.0564 | 55.0564 | 55.0564 | 55.0564 | 55.0564 | 55.0564 | 55.0564 | 55.0564 | 55.0564 | 55.0564 | 55.0564 | 55.0564 | 55.0564 | 55.0564 | 55.0564 | 55.0564 | 55.0564 | 55.0564 | 55.0564 | 55.0564 | 55.0564 | 55.0564 | 55.0564 | 55.0564 | 55.0564 | 55.0564 | 55.0564 | 55.0564 | 55.0564 | 55.0564 | 55.0564 | 55.0564 | 55.0564 | 55.0564 | 55.0564 | 55.0564 | 55.0564 | 55.0564 | 55.0564 | 55.0564 | 55.0564 | 55.0564 | 55.0564 | 55.0564 | 55.0564 | 55.0564 | 55.0564 | 55.0564 | 55.0564 | 55.0564 | 55.0564 | 55.0564 | 55.0564 | 55.0564 | 55.0564 | 55.0564 | 55.0564 | 55.0564 | 55.0564 | 55.0564 | 55.0564 | 55.0564 | 55.0564 | 55.0564 | 55.0564 | 55.0564 | 55.0564 | 55.0564 | 55.0564 | 55.0564 | 55.0564 | 55.0564 | 55.0564 | 55.0564 | 55.0564 | 55.0564 | 55.0564 | 55.0564 | 55.0564 | 55.0564 | 55.0564 | 55.0564 | 55.0564 | 55.0564 | 55.0564 | 55.0564 | 55.0564 | 55.0564 | 55.0564 | 55.0564 | 55.0564 | 55.0564 | 55.0564 | 55.0564 | 55.0564 | 55.0564 | 55.0564 | 55.0564 | 55.0564 | 55.0564 | 55.0564 | 55.0564 | 55.0564 | 55.0564 | 55.0564 | 55.0564 | 55.0564 | 55.0564 | 55.0564 | 55.0564 | 55.0564 | 55.0564 | 55.0564 | 55.0564 | 55.0564 | 55.0564 | 55.0564 | 55.0564 | 55.0564 | 55.0564 | 55.0564 | 55.0564 | 55.0564 | 55.0564 | 55.0564 | 55.0564 | 55.0564 | 55.0564 | 55.0564 | 55.0564 | 55.0564 | 55.0564 | 55.0564 | 55.0564 | 55.0564 | 55.0564 | 55.0564 | 55.0564 | 55.0564 | 55.0564 | 55.0564 | 55.0564 | 55.0564 | 55.0564 | 55.0564 | 55.0564 | 55.0564 | 55.0564 | 55.0564 | 55.0564 | 55.0564 | 55.0564 | 55.0564 | 55.0564 | 55.0564 | 55.0564 | 55.0564 | 55.0564 | 55.0564 | 55.0564 | 55.0564 | 55.0564 | 55.0564 | 55.0564 | 55.0564 | 55.0564 | 55.0564 | 55.0564 | 55.0564 | 55.0564 | 55.0564 | 55.0564 | 55.0564 | 55.0564 | 55.0564 | 55.0564 | 55.0564 | 55.0564 | 55.0564 | 55.0564 | 55.0564 | 55.0564 | 55.0564 | 55.0564 | 55.0564 | 55.0564 | 55.0564 | 55.0564 | 55.0564 | 55.0564 | 55.0564 | 55.0564 | 55.0564 | 55.0564 | 55.0564 | 55.0564 | 55.0564 | 55.0564 | 55.0564 | 55.0564 | 55.0564 | 55.0564 | 55.0564 | 55.0564 | 55.0564 | 55.0564 | 55.0564 | 55.0564 | 55.0564 | 55.0564 | 55.0564 | 55.0564 | 55.0564 | 55.0564 | 55.0564 | 55.0564 | 55.0564 | 55.0564 | 55.0564 | 55.0564 | 55.0564 | 55.0564 | 55.0564 | 55.0564 | 55.0564 | 55.0564 | 55.0564 | 55.0564 | 55.0564 | 55.0564 | 55.0564 | 55.0564 | 55.0564 | 55.0564 | 55.0564 | 55.0564 | 55.0564 | 55.0564 | 55.0564 | 55.0564 | 55.0564 | 55.0564 | 55.0564 | 55.0564 | 55.0564 | 55.0564 | 55.0564 | 55.0564 | 55.0564 | 55.0564 | 55.0564 | 55.0564 | 55.0564 | 55.0564 | 55.0564 | 55.0564 | 55.0564 | 55.0564 | 55.0564 | 55.0564 | 55.0564 | 55.0564 | 55.0564 | 55.0564 | 55.0564 | 55.0564 | 55.0564 | 55.0564 | 55.0564 | 55.0564 | 55.0564 | 55.0564 | 55.0564 | 55.0564 | 55.0564 | 55.0564 | 55.0564 | 55.0564 | 55.0564 | 55.0564 | 55.0564 | 55.0564 | 55.0564 | 55.0564 | 55.0564 | 55.0564 | 55.0564 | 55.0564 | 55.0564 | 55.0564 | 55.0564 | 55.0564 | 55.0564 | 55.0564 | 55.0564 | 55.0564 | 55.0564 | 55.0564 | 55.0564 | 55.0564 | 55.0564 | 55.0564 | 55.0564 | 55.0564 | 55.0564 | 55.0564 | 55.0564 | 55.0564 | 55.0564 | 55.0564 | 55.0564 | 55.0564 | 55.0564 | 55.0564 | 55.0564 | 55.0564 | 55.0564 | 55.0564 | 55.0564 | 55.0564 | 55.0564 | 55.0564 | 55.0564 | 55.0564 | 55.0564 | 55.0564 | 55.0564 | 55.0564 | 55.0564 | 55.0564 | 55.0564 | 55.0564 | 55.0564 | 55.0564 | 55.0564 | 55.0564 | 55.0564 | 55.0564 | 55.0564 | 55.0564 | 55.0564 | 55.0564 | 55.0564 | 55.0564 | 55.0564 | 55.0564 | 55.0564 | 55.0564 | 55.0564 | 55.0564 | 55.0564 | 55.0564 | 55.0564 | 55.0564 | 55.0564 | 55.0564 | 55.0564 | 55.0564 | 55.0564 | 55.0564 | 55.0564 | 55.0564 | 55.0564 | 55.0564 | 55.0564 | 55.0564 | 55.0564 | 55.0564 | 55.0564 | 55.0564 | 55.0564 | 55.0564 | 55.0564 | 55.0564 | 55.0564 | 55.0564 | 55.0564 | 55.0564 | 55.0564 | 55.0564 | 55.0564 | 55.0564 | 55.0564 | 55.0564 | 55.0564 | 55.0564 | 55.0564 | 55.0564 | 55.0564 | 55.0564 | 55.0564 | 55.0564 | 55.0564 | 55.0564 | 55.0564 | 55.0564 | 55.0564 | 55.0564 | 55.0564 | 55.0564 | 55.0564 | 55.0564 | 55.0564 | 55.0564 | 55.0564 | 55.0564 | 55.0564 | 55.0564 | 55.0564 | 55.0564 | 55.0564 | 55.0564 | 55.0564 | 55.0564 | 55.0564 | 55.0564 | 55.0564 | 55.0564 | 55.0564 | 55.0564 | 55.0564 | 55.0564 | 55.0564 | 55.0564 | 55.0564 | 55.0564 | 55.0564 | 55.0564 | 55.0564 | 55.0564 | 55.0564 | 55.0564 | 55.0564 | 55.0564 | 55.0564 | 55.0564 | 55.0564 | 55.0564 | 55.0564 | 55.0564 | 55.0564 | 55.0564 | 55.0564 | 55.0564 | 55.0564 | 55.0564 | 55.0564 | 55.0564 | 55.0564 | 55.0564 | 55.0564 | 55.0564 | 55.0564 | 55.0564 | 55.0564 | 55.0564 | 55.0564 | 55.0564 | 55.0564 | 55.0564 | 55.0564 | 55.0564 | 55.0564 | 55.0564 | 55.0564 | 55.0564 | 55.0564 | 55.0564 | 55.0564 | 55.0564 | 55.0564 | 55.0564 | 55.0564 | 55.0564 | 55.0564 | 55.0564 | 55.0564 | 55.0564 | 55.0564 | 55.0564 | 55.0564 | 55.0564 | 55.0564 | 55.0564 | 55.0564 | 55.0564 | 55.0564 | 55.0564 | 55.0564 | 55.0564 | 55.0564 | 55.0564 | 55.0564 | 55.0564 | 55.0564 | 55.0564 | 55.0564 | 55.0564 | 55.0564 | 55.0564 | 55.0564 | 55.0564 | 55.0564 | 55.0564 | 55.0564 | 55.0564 | 55.0564 | 55.0564 | 55.0564 | 55.0564 | 55.0564 | 55.0564 | 55.0564 | 55.0564 | 55.0564 | 55.0564 | 55.0564 | 55.0564 | 55.0564 | 55.0564 | 55.0564 | 55.0564 | 55.0564 | 55.0564 | 55.0564 | 55.0564 | 55.0564 | 55.0564 | 55.0564 | 55.0564 | 55.0564 | 55.0564 | 55.0564 | 55.0564 | 55.0564 | 55.0564 | 55.0564 | 55.0564 | 55.0564 | 55.0564 | 55.0564 | 55.0564 | 55.0564 | 55.0564 | 55.0564 | 55.0564 | 55.0564 | 55.0564 | 55.0564 | 55.0564 | 55.0564 | 55.0564 | 55.0564 | 55.0564 | 55.0564 | 55.0564 | 55.0564 | 55.0564 | 55.0564 | 55.0564 | 55.0564 | 55.0564 | 55.0564 | 55.0564 | 55.0564 | 55.0564 | 55.0564 | 55.0564 | 55.0564 | 55.0564 | 55.0564 | 55.0564 | 55.0564 | 55.0564 | 55.0564 | 55.0564 | 55.0564 | 55.0564 | 55.0564 | 55.0564 | 55.0564 | 55.0564 | 55.0564 | 55.0564 | 55.0564 | 55.0564 | 55.0564 | 55.0564 | 55.0564 | 55.0564 | 55.0564 | 55.0564 | 55.0564 | 55.0564 | 55.0564 | 55.0564 | 55.0564 | 55.0564 | 55.0564 | 55.0564 | 55.0564 | 55.0564 | 55.0564 | 55.0564 | 55.0564 | 55.0564 | 55.0564 | 55.0564 | 55.0564 | 55.0564 | 55.0564 | 55.0564 | 55.0564 | 55.0564 | 55.0564 | 55.0564 | 55.0564 | 55.0564 | 55.0564 | 55.0564 | 55.0564 | 55.0564 | 55.0564 | 55.0564 | 55.0564 | 55.0564 | 55.0564 | 55.0564 | 55.0564 | 55.0564 | 55.0564 | 55.0564 | 55.0564 | 55.0564 | 55.0564 | 55.0564 | 55.0564 | 55.0564 | 55.0564 | 55.0564 | 55.0564 | 55.0564 | 55.0564 | 55.0564 | 55.0564 | 55.0564 | 55.0564 | 55.0564 | 55.0564 | 55.0564 | 55.0564 | 55.0564 | 55.0564 | 55.0564 | 55.0564 | 55.0564 | 55.0564 | 55.0564 | 55.0564 | 55.0564 | 55.0564 | 55.0564 | 55.0564 | 55.0564 | 55.0564 | 55.0564 | 55.0564 | 55.0564 | 55.0564 | 55.0564 | 55.0564 | 55.0564 | 55.0564 | 55.0564 | 55.0564 | 55.0564 | 55.0564 | 55.0564 | 55.0564 | 55.0564 | 55.0564 | 55.0564 | 55.0564 | 55.0564 | 55.0564 | 55.0564 | 55.0564 | 55.0564 | 55.0564 | 55.0564 | 55.0564 | 55.0564 | 55.0564 | 55.0564 | 55.0564 | 55.0564 | 55.0564 | 55.0564 | 55.0564 | 55.0564 | 55.0564 | 55.0564 | 55.0564 | 55.0564 | 55.0564 | 55.0564 | 55.0564 | 55.0564 | 55.0564 | 55.0564 | 55.0564 | 55.0564 | 55.0564 | 55.0564 | 55.0564 | 55.0564 | 55.0564 | 55.0564 | 55.0564 | 55.0564 | 55.0564 | 55.0564 | 55.0564 | 55.0564 | 55.0564 | 55.0564 | 55.0564 | 55.0564 | 55.0564 | 55.0564 | 55.0564 | 55.0564 | 55.0564 | 55.0564 | 55.0564 | 55.0564 | 55.0564 | 55.0564 | 55.0564 | 55.0564 | 55.0564 | 55.0564 | 55.0564 | 55.0564 | 55.0564 | 55.0564 | 55.0564 | 55.0564 | 55.0564 | 55.0564 | 55.0564 | 55.0564 | 55.0564 | 55.0564 | 55.0564 | 55.0564 | 55.0564 | 55.0564 | 55.0564 | 55.0564 | 55.0564 | 55.0564 | 55.0564 | 55.0564 | 55.0564 | 55.0564 | 55.0564 | 55.0564 | 55.0564 | 55.0564 | 55.0564 | 55.0564 | 55.0564 | 55.0564 | 55.0564 | 55.0564 | 55.0564 | 55.0564 | 55.0564 | 55.0564 | 55.0564 | 55.0564 | 55.0564 | 55.0564 | 55.0564 | 55.0564 | 55.0564 | 55.0564 | 55.0564 | 55.0564 | 55.0564 | 55.0564 | 55.0564 | 55.0564 | 55.0564 | 55.0564 | 55.0564 | 55.0564 | 55.0564 | 55.0564 | 55.0564 | 55.0564 | 55.0564 | 55.0564 | 55.0564 | 55.0564 | 55.0564 | 55.0564 | 55.0564 | 55.0564 | 55.0564 | 55.0564 | 55.0564 | 55.0564 | 55.0564 | 55.0564 | 55.0564 | 55.0564 | 55.0564 | 55.0564 | 55.0564 | 55.0564 | 55.0564 | 55.0564 | 55.0564 | 55.0564 | 55.0564 | 55.0564 | 55.0564 | 55.0564 | 55.0564 | 55.0564 | 55.0564 | 55.0564 | 55.0564 | 55.0564 | 55.0564 | 55.0564 | 55.0564 | 55.0564 | 55.0564 | 55.0564 | 55.0564 | 55.0564 | 55.0564 | 55.0564 | 55.0564 | 55.0564 | 55.0564 | 55.0564 | 55.0564 | 55.0564 | 55.0564 | 55.0564 | 55.0564 | 55.0564 | 55.0564 | 55.0564 | 55.0564 | 55.0564 | 55.0564 | 55.0564 | 55.0564 | 55.0564 | 55.0564 | 55.0564 | 55.0564 | 55.0564 | 55.0564 | 55.0564 | 55.0564 | 55.0564 | 55.0564 | 55.0564 | 55.0564 | 55.0564 | 55.0564 | 55.0564 | 55.0564 | 55.0564 | 55.0564 | 55.0564 | 55.0564 | 55.0564 | 55.0564 | 55.0564 | 55.0564 | 55.0564 | 55.0564 | 55.0564 | 55.0564 | 55.0564 | 55.0564 | 55.0564 | 55.0564 | 55.0564 | 55.0564 | 55.0564 | 55.0564 | 55.0564 | 55.0564 | 55.0564 | 55.0564 | 55.0564 | 55.0564 | 55.0564 | 55.0564 | 55.0564 | 55.0564 | 55.0564 | 55.0564 | 55.0564 | 55.0564 | 55.0564 | 55.0564 | 55.0564 | 55.0564 | 55.0564 | 55.0564 | 55.0564 | 55.0564 | 55.0564 | 55.0564 | 55.0564 | 55.0564 | 55.0564 | 55.0564 | 55.0564 | 55.0564 | 55.0564 | 55.0564 | 55.0564 | 55.0564 | 55.0564 | 55.0564 | 55.0564 | 55.0564 | 55.0564 | 55.0564 | 55.0564 | 55.0564 | 55.0564 | 55.0564 | 55.0564 | 55.0564 | 55.0564 | 55.0564 | 55.0564 | 55.0564 | 55.0564 | 55.0564 | 55.0564 | 55.0564 | 55.0564 | 55.0564 | 55.0564 | 55.0564 | 55.0564 | 55.0564 | 55.0564 | 55.0564 | 55.0564 | 55.0564 | 55.0564 | 55.0564 | 55.0564 | 55.0564 | 55.0564 | 55.0564 | 55.0564 | 55.0564 | 55.0564 | 55.0564 | 55.0564 | 55.0564 | 55.0564 | 55.0564 | 55.0564 | 55.0564 | 55.0564 | 55.0564 | 55.0564 | 55.0564 | 55.0564 | 55.0564 | 55.0564 | 55.0564 | 55.0564 | 55.0564 | 55.0564 | 55.0564 | 55.0564 | 55.0564 | 55.0564 | 55.0564 | 55.0564 | 55.0564 | 55.0564 | 55.0564 | 55.0564 | 55.0564 | 55.0564 | 55.0564 | 55.0564 | 55.0564 | 55.0564 | 55.0564 | 55.0564 | 55.0564 | 55.0564 | 55.0564 | 55.0564 | 55.0564 | 55.0564 | 55.0564 | 55.0564 | 55.0564 | 55.0564 | 55.0564 | 55.0564 | 55.0564 | 55.0564 | 55.0564 | 55.0564 | 55.0564 | 55.0564 | 55.0564 | 55.0564 | 55.0564 | 55.0564 | 55.0564 | 55.0564 | 55.0564 | 55.0564 | 55.0564 | 55.0564 | 55.0564 | 55.0564 | 55.0564 | 55.0564 | 55.0564 | 55.0564 | 55.0564 | 55.0564 | 55.0564 | 55.0564 | 55.0564 | 55.0564 | 55.0564 | 55.0564 | 55.0564 | 55.0564 | 55.0564 | 55.0564 | 55.0564 | 55.0564 | 55.0564 | 55.0564 | 55.0564 | 55.0564 | 55.0564 | 55.0564 | 55.0564 | 55.0564 | 55.0564 | 55.0564 | 55.0564 | 55.0564 | 55.0564 | 55.0564 | 55.0564 | 55.0564 | 55.0564 | 55.0564 | 55.0564 | 55.0564 | 55.0564 | 55.0564 | 55.0564 | 55.0564 | 55.0564 | 55.0564 | 55.0564 | 55.0564 | 55.0564 | 55.0564 | 55.0564 | 55.0564 | 55.0564 | 55.0564 | 55.0564 | 55.0564 | 55.0564 | 55.0564 | 55.0564 | 55.0564 | 55.0564 | 55.0564 | 55.0564 | 55.0564 | 55.0564 | 55.0564 | 55.0564 | 55.0564 | 55.0564 | 55.0564 | 55.0564 | 55.0564 | 55.0564 | 55.0564 | 55.0564 | 55.0564 | 55.0564 | 55.0564 | 55.0564 | 55.0564 | 55.0564 | 55.0564 | 55.0564 | 55.0564 | 55.0564 | 55.0564 | 55.0564 | 55.0564 | 55.0564 | 55.0564 | 55.0564 | 55.0564 | 55.0564 | 55.0564 | 55.0564 | 55.0564 | 55.0564 | 55.0564 | 55.0564 | 55.0564 | 55.0564 | 55.0564 | 55.0564 | 55.0564 | 55.0564 | 55.0564 | 55.0564 | 55.0564 | 55.0564 | 55.0564 | 55.0564 | 55.0564 | 55.0564 | 55.0564 | 55.0564 | 55.0564 | 55.0564 | 55.0564 | 55.0564 | 55.0564 | 55.0564 | 55.0564 | 55.0564 | 55.0564 | 55.0564 | 55.0564 | 55.0564 | 55.0564 | 55.0564 | 55.0564 | 55.0564 | 55.0564 | 55.0564 | 55.0564 | 55.0564 | 55.0564 | 55.0564 | 55.0564 | 55.0564 | 55.0564 | 55.0564 | 55.0564 | 55.0564 | 55.0564 | 55.0564 | 55.0564 | 55.0564 | 55.0564 | 55.0564 | 55.0564 | 55.0564 | 55.0564 | 55.0564 | 55.0564 | 55.0564 | 55.0564 | 55.0564 | 55.0564 | 55.0564 | 55.0564 | 55.0564 | 55.0564 | 55.0564 | 55.0564 | 55.0564 | 55.0564 | 55.0564 | 55.0564 | 55.0564 | 55.0564 | 55.0564 | 55.0564 | 55.0564 | 55.0564 | 55.0564 | 55.0564 | 55.0564 | 55.0564 | 55.0564 | 55.0564 | 55.0564 | 55.0564 | 55.0564 | 55.0564 | 55.0564 | 55.0564 | 55.0564 | 55.0564 | 55.0564 | 55.0564 | 55.0564 | 55.0564 | 55.0564 | 55.0564 | 55.0564 | 55.0564 | 55.0564 | 55.0564 | 55.0564 | 55.0564 | 55.0564 | 55.0564 | 55.0564 | 55.0564 | 55.0564 | 55.0564 | 55.0564 | 55.0564 | 55.0564 | 55.0564 | 55.0564 | 55.0564 | 55.0564 | 55.0564 | 55.0564 | 55.0564 | 55.0564 | 55.0564 | 55.0564 | 55.0564 | 55.0564 | 55.0564 | 55.0564 | 55.0564 | 55.0564 | 55.0564 | 55.0564 | 55.0564 | 55.0564 | 55.0564 | 55.0564 | 55.0564 | 55.0564 | 55.0564 | 55.0564 | 55.0564 | 55.0564 | 55.0564 | 55.0564 | 55.0564 | 55.0564 | 55.0564 | 55.0564 | 55.0564 | 55.0564 | 55.0564 | 55.0564 | 55.0564 | 55.0564 | 55.0564 | 55.0564 | 55.0564 | 55.0564 | 55.0564 | 55.0564 | 55.0564 | 55.0564 | 55.0564 | 55.0564 | 55.0564 | 55.0564 | 55.0564 | 55.0564 | 55.0564 | 55.0564 | 55.0564 | 55.0564 | 55.0564 | 55.0564 | 55.0564 | 55.0564 | 55.0564 | 55.0564 | 55.0564 | 55.0564 | 55.0564 | 55.0564 | 55.0564 | 55.0564 | 55.0564 | 55.0564 | 55.0564 | 55.0564 | 55.0564 | 55.0564 | 55.0564 | 55.0564 | 55.0564 | 55.0564 | 55.0564 | 55.0564 | 55.0564 | 55.0564 | 55.0564 | 55.0564 | 55.0564 | 55.0564 | 55.0564 | 55.0564 | 55.0564 | 55.0564 | 55.0564 | 55.0564 | 55.0564 | 55.0564 | 55.0564 | 55.0564 | 55.0564 | 55.0564 | 55.0564 | 55.0564 | 55.0564 | 55.0564 | 55.0564 | 55.0564 | 55.0564 | 55.0564 | 55.0564 | 55.0564 | 55.0564 | 55.0564 | 55.0564 | 55.0564 | 55.0564 | 55.0564 | 55.0564 | 55.0564 | 55.0564 | 55.0564 | 55.0564 | 55.0564 | 55.0564 | 55.0564 | 55.0564 | 55.0564 | 55.0564 | 55.0564 | 55.0564 | 55.0564 | 55.0564 | 55.0564 | 55.0564 | 55.0564 | 55.0564 | 55.0564 | 55.0564 | 55.0564 | 55.0564 | 55.0564 | 55.0564 | 55.0564 | 55.0564 | 55.0564 | 55.0564 | 55.0564 | 55.0564 | 55.0564 | 55.0564 | 55.0564 | 55.0564 | 55.0564 | 55.0564 | 55.0564 | 55.0564 | 55.0564 | 55.0564 | 55.0564 | 55.0564 | 55.0564 | 55.0564 | 55.0564 | 55.0564 | 55.0564 | 55.0564 | 55.0564 | 55.0564 | 55.0564 | 55.0564 | 55.0564 | 55.0564 | 55.0564 | 55.0564 | 55.0564 | 55.0564 | 55.0564 | 55.0564 | 55.0564 | 55.0564 | 55.0564 | 55.0564 | 55.0564 | 55.0564 | 55.0564 | 55.0564 | 55.0564 | 55.0564 | 55.0564 | 55.0564 | 55.0564 | 55.0564 | 55.0564 | 55.0564 | 55.0564 | 55.0564 | 55.0564 | 55.0564 | 55.0564 | 55.0564 | 55.0564 | 55.0564 | 55.0564 | 55.0564 | 55.0564 | 55.0564 | 55.0564 | 55.0564 | 55.0564 | 55.0564 | 55.0564 | 55.0564 | 55.0564 | 55.0564 | 55.0564 | 55.0564 | 55.0564 | 55.0564 | 55.0564 | 55.0564 | 55.0564 | 55.0564 | 55.0564 | 55.0564 | 55.0564 | 55.0564 | 55.0564 | 55.0564 | 55.0564 | 55.0564 | 55.0564 | 55.0564 | 55.0564 | 55.0564 | 55.0564 | 55.0564 | 55.0564 | 55.0564 | 55.0564 | 55.0564 | 55.0564 | 55.0564 | 55.0564 | 55.0564 | 55.0564 | 55.0564 | 55.0564 | 55.0564 | 55.0564 | 55.0564 | 55.0564 | 55.0564 | 55.0564 | 55.0564 | 55.0564 | 55.0564 | 55.0564 | 55.0564 | 55.0564 | 55.0564 | 55.0564 | 55.0564 | 55.0564 | 55.0564 | 55.0564 | 55.0564 | 55.0564 | 55.0564 | 55.0564 | 55.0564 | 55.0564 | 55.0564 | 55.0564 | 55.0564 | 55.0564 | 55.0564 | 55.0564 | 55.0564 | 55.0564 | 55.0564 | 55.0564 | 55.0564 | 55.0564 | 55.0564 | 55.0564 | 55.0564 | 55.0564 | 55.0564 | 55.0564 | 55.0564 | 55.0564 | 55.0564 | 55.0564 | 55.0564 | 55.0564 | 55.0564 | 55.0564 | 55.0564 | 55.0564 | 55.0564 | 55.0564 | 55.0564 | 55.0564 | 55.0564 | 55.0564 | 55.0564 | 55.0564 | 55.0564 | 55.0564 | 55.0564 | 55.0564 | 55.0564 | 55.0564 | 55.0564 | 55.0564 | 55.0564 | 55.0564 | 55.0564 | 55.0564 | 55.0564 | 55.0564 | 55.0564 | 55.0564 | 55.0564 | 55.0564 | 55.0564 | 55.0564 | 55.0564 | 55.0564 | 55.0564 | 55.0564 | 55.0564 | 55.0564 | 55.0564 | 55.0564 | 55.0564 | 55.0564 | 55.0564 | 55.0564 | 55.0564 | 55.0564 | 55.0564 | 55.0564 | 55.0564 | 55.0564 | 55.0564 | 55.0564 | 55.0564 | 55.0564 | 55.0564 | 55.0564 | 55.0564 | 55.0564 | 55.0564 | 55.0564 | 55.0564 | 55.0564 | 55.0564 | 55.0564 | 55.0564 | 55.0564 | 55.0564 | 55.0564 | 55.0564 | 55.0564 | 55.0564 | 55.0564 | 55.0564 | 55.0564 | 55.0564 | 55.0564 | 55.0564 | 55.0564 | 55.0564 | 55.0564 | 55.0564 | 55.0564 | 55.0564 | 55.0564 | 55.0564 | 55.0564 | 55.0564 | 55.0564 | 55.0564 | 55.0564 | 55.0564 | 55.0564 | 55.0564 | 55.0564 | 55.0564 | 55.0564 | 55.0564 | 55.0564 | 55.0564 | 55.0564 | 55.0564 | 55.0564 | 55.0564 | 55.0564 | 55.0564 | 55.0564 | 55.0564 | 55.0564 | 55.0564 | 55.0564 | 55.0564 | 55.0564 | 55.0564 | 55.0564 | 55.0564 | 55.0564 | 55.0564 | 55.0564 | 55.0564 | 55.0564 | 55.0564 | 55.0564 | 55.0564 | 55.0564 | 55.0564 | 55.0564 | 55.0564 | 55.0564 | 55.0564 | 55.0564 | 55.0564 | 55.0564 | 55.0564 | 55.0564 | 55.0564 | 55.0564 | 55.0564 | 55.0564 | 55.0564 | 55.0564 | 55.0564 | 55.0564 | 55.0564 | 55.0564 | 55.0564 | 55.0564 | 55.0564 | 55.0564 | 55.0564 | 55.0564 | 55.0564 | 55.0564 | 55.0564 | 55.0564 | 55.0564 | 55.0564 | 55.0564 | 55.0564 | 55.0564 | 55.0564 | 55.0564 | 55.0564 | 55.0564 | 55.0564 | 55.0564 | 55.0564 | 55.0564 | 55.0564 | 55.0564 | 55.0564 | 55.0564 | 55.0564 | 55.0564 | 55.0564 | 55.0564 | 55.0564 | 55.0564 | 55.0564 | 55.0564 | 55.0564 | 55.0564 | 55.0564 | 55.0564 | 55.0564 | 55.0564 | 55.0564 | 55.0564 | 55.0564 | 55.0564 | 55.0564 | 55.0564 | 55.0564 | 55.0564 | 55.0564 | 55.0564 | 55.0564 | 55.0564 | 55.0564 | 55.0564 | 55.0564 | 55.0564 | 55.0564 | 55.0564 | 55.0564 | 55.0564 | 55.0564 | 55.0564 | 55.0564 | 55.0564 | 55.0564 | 55.0564 | 55.0564 | 55.0564 | 55.0564 | 55.0564 | 55.0564 | 55.0564 | 55.0564 | 55.0564 | 55.0564 | 55.0564 | 55.0564 | 55.0564 | 55.0564 | 55.0564 | 55.0564 | 55.0564 | 55.0564 | 55.0564 | 55.0564 | 55.0564 | 55.0564 | 55.0564 | 55.0564 | 55.0564 | 55.0564 | 55.0564 | 55.0564 | 55.0564 | 55.0564 | 55.0564 | 55.0564 | 55.0564 | 55.0564 | 55.0564 | 55.0564 | 55.0564 | 55.0564 | 55.0564 | 55.0564 | 55.0564 | 55.0564 | 55.0564 | 55.0564 | 55.0564 | 55.0564 | 55.0564 | 55.0564 | 55.0564 | 55.0564 | 55.0564 | 55.0564 | 55.0564 | 55.0564 | 55.0564 | 55.0564 | 55.0564 | 55.0564 | 55.0564 | 55.0564 | 55.0564 | 55.0564 | 55.0564 | 55.0564 | 55.0564 | 55.0564 | 55.0564 | 55.0564 | 55.0564 | 55.0564 | 55.0564 | 55.0564 | 55.0564 | 55.0564 | 55.0564 | 55.0564 | 55.0564 | 55.0564 | 55.0564 | 55.0564 | 55.0564 | 55.0564 | 55.0564 | 55.0564 | 55.0564 | 55.0564 | 55.0564 | 55.0564 | 55.0564 | 55.0564 | 55.0564 | 55.0564 | 55.0564 | 55.0564 | 55.0564 | 55.0564 | 55.0564 | 55.0564 | 55.0564 | 55.0564 | 55.0564 | 55.0564 | 55.0564 | 55.0564 | 55.0564 | 55.0564 | 55.0564 | 55.0564 | 55.0564 | 55.0564 | 55.0564 | 55.0564 | 55.0564 | 55.0564 | 55.0564 | 55.0564 | 55.0564 | 55.0564 | 55.0564 | 55.0564 | 55.0564 | 55.0564 | 55.0564 | 55.0564 | 55.0564 | 55.0564 | 55.0564 | 55.0564 | 55.0564 | 55.0564 | 55.0564 | 55.0564 | 55.0564 | 55.0564 | 55.0564 | 55.0564 | 55.0564 | 55.0564 | 55.0564 | 55.0564 | 55.0564 | 55.0564 | 55.0564 | 55.0564 | 55.0564 | 55.0564 | 55.0564 | 55.0564 | 55.0564 | 55.0564 | 55.0564 | 55.0564 | 55.0564 | 55.0564 | 55.0564 | 55.0564 | 55.0564 | 55.0564 | 55.0564 | 55.0564 | 55.0564 | 55.0564 | 55.0564 | 55.0564 | 55.0564 | 55.0564 | 55.0564 | 55.0564 | 55.0564 | 55.0564 | 55.0564 | 55.0564 | 55.0564 | 55.0564 | 55.0564 | 55.0564 | 55.0564 | 55.0564 | 55.0564 | 55.0564 | 55.0564 | 55.0564 | 55.0564 | 55.0564 | 55.0564 | 55.0564 | 55.0564 | 55.0564 | 55.0564 | 55.0564 | 55.0564 | 55.0564 | 55.0564 | 55.0564 | 55.0564 | 55.0564 | 55.0564 | 55.0564 | 55.0564 | 55.0564 | 55.0564 | 55.0564 | 55.0564 | 55.0564 | 55.0564 | 55.0564 | 55.0564 | 55.0564 | 55.0564 | 55.0564 | 55.0564 | 55.0564 | 55.0564 | 55.0564 | 55.0564 | 55.0564 | 55.0564 | 55.0564 | 55.0564 | 55.0564 | 55.0564 | 55.0564 | 55.0564 | 55.0564 | 55.0564 | 55.0564 | 55.0564 | 55.0564 | 55.0564 | 55.0564 | 55.0564 | 55.0564 | 55.0564 | 55.0564 | 55.0564 | 55.0564 | 55.0564 | 55.0564 | 55.0564 | 55.0564 | 55.0564 | 55.0564 | 55.0564 | 55.0564 | 55.0564 | 55.0564 | 55.0564 | 55.0564 | 55.0564 | 55.0564 | 55.0564 | 55.0564 | 55.0564 | 55.0564 | 55.0564 | 55.0564 | 55.0564 | 55.0564 | 55.0564 | 55.0564 | 55.0564 | 55.0564 | 55.0564 | 55.0564 | 55.0564 | 55.0564 | 55.0564 | 55.0564 | 55.0564 | 55.0564 | 55.0564 | 55.0564 | 55.0564 | 55.0564 | 55.0564 | 55.0564 | 55.0564 | 55.0564 | 55.0564 | 55.0564 | 55.0564 | 55.0564 | 55.0564 | 55.0564 | 55.0564 | 55.0564 | 55.0564 | 55.0564 | 55.0564 | 55.0564 | 55.0564 | 55.0564 | 55.0564 | 55.0564 | 55.0564 | 55.0564 | 55.0564 | 55.0564 | 55.0564 | 55.0564 | 55.0564 | 55.0564 | 55.0564 | 55.0564 | 55.0564 | 55.0564 | 55.0564 | 55.0564 | 55.0564 | 55.0564 | 55.0564 | 55.0564 | 55.0564 | 55.0564 | 55.0564 | 55.0564 | 55.0564 | 55.0564 | 55.0564 | 55.0564 | 55.0564 | 55.0564 | 55.0564 | 55.0564 | 55.0564 | 55.0564 | 55.0564 | 55.0564 | 55.0564 | 55.0564 | 55.0564 | 55.0564 | 55.0564 | 55.0564 | 55.0564 | 55.0564 | 55.0564 | 55.0564 | 55.0564 | 55.0564 | 55.0564 | 55.0564 | 55.0564 | 55.0564 | 55.0564 | 55.0564 | 55.0564 | 55.0564 | 55.0564 | 55.0564 | 55.0564 | 55.0564 | 55.0564 | 55.0564 | 55.0564 | 55.0564 | 55.0564 | 55.0564 | 55.0564 | 55.0564 | 55.0564 | 55.0564 | 55.0564 | 55.0564 | 55.0564 | 55.0564 | 55.0564 | 55.0564 | 55.0564 | 55.0564 | 55.0564 | 55.0564 | 55.0564 | 55.0564 | 55.0564 | 55.0564 | 55.0564 | 55.0564 | 55.0564 | 55.0564 | 55.0564 | 55.0564 | 55.0564 | 55.0564 | 55.0564 | 55.0564 | 55.0564 | 55.0564 | 55.0564 | 55.0564 | 55.0564 | 55.0564 | 55.0564 | 55.0564 | 55.0564 | 55.0564 | 55.0564 | 55.0564 | 55.0564 | 55.0564 | 55.0564 | 55.0564 | 55.0564 | 55.0564 | 55.0564 | 55.0564 | 55.0564 | 55.0564 | 55.0564 | 55.0564 | 55.0564 | 55.0564 | 55.0564 | 55.0564 | 55.0564 | 55.0564 | 55.0564 | 55.0564 | 55.0564 | 55.0564 | 55.0564 | 55.0564 | 55.0564 | 55.0564 | 55.0564 | 55.0564 | 55.0564 | 55.0564 | 55.0564 | 55.0564 | 55.0564 | 55.0564 | 55.0564 | 55.0564 | 55.0564 | 55.0564 | 55.0564 | 55.0564 | 55.0564 | 55.0564 | 55.0564 | 55.0564 | 55.0564 | 55.0564 | 55.0564 | 55.0564 | 55.0564 | 55.0564 | 55.0564 | 55.0564 | 55.0564 | 55.0564 | 55.0564 | 55.0564 | 55.0564 | 55.0564 | 55.0564 | 55.0564 | 55.0564 | 55.0564 | 55.0564 | 55.0564 | 55.0564 | 55.0564 | 55.0564 | 55.0564 | 55.0564 | 55.0564 | 55.0564 | 55.0564 | 55.0564 | 55.0564 | 55.0564 | 55.0564 | 55.0564 | 55.0564 | 55.0564 | 55.0564 | 55.0564 | 55.0564 | 55.0564 | 55.0564 | 55.0564 | 55.0564 | 55.0564 | 55.0564 | 55.0564 | 55.0564 | 55.0564 | 55.0564 | 55.0564 | 55.0564 | 55.0564 | 55.0564 | 55.0564 | 55.0564 | 55.0564 | 55.0564 | 55.0564 | 55.0564 | 55.0564 | 55.0564 | 55.0564 | 55.0564 | 55.0564 | 55.0564 | 55.0564 | 55.0564 | 55.0564 | 55.0564 | 55.0564 | 55.0564 | 55.0564 | 55.0564 | 55.0564 | 55.0564 | 55.0564 | 55.0564 | 55.0564 | 55.0564 | 55.0564 | 55.0564 | 55.0564 | 55.0564 | 55.0564 | 55.0564 | 55.0564 | 55.0564 | 55.0564 | 55.0564 | 55.0564 | 55.0564 | 55.0564 | 55.0564 | 55.0564 | 55.0564 | 55.0564 | 55.0564 | 55.0564 | 55.0564 | 55.0564 | 55.0564 | 55.0564 | 55.0564 | 55.0564 | 55.0564 | 55.0564 | 55.0564 | 55.0564 | 55.0564 | 55.0564 | 55.0564 | 55.0564 | 55.0564 | 55.0564 | 55.0564 | 55.0564 | 55.0564 | 55.0564 | 55.0564 | 55.0564 | 55.0564 | 55.0564 | 55.0564 | 55.0564 | 55.0564 | 55.0564 | 55.0564 | 55.0564 | 55.0564 | 55.0564 | 55.0564 | 55.0564 | 55.0564 | 55.0564 | 55.0564 | 55.0564 | 55.0564 | 55.0564 | 55.0564 | 55.0564 | 55.0564 | 55.0564 | 55.0564 | 55.0564 | 55.0564 | 55.0564 | 55.0564 | 55.0564 | 55.0564 | 55.0564 | 55.0564 | 55.0564 | 55.0564 | 55.0564 | 55.0564 | 55.0564 | 55.0564 | 55.0564 | 55.0564 | 55.0564 | 55.0564 | 55.0564 | 55.0564 | 55.0564 | 55.0564 | 55.0564 | 55.0564 | 55.0564 | 55.0564 | 55.0564 | 55.0564 | 55.0564 | 55.0564 | 55.0564 | 55.0564 | 55.0564 | 55.0564 | 55.0564 | 55.0564 | 55.0564 | 55.0564 | 55.0564 | 55.0564 | 55.0564 | 55.0564 | 55.0564 | 55.0564 | 55.0564 | 55.0564 | 55.0564 | 55.0564 | 55.0564 | 55.0564 | 55.0564 | 55.0564 | 55.0564 | 55.0564 | 55.0564 | 55.0564 | 55.0564 | 55.0564 | 55.0564 | 55.0564 | 55.0564 | 55.0564 | 55.0564 | 55.0564 | 55.0564 | 55.0564 | 55.0564 | 55.0564 | 55.0564 | 55.0564 | 55.0564 | 55.0564 | 55.0564 | 55.0564 | 55.0564 | 55.0564 | 55.0564 | 55.0564 | 55.0564 | 55.0564 | 55.0564 | 55.0564 | 55.0564 | 55.0564 | 55.0564 | 55.0564 | 55.0564 | 55.0564 | 55.0564 | 55.0564 | 55.0564 | 55.0564 | 55.0564 | 55.0564 | 55.0564 | 55.0564 | 55.0564 | 55.0564 | 55.0564 | 55.0564 | 55.0564 | 55.0564 | 55.0564 | 55.0564 | 55.0564 | 55.0564 | 55.0564 | 55.0564 | 55.0564 | 55.0564 | 55.0564 | 55.0564 | 55.0564 | 55.0564 | 55.0564 | 55.0564 | 55.0564 | 55.0564 | 55.0564 | 55.0564 | 55.0564 | 55.0564 | 55.0564 | 55.0564 | 55.0564 | 55.0564 | 55.0564 | 55.0564 | 55.0564 | 55.0564 | 55.0564 | 55.0564 | 55.0564 | 55.0564 | 55.0564 | 55.0564 | 55.0564 | 55.0564 | 55.0564 | 55.0564 | 55.0564 | 55.0564 | 55.0564 | 55.0564 | 55.0564 | 55.0564 | 55.0564 | 55.0564 | 55.0564 | 55.0564 | 55.0564 | 55.0564 | 55.0564 | 55.0564 | 55.0564 | 55.0564 | 55.0564 | 55.0564 | 55.0564 | 55.0564 | 55.0564 | 55.0564 | 55.0564 | 55.0564 | 55.0564 | 55.0564 | 55.0564 | 55.0564 | 55.0564 | 55.0564 | 55.0564 | 55.0564 | 55.0564 | 55.0564 | 55.0564 | 55.0564 | 55.0564 | 55.0564 | 55.0564 | 55.0564 | 55.0564 | 55.0564 | 55.0564 | 55.0564 | 55.0564 | 55.0564 | 55.0564 | 55.0564 | 55.0564 | 55.0564 | 55.0564 | 55.0564 | 55.0564 | 55.0564 | 55.0564 | 55.0564 | 55.0564 | 55.0564 | 55.0564 | 55.0564 | 55.0564 | 55.0564 | 55.0564 | 55.0564 | 55.0564 | 55.0564 | 55.0564 | 55.0564 | 55.0564 | 55.0564 | 55.0564 | 55.0564 | 55.0564 | 55.0564 | 55.0564 | 55.0564 | 55.0564 | 55.0564 | 55.0564 | 55.0564 | 55.0564 | 55.0564 | 55.0564 | 55.0564 | 55.0564 | 55.0564 | 55.0564 | 55.0564 | 55.0564 | 55.0564 | 55.0564 | 55.0564 | 55.0564 | 55.0564 | 55.0564 | 55.0564 | 55.0564 | 55.0564 | 55.0564 | 55.0564 | 55.0564 | 55.0564 | 55.0564 | 55.0564 | 55.0564 | 55.0564 | 55.0564 | 55.0564 | 55.0564 | 55.0564 | 55.0564 | 55.0564 | 55.0564 | 55.0564 | 55.0564 | 55.0564 | 55.0564 | 55.0564 | 55.0564 | 55.0564 | 55.0564 | 55.0564 | 55.0564 | 55.0564 | 55.0564 | 55.0564 | 55.0564 | 55.0564 | 55.0564 | 55.0564 | 55.0564 | 55.0564 | 55.0564 | 55.0564 | 55.0564 | 55.0564 | 55.0564 | 55.0564 | 55.0564 | 55.0564 | 55.0564 | 55.0564 | 55.0564 | 55.0564 | 55.0564 | 55.0564 | 55.0564 | 55.0564 | 55.0564 | 55.0564 | 55.0564 | 55.0564 | 55.0564 | 55.0564 | 55.0564 | 55.0564 | 55.0564 | 55.0564 | 55.0564 | 55.0564 | 55.0564 | 55.0564 | 55.0564 | 55.0564 | 55.0564 | 55.0564 | 55.0564 | 55.0564 | 55.0564 | 55.0564 | 55.0564 | 55.0564 | 55.0564 | 55.0564 | 55.0564 | 55.0564 | 55.0564 | 55.0564 | 55.0564 | 55.0564 | 55.0564 | 55.0564 | 55.0564 | 55.0564 | 55.0564 | 55.0564 | 55.0564 | 55.0564 | 55.0564 | 55.0564 | 55.0564 | 55.0564 | 55.0564 | 55.0564 | 55.0564 | 55.0564 | 55.0564 | 55.0564 | 55.0564 | 55.0564 | 55.0564 | 55.0564 | 55.0564 | 55.0564 | 55.0564 | 55.0564 | 55.0564 | 55.0564 | 55.0564 | 55.0564 | 55.0564 | 55.0564 | 55.0564 | 55.0564 | 55.0564 | 55.0564 | 55.0564 | 55.0564 | 55.0564 | 55.0564 | 55.0564 | 55.0564 | 55.0564 | 55.0564 | 55.0564 | 55.0564 | 55.0564 | 55.0564 | 55.0564 | 55.0564 | 55.0564 | 55.0564 | 55.0564 | 55.0564 | 55.0564 | 55.0564 | 55.0564 | 55.0564 | 55.0564 | 55.0564 | 55.0564 | 55.0564 | 55.0564 | 55.0564 | 55.0564 | 55.0564 | 55.0564 | 55.0564 | 55.0564 | 55.0564 | 55.0564 | 55.0564 | 55.0564 | 55.0564 | 55.0564 | 55.0564 | 55.0564 | 55.0564 | 55.0564 | 55.0564 | 55.0564 | 55.0564 | 55.0564 | 55.0564 | 55.0564 | 55.0564 | 55.0564 | 55.0564 | 55.0564 | 55.0564 | 55.0564 | 55.0564 | 55.0564 | 55.0564 | 55.0564 | 55.0564 | 55.0564 | 55.0564 | 55.0564 | 55.0564 | 55.0564 | 55.0564 | 55.0564 | 55.0564 | 55.0564 | 55.0564 | 55.0564 | 55.0564 | 55.0564 | 55.0564 | 55.0564 | 55.0564 | 55.0564 | 55.0564 | 55.0564 | 55.0564 | 55.0564 | 55.0564 | 55.0564 | 55.0564 | 55.0564 | 55.0564 | 55.0564 | 55.0564 | 55.0564 | 55.0564 | 55.0564 | 55.0564 | 55.0564 | 55.0564 | 55.0564 | 55.0564 | 55.0564 | 55.0564 | 55.0564 | 55.0564 | 55.0564 | 55.0564 | 55.0564 | 55.0564 | 55.0564 | 55.0564 | 55.0564 | 55.0564 | 55.0564 | 55.0564 | 55.0564 | 55.0564 | 55.0564 | 55.0564 | 55.0564 | 55.0564 | 55.0564 | 55.0564 | 55.0564 | 55.0564 | 55.0564 | 55.0564 | 55.0564 | 55.0564 | 55.0564 | 55.0564 | 55.0564 | 55.0564 | 55.0564 | 55.0564 | 55.0564 | 55.0564 | 55.0564 | 55.0564 | 55.0564 | 55.0564 | 55.0564 | 55.0564 | 55.0564 | 55.0564 | 55.0564 | 55.0564 | 55.0564 | 55.0564 | 55.0564 | 55.0564 | 55.0564 | 55.0564 | 55.0564 | 55.0564 | 55.0564 | 55.0564 | 55.0564 | 55.0564 | 55.0564 | 55.0564 | 55.0564 | 55.0564 | 55.0564 | 55.0564 | 55.0564 | 55.0564 | 55.0564 | 55.0564 | 55.0564 | 55.0564 | 55.0564 | 55.0564 | 55.0564 | 55.0564 | 55.0564 | 55.0564 | 55.0564 | 55.0564 | 55.0564 | 55.0564 | 55.0564 | 55.0564 | 55.0564 | 55.0564 | 55.0564 | 55.0564 | 55.0564 | 55.0564 | 55.0564 | 55.0564 | 55.0564 | 55.0564 | 55.0564 | 55.0564 | 55.0564 | 55.0564 | 55.0564 | 55.0564 | 55.0564 | 55.0564 | 55.0564 | 55.0564 | 55.0564 | 55.0564 | 55.0564 | 55.0564 | 55.0564 | 55.0564 | 55.0564 | 55.0564 | 55.0564 | 55.0564 | 55.0564 | 55.0564 | 55.0564 | 55.0564 | 55.0564 | 55.0564 | 55.0564 | 55.0564 | 55.0564 | 55.0564 | 55.0564 | 55.0564 | 55.0564 | 55.0564 | 55.0564 | 55.0564 | 55.0564 | 55.0564 | 55.0564 | 55.0564 | 55.0564 | 55.0564 | 55.0564 | 55.0564 | 55.0564 | 55.0564 | 55.0564 | 55.0564 | 55.0564 | 55.0564 | 55.0564 | 55.0564 | 55.0564 | 55.0564 | 55.0564 | 55.0564 | 55.0564 | 55.0564 | 55.0564 | 55.0564 | 55.0564 | 55.0564 | 55.0564 | 55.0564 | 55.0564 | 55.0564 | 55.0564 | 55.0564 | 55.0564 | 55.0564 | 55.0564 | 55.0564 | 55.0564 | 55.0564 | 55.0564 | 55.0564 | 55.0564 | 55.0564 | 55.0564 | 55.0564 | 55.0564 | 55.0564 | 55.0564 | 55.0564 | 55.0564 | 55.0564 | 55.0564 | 55.0564 | 55.0564 | 55.0564 | 55.0564 | 55.0564 | 55.0564 | 55.0564 | 55.0564 | 55.0564 | 55.0564 | 55.0564 | 55.0564 | 55.0564 | 55.0564 | 55.0564 | 55.0564 | 55.0564 | 55.0564 | 55.0564 | 55.0564 | 55.0564 | 55.0564 | 55.0564 | 55.0564 | 55.0564 | 55.0564 | 55.0564 | 55.0564 | 55.0564 | 55.0564 | 55.0564 | 55.0564 | 55.0564 | 55.0564 | 55.0564 | 55.0564 | 55.0564 | 55.0564 | 55.0564 | 55.0564 | 55.0564 | 55.0564 | 55.0564 | 55.0564 | 55.0564 | 55.0564 | 55.0564 | 55.0564 | 55.0564 | 55.0564 | 55.0564 | 55.0564 | 55.0564 | 55.0564 | 55.0564 | 55.0564 | 55.0564 | 55.0564 | 55.0564 | 55.0564 | 55.0564 | 55.0564 | 55.0564 | 55.0564 | 55.0564 | 55.0564 | 55.0564 | 55.0564 | 55.0564 | 55.0564 | 55.0564 | 55.0564 | 55.0564 | 55.0564 | 55.0564 | 55.0564 | 55.0564 | 55.0564 | 55.0564 | 55.0564 | 55.0564 | 55.0564 | 55.0564 | 55.0564 | 55.0564 | 55.0564 | 55.0564 | 55.0564 | 55.0564 | 55.0564 | 55.0564 | 55.0564 | 55.0564 | 55.0564 | 55.0564 | 55.0564 | 55.0564 | 55.0564 | 55.0564 | 55.0564 | 55.0564 | 55.0564 | 55.0564 | 55.0564 | 55.0564 | 55.0564 | 55.0564 | 55.0564 | 55.0564 | 55.0564 | 55.0564 | 55.0564 | 55.0564 | 55.0564 | 55.0564 | 55.0564 | 55.0564 | 55.0564
Room volume | V | constant | 148.6523 |  | m3 | Volume of space being modelled | V | 148.6523 | 148.6523 | 148.6523 | 148.6523 | 148.6523 | 148.6523 | 148.6523 | 148.6523 | 148.6523 | 148.6523 | 148.6523 | 148.6523 | 148.6523 | 148.6523 | 148.6523 | 148.6523 | 148.6523 | 148.6523 | 148.6523 | 148.6523 | 148.6523 | 148.6523 | 148.6523 | 148.6523 | 148.6523 | 148.6523 | 148.6523 | 148.6523 | 148.6523 | 148.6523 | 148.6523 | 148.6523 | 148.6523 | 148.6523 | 148.6523 | 148.6523 | 148.6523 | 148.6523 | 148.6523 | 148.6523 | 148.6523 | 148.6523 | 148.6523 | 148.6523 | 148.6523 | 148.6523 | 148.6523 | 148.6523 | 148.6523 | 148.6523 | 148.6523 | 148.6523 | 148.6523 | 148.6523 | 148.6523 | 148.6523 | 148.6523 | 148.6523 | 148.6523 | 148.6523 | 148.6523 | 148.6523 | 148.6523 | 148.6523 | 148.6523 | 148.6523 | 148.6523 | 148.6523 | 148.6523 | 148.6523 | 148.6523 | 148.6523 | 148.6523 | 148.6523 | 148.6523 | 148.6523 | 148.6523 | 148.6523 | 148.6523 | 148.6523 | 148.6523 | 148.6523 | 148.6523 | 148.6523 | 148.6523 | 148.6523 | 148.6523 | 148.6523 | 148.6523 | 148.6523 | 148.6523 | 148.6523 | 148.6523 | 148.6523 | 148.6523 | 148.6523 | 148.6523 | 148.6523 | 148.6523 | 148.6523 | 148.6523 | 148.6523 | 148.6523 | 148.6523 | 148.6523 | 148.6523 | 148.6523 | 148.6523 | 148.6523 | 148.6523 | 148.6523 | 148.6523 | 148.6523 | 148.6523 | 148.6523 | 148.6523 | 148.6523 | 148.6523 | 148.6523 | 148.6523 | 148.6523 | 148.6523 | 148.6523 | 148.6523 | 148.6523 | 148.6523 | 148.6523 | 148.6523 | 148.6523 | 148.6523 | 148.6523 | 148.6523 | 148.6523 | 148.6523 | 148.6523 | 148.6523 | 148.6523 | 148.6523 | 148.6523 | 148.6523 | 148.6523 | 148.6523 | 148.6523 | 148.6523 | 148.6523 | 148.6523 | 148.6523 | 148.6523 | 148.6523 | 148.6523 | 148.6523 | 148.6523 | 148.6523 | 148.6523 | 148.6523 | 148.6523 | 148.6523 | 148.6523 | 148.6523 | 148.6523 | 148.6523 | 148.6523 | 148.6523 | 148.6523 | 148.6523 | 148.6523 | 148.6523 | 148.6523 | 148.6523 | 148.6523 | 148.6523 | 148.6523 | 148.6523 | 148.6523 | 148.6523 | 148.6523 | 148.6523 | 148.6523 | 148.6523 | 148.6523 | 148.6523 | 148.6523 | 148.6523 | 148.6523 | 148.6523 | 148.6523 | 148.6523 | 148.6523 | 148.6523 | 148.6523 | 148.6523 | 148.6523 | 148.6523 | 148.6523 | 148.6523 | 148.6523 | 148.6523 | 148.6523 | 148.6523 | 148.6523 | 148.6523 | 148.6523 | 148.6523 | 148.6523 | 148.6523 | 148.6523 | 148.6523 | 148.6523 | 148.6523 | 148.6523 | 148.6523 | 148.6523 | 148.6523 | 148.6523 | 148.6523 | 148.6523 | 148.6523 | 148.6523 | 148.6523 | 148.6523 | 148.6523 | 148.6523 | 148.6523 | 148.6523 | 148.6523 | 148.6523 | 148.6523 | 148.6523 | 148.6523 | 148.6523 | 148.6523 | 148.6523 | 148.6523 | 148.6523 | 148.6523 | 148.6523 | 148.6523 | 148.6523 | 148.6523 | 148.6523 | 148.6523 | 148.6523 | 148.6523 | 148.6523 | 148.6523 | 148.6523 | 148.6523 | 148.6523 | 148.6523 | 148.6523 | 148.6523 | 148.6523 | 148.6523 | 148.6523 | 148.6523 | 148.6523 | 148.6523 | 148.6523 | 148.6523 | 148.6523 | 148.6523 | 148.6523 | 148.6523 | 148.6523 | 148.6523 | 148.6523 | 148.6523 | 148.6523 | 148.6523 | 148.6523 | 148.6523 | 148.6523 | 148.6523 | 148.6523 | 148.6523 | 148.6523 | 148.6523 | 148.6523 | 148.6523 | 148.6523 | 148.6523 | 148.6523 | 148.6523 | 148.6523 | 148.6523 | 148.6523 | 148.6523 | 148.6523 | 148.6523 | 148.6523 | 148.6523 | 148.6523 | 148.6523 | 148.6523 | 148.6523 | 148.6523 | 148.6523 | 148.6523 | 148.6523 | 148.6523 | 148.6523 | 148.6523 | 148.6523 | 148.6523 | 148.6523 | 148.6523 | 148.6523 | 148.6523 | 148.6523 | 148.6523 | 148.6523 | 148.6523 | 148.6523 | 148.6523 | 148.6523 | 148.6523 | 148.6523 | 148.6523 | 148.6523 | 148.6523 | 148.6523 | 148.6523 | 148.6523 | 148.6523 | 148.6523 | 148.6523 | 148.6523 | 148.6523 | 148.6523 | 148.6523 | 148.6523 | 148.6523 | 148.6523 | 148.6523 | 148.6523 | 148.6523 | 148.6523 | 148.6523 | 148.6523 | 148.6523 | 148.6523 | 148.6523 | 148.6523 | 148.6523 | 148.6523 | 148.6523 | 148.6523 | 148.6523 | 148.6523 | 148.6523 | 148.6523 | 148.6523 | 148.6523 | 148.6523 | 148.6523 | 148.6523 | 148.6523 | 148.6523 | 148.6523 | 148.6523 | 148.6523 | 148.6523 | 148.6523 | 148.6523 | 148.6523 | 148.6523 | 148.6523 | 148.6523 | 148.6523 | 148.6523 | 148.6523 | 148.6523 | 148.6523 | 148.6523 | 148.6523 | 148.6523 | 148.6523 | 148.6523 | 148.6523 | 148.6523 | 148.6523 | 148.6523 | 148.6523 | 148.6523 | 148.6523 | 148.6523 | 148.6523 | 148.6523 | 148.6523 | 148.6523 | 148.6523 | 148.6523 | 148.6523 | 148.6523 | 148.6523 | 148.6523 | 148.6523 | 148.6523 | 148.6523 | 148.6523 | 148.6523 | 148.6523 | 148.6523 | 148.6523 | 148.6523 | 148.6523 | 148.6523 | 148.6523 | 148.6523 | 148.6523 | 148.6523 | 148.6523 | 148.6523 | 148.6523 | 148.6523 | 148.6523 | 148.6523 | 148.6523 | 148.6523 | 148.6523 | 148.6523 | 148.6523 | 148.6523 | 148.6523 | 148.6523 | 148.6523 | 148.6523 | 148.6523 | 148.6523 | 148.6523 | 148.6523 | 148.6523 | 148.6523 | 148.6523 | 148.6523 | 148.6523 | 148.6523 | 148.6523 | 148.6523 | 148.6523 | 148.6523 | 148.6523 | 148.6523 | 148.6523 | 148.6523 | 148.6523 | 148.6523 | 148.6523 | 148.6523 | 148.6523 | 148.6523 | 148.6523 | 148.6523 | 148.6523 | 148.6523 | 148.6523 | 148.6523 | 148.6523 | 148.6523 | 148.6523 | 148.6523 | 148.6523 | 148.6523 | 148.6523 | 148.6523 | 148.6523 | 148.6523 | 148.6523 | 148.6523 | 148.6523 | 148.6523 | 148.6523 | 148.6523 | 148.6523 | 148.6523 | 148.6523 | 148.6523 | 148.6523 | 148.6523 | 148.6523 | 148.6523 | 148.6523 | 148.6523 | 148.6523 | 148.6523 | 148.6523 | 148.6523 | 148.6523 | 148.6523 | 148.6523 | 148.6523 | 148.6523 | 148.6523 | 148.6523 | 148.6523 | 148.6523 | 148.6523 | 148.6523 | 148.6523 | 148.6523 | 148.6523 | 148.6523 | 148.6523 | 148.6523 | 148.6523 | 148.6523 | 148.6523 | 148.6523 | 148.6523 | 148.6523 | 148.6523 | 148.6523 | 148.6523 | 148.6523 | 148.6523 | 148.6523 | 148.6523 | 148.6523 | 148.6523 | 148.6523 | 148.6523 | 148.6523 | 148.6523 | 148.6523 | 148.6523 | 148.6523 | 148.6523 | 148.6523 | 148.6523 | 148.6523 | 148.6523 | 148.6523 | 148.6523 | 148.6523 | 148.6523 | 148.6523 | 148.6523 | 148.6523 | 148.6523 | 148.6523 | 148.6523 | 148.6523 | 148.6523 | 148.6523 | 148.6523 | 148.6523 | 148.6523 | 148.6523 | 148.6523 | 148.6523 | 148.6523 | 148.6523 | 148.6523 | 148.6523 | 148.6523 | 148.6523 | 148.6523 | 148.6523 | 148.6523 | 148.6523 | 148.6523 | 148.6523 | 148.6523 | 148.6523 | 148.6523 | 148.6523 | 148.6523 | 148.6523 | 148.6523 | 148.6523 | 148.6523 | 148.6523 | 148.6523 | 148.6523 | 148.6523 | 148.6523 | 148.6523 | 148.6523 | 148.6523 | 148.6523 | 148.6523 | 148.6523 | 148.6523 | 148.6523 | 148.6523 | 148.6523 | 148.6523 | 148.6523 | 148.6523 | 148.6523 | 148.6523 | 148.6523 | 148.6523 | 148.6523 | 148.6523 | 148.6523 | 148.6523 | 148.6523 | 148.6523 | 148.6523 | 148.6523 | 148.6523 | 148.6523 | 148.6523 | 148.6523 | 148.6523 | 148.6523 | 148.6523 | 148.6523 | 148.6523 | 148.6523 | 148.6523 | 148.6523 | 148.6523 | 148.6523 | 148.6523 | 148.6523 | 148.6523 | 148.6523 | 148.6523 | 148.6523 | 148.6523 | 148.6523 | 148.6523 | 148.6523 | 148.6523 | 148.6523 | 148.6523 | 148.6523 | 148.6523 | 148.6523 | 148.6523 | 148.6523 | 148.6523 | 148.6523 | 148.6523 | 148.6523 | 148.6523 | 148.6523 | 148.6523 | 148.6523 | 148.6523 | 148.6523 | 148.6523 | 148.6523 | 148.6523 | 148.6523 | 148.6523 | 148.6523 | 148.6523 | 148.6523 | 148.6523 | 148.6523 | 148.6523 | 148.6523 | 148.6523 | 148.6523 | 148.6523 | 148.6523 | 148.6523 | 148.6523 | 148.6523 | 148.6523 | 148.6523 | 148.6523 | 148.6523 | 148.6523 | 148.6523 | 148.6523 | 148.6523 | 148.6523 | 148.6523 | 148.6523 | 148.6523 | 148.6523 | 148.6523 | 148.6523 | 148.6523 | 148.6523 | 148.6523 | 148.6523 | 148.6523 | 148.6523 | 148.6523 | 148.6523 | 148.6523 | 148.6523 | 148.6523 | 148.6523 | 148.6523 | 148.6523 | 148.6523 | 148.6523 | 148.6523 | 148.6523 | 148.6523 | 148.6523 | 148.6523 | 148.6523 | 148.6523 | 148.6523 | 148.6523 | 148.6523 | 148.6523 | 148.6523 | 148.6523 | 148.6523 | 148.6523 | 148.6523 | 148.6523 | 148.6523 | 148.6523 | 148.6523 | 148.6523 | 148.6523 | 148.6523 | 148.6523 | 148.6523 | 148.6523 | 148.6523 | 148.6523 | 148.6523 | 148.6523 | 148.6523 | 148.6523 | 148.6523 | 148.6523 | 148.6523 | 148.6523 | 148.6523 | 148.6523 | 148.6523 | 148.6523 | 148.6523 | 148.6523 | 148.6523 | 148.6523 | 148.6523 | 148.6523 | 148.6523 | 148.6523 | 148.6523 | 148.6523 | 148.6523 | 148.6523 | 148.6523 | 148.6523 | 148.6523 | 148.6523 | 148.6523 | 148.6523 | 148.6523 | 148.6523 | 148.6523 | 148.6523 | 148.6523 | 148.6523 | 148.6523 | 148.6523 | 148.6523 | 148.6523 | 148.6523 | 148.6523 | 148.6523 | 148.6523 | 148.6523 | 148.6523 | 148.6523 | 148.6523 | 148.6523 | 148.6523 | 148.6523 | 148.6523 | 148.6523 | 148.6523 | 148.6523 | 148.6523 | 148.6523 | 148.6523 | 148.6523 | 148.6523 | 148.6523 | 148.6523 | 148.6523 | 148.6523 | 148.6523 | 148.6523 | 148.6523 | 148.6523 | 148.6523 | 148.6523 | 148.6523 | 148.6523 | 148.6523 | 148.6523 | 148.6523 | 148.6523 | 148.6523 | 148.6523 | 148.6523 | 148.6523 | 148.6523 | 148.6523 | 148.6523 | 148.6523 | 148.6523 | 148.6523 | 148.6523 | 148.6523 | 148.6523 | 148.6523 | 148.6523 | 148.6523 | 148.6523 | 148.6523 | 148.6523 | 148.6523 | 148.6523 | 148.6523 | 148.6523 | 148.6523 | 148.6523 | 148.6523 | 148.6523 | 148.6523 | 148.6523 | 148.6523 | 148.6523 | 148.6523 | 148.6523 | 148.6523 | 148.6523 | 148.6523 | 148.6523 | 148.6523 | 148.6523 | 148.6523 | 148.6523 | 148.6523 | 148.6523 | 148.6523 | 148.6523 | 148.6523 | 148.6523 | 148.6523 | 148.6523 | 148.6523 | 148.6523 | 148.6523 | 148.6523 | 148.6523 | 148.6523 | 148.6523 | 148.6523 | 148.6523 | 148.6523 | 148.6523 | 148.6523 | 148.6523 | 148.6523 | 148.6523 | 148.6523 | 148.6523 | 148.6523 | 148.6523 | 148.6523 | 148.6523 | 148.6523 | 148.6523 | 148.6523 | 148.6523 | 148.6523 | 148.6523 | 148.6523 | 148.6523 | 148.6523 | 148.6523 | 148.6523 | 148.6523 | 148.6523 | 148.6523 | 148.6523 | 148.6523 | 148.6523 | 148.6523 | 148.6523 | 148.6523 | 148.6523 | 148.6523 | 148.6523 | 148.6523 | 148.6523 | 148.6523 | 148.6523 | 148.6523 | 148.6523 | 148.6523 | 148.6523 | 148.6523 | 148.6523 | 148.6523 | 148.6523 | 148.6523 | 148.6523 | 148.6523 | 148.6523 | 148.6523 | 148.6523 | 148.6523 | 148.6523 | 148.6523 | 148.6523 | 148.6523 | 148.6523 | 148.6523 | 148.6523 | 148.6523 | 148.6523 | 148.6523 | 148.6523 | 148.6523 | 148.6523 | 148.6523 | 148.6523 | 148.6523 | 148.6523 | 148.6523 | 148.6523 | 148.6523 | 148.6523 | 148.6523 | 148.6523 | 148.6523 | 148.6523 | 148.6523 | 148.6523 | 148.6523 | 148.6523 | 148.6523 | 148.6523 | 148.6523 | 148.6523 | 148.6523 | 148.6523 | 148.6523 | 148.6523 | 148.6523 | 148.6523 | 148.6523 | 148.6523 | 148.6523 | 148.6523 | 148.6523 | 148.6523 | 148.6523 | 148.6523 | 148.6523 | 148.6523 | 148.6523 | 148.6523 | 148.6523 | 148.6523 | 148.6523 | 148.6523 | 148.6523 | 148.6523 | 148.6523 | 148.6523 | 148.6523 | 148.6523 | 148.6523 | 148.6523 | 148.6523 | 148.6523 | 148.6523 | 148.6523 | 148.6523 | 148.6523 | 148.6523 | 148.6523 | 148.6523 | 148.6523 | 148.6523 | 148.6523 | 148.6523 | 148.6523 | 148.6523 | 148.6523 | 148.6523 | 148.6523 | 148.6523 | 148.6523 | 148.6523 | 148.6523 | 148.6523 | 148.6523 | 148.6523 | 148.6523 | 148.6523 | 148.6523 | 148.6523 | 148.6523 | 148.6523 | 148.6523 | 148.6523 | 148.6523 | 148.6523 | 148.6523 | 148.6523 | 148.6523 | 148.6523 | 148.6523 | 148.6523 | 148.6523 | 148.6523 | 148.6523 | 148.6523 | 148.6523 | 148.6523 | 148.6523 | 148.6523 | 148.6523 | 148.6523 | 148.6523 | 148.6523 | 148.6523 | 148.6523 | 148.6523 | 148.6523 | 148.6523 | 148.6523 | 148.6523 | 148.6523 | 148.6523 | 148.6523 | 148.6523 | 148.6523 | 148.6523 | 148.6523 | 148.6523 | 148.6523 | 148.6523 | 148.6523 | 148.6523 | 148.6523 | 148.6523 | 148.6523 | 148.6523 | 148.6523 | 148.6523 | 148.6523 | 148.6523 | 148.6523 | 148.6523 | 148.6523 | 148.6523 | 148.6523 | 148.6523 | 148.6523 | 148.6523 | 148.6523 | 148.6523 | 148.6523 | 148.6523 | 148.6523 | 148.6523 | 148.6523 | 148.6523 | 148.6523 | 148.6523 | 148.6523 | 148.6523 | 148.6523 | 148.6523 | 148.6523 | 148.6523 | 148.6523 | 148.6523 | 148.6523 | 148.6523 | 148.6523 | 148.6523 | 148.6523 | 148.6523 | 148.6523 | 148.6523 | 148.6523 | 148.6523 | 148.6523 | 148.6523 | 148.6523 | 148.6523 | 148.6523 | 148.6523 | 148.6523 | 148.6523 | 148.6523 | 148.6523 | 148.6523 | 148.6523 | 148.6523 | 148.6523 | 148.6523 | 148.6523 | 148.6523 | 148.6523 | 148.6523 | 148.6523 | 148.6523 | 148.6523 | 148.6523 | 148.6523 | 148.6523 | 148.6523 | 148.6523 | 148.6523 | 148.6523 | 148.6523 | 148.6523 | 148.6523 | 148.6523 | 148.6523 | 148.6523 | 148.6523 | 148.6523 | 148.6523 | 148.6523 | 148.6523 | 148.6523 | 148.6523 | 148.6523 | 148.6523 | 148.6523 | 148.6523 | 148.6523 | 148.6523 | 148.6523 | 148.6523 | 148.6523 | 148.6523 | 148.6523 | 148.6523 | 148.6523 | 148.6523 | 148.6523 | 148.6523 | 148.6523 | 148.6523 | 148.6523 | 148.6523 | 148.6523 | 148.6523 | 148.6523 | 148.6523 | 148.6523 | 148.6523 | 148.6523 | 148.6523 | 148.6523 | 148.6523 | 148.6523 | 148.6523 | 148.6523 | 148.6523 | 148.6523 | 148.6523 | 148.6523 | 148.6523 | 148.6523 | 148.6523 | 148.6523 | 148.6523 | 148.6523 | 148.6523 | 148.6523 | 148.6523 | 148.6523 | 148.6523 | 148.6523 | 148.6523 | 148.6523 | 148.6523 | 148.6523 | 148.6523 | 148.6523 | 148.6523 | 148.6523 | 148.6523 | 148.6523 | 148.6523 | 148.6523 | 148.6523 | 148.6523 | 148.6523 | 148.6523 | 148.6523 | 148.6523 | 148.6523 | 148.6523 | 148.6523 | 148.6523 | 148.6523 | 148.6523 | 148.6523 | 148.6523 | 148.6523 | 148.6523 | 148.6523 | 148.6523 | 148.6523 | 148.6523 | 148.6523 | 148.6523 | 148.6523 | 148.6523 | 148.6523 | 148.6523 | 148.6523 | 148.6523 | 148.6523 | 148.6523 | 148.6523 | 148.6523 | 148.6523 | 148.6523 | 148.6523 | 148.6523 | 148.6523 | 148.6523 | 148.6523 | 148.6523 | 148.6523 | 148.6523 | 148.6523 | 148.6523 | 148.6523 | 148.6523 | 148.6523 | 148.6523 | 148.6523 | 148.6523 | 148.6523 | 148.6523 | 148.6523 | 148.6523 | 148.6523 | 148.6523 | 148.6523 | 148.6523 | 148.6523 | 148.6523 | 148.6523 | 148.6523 | 148.6523 | 148.6523 | 148.6523 | 148.6523 | 148.6523 | 148.6523 | 148.6523 | 148.6523 | 148.6523 | 148.6523 | 148.6523 | 148.6523 | 148.6523 | 148.6523 | 148.6523 | 148.6523 | 148.6523 | 148.6523 | 148.6523 | 148.6523 | 148.6523 | 148.6523 | 148.6523 | 148.6523 | 148.6523 | 148.6523 | 148.6523 | 148.6523 | 148.6523 | 148.6523 | 148.6523 | 148.6523 | 148.6523 | 148.6523 | 148.6523 | 148.6523 | 148.6523 | 148.6523 | 148.6523 | 148.6523 | 148.6523 | 148.6523 | 148.6523 | 148.6523 | 148.6523 | 148.6523 | 148.6523 | 148.6523 | 148.6523 | 148.6523 | 148.6523 | 148.6523 | 148.6523 | 148.6523 | 148.6523 | 148.6523 | 148.6523 | 148.6523 | 148.6523 | 148.6523 | 148.6523 | 148.6523 | 148.6523 | 148.6523 | 148.6523 | 148.6523 | 148.6523 | 148.6523 | 148.6523 | 148.6523 | 148.6523 | 148.6523 | 148.6523 | 148.6523 | 148.6523 | 148.6523 | 148.6523 | 148.6523 | 148.6523 | 148.6523 | 148.6523 | 148.6523 | 148.6523 | 148.6523 | 148.6523 | 148.6523 | 148.6523 | 148.6523 | 148.6523 | 148.6523 | 148.6523 | 148.6523 | 148.6523 | 148.6523 | 148.6523 | 148.6523 | 148.6523 | 148.6523 | 148.6523 | 148.6523 | 148.6523 | 148.6523 | 148.6523 | 148.6523 | 148.6523 | 148.6523 | 148.6523 | 148.6523 | 148.6523 | 148.6523 | 148.6523 | 148.6523 | 148.6523 | 148.6523 | 148.6523 | 148.6523 | 148.6523 | 148.6523 | 148.6523 | 148.6523 | 148.6523 | 148.6523 | 148.6523 | 148.6523 | 148.6523 | 148.6523 | 148.6523 | 148.6523 | 148.6523 | 148.6523 | 148.6523 | 148.6523 | 148.6523 | 148.6523 | 148.6523 | 148.6523 | 148.6523 | 148.6523 | 148.6523 | 148.6523 | 148.6523 | 148.6523 | 148.6523 | 148.6523 | 148.6523 | 148.6523 | 148.6523 | 148.6523 | 148.6523 | 148.6523 | 148.6523 | 148.6523 | 148.6523 | 148.6523 | 148.6523 | 148.6523 | 148.6523 | 148.6523 | 148.6523 | 148.6523 | 148.6523 | 148.6523 | 148.6523 | 148.6523 | 148.6523 | 148.6523 | 148.6523 | 148.6523 | 148.6523 | 148.6523 | 148.6523 | 148.6523 | 148.6523 | 148.6523 | 148.6523 | 148.6523 | 148.6523 | 148.6523 | 148.6523 | 148.6523 | 148.6523 | 148.6523 | 148.6523 | 148.6523 | 148.6523 | 148.6523 | 148.6523 | 148.6523 | 148.6523 | 148.6523 | 148.6523 | 148.6523 | 148.6523 | 148.6523 | 148.6523 | 148.6523 | 148.6523 | 148.6523 | 148.6523 | 148.6523 | 148.6523 | 148.6523 | 148.6523 | 148.6523 | 148.6523 | 148.6523 | 148.6523 | 148.6523 | 148.6523 | 148.6523 | 148.6523 | 148.6523 | 148.6523 | 148.6523 | 148.6523 | 148.6523 | 148.6523 | 148.6523 | 148.6523 | 148.6523 | 148.6523 | 148.6523 | 148.6523 | 148.6523 | 148.6523 | 148.6523 | 148.6523 | 148.6523 | 148.6523 | 148.6523 | 148.6523 | 148.6523 | 148.6523 | 148.6523 | 148.6523 | 148.6523 | 148.6523 | 148.6523 | 148.6523 | 148.6523 | 148.6523 | 148.6523 | 148.6523 | 148.6523 | 148.6523 | 148.6523 | 148.6523 | 148.6523 | 148.6523 | 148.6523 | 148.6523 | 148.6523 | 148.6523 | 148.6523 | 148.6523 | 148.6523 | 148.6523 | 148.6523 | 148.6523 | 148.6523 | 148.6523 | 148.6523 | 148.6523 | 148.6523 | 148.6523 | 148.6523 | 148.6523 | 148.6523 | 148.6523 | 148.6523 | 148.6523 | 148.6523 | 148.6523 | 148.6523 | 148.6523 | 148.6523 | 148.6523 | 148.6523 | 148.6523 | 148.6523 | 148.6523 | 148.6523 | 148.6523 | 148.6523 | 148.6523 | 148.6523 | 148.6523 | 148.6523 | 148.6523 | 148.6523 | 148.6523 | 148.6523 | 148.6523 | 148.6523 | 148.6523 | 148.6523 | 148.6523 | 148.6523 | 148.6523 | 148.6523 | 148.6523 | 148.6523 | 148.6523 | 148.6523 | 148.6523 | 148.6523 | 148.6523 | 148.6523 | 148.6523 | 148.6523 | 148.6523 | 148.6523 | 148.6523 | 148.6523 | 148.6523 | 148.6523 | 148.6523 | 148.6523 | 148.6523 | 148.6523 | 148.6523 | 148.6523 | 148.6523 | 148.6523 | 148.6523 | 148.6523 | 148.6523 | 148.6523 | 148.6523 | 148.6523 | 148.6523 | 148.6523 | 148.6523 | 148.6523 | 148.6523 | 148.6523 | 148.6523 | 148.6523 | 148.6523 | 148.6523 | 148.6523 | 148.6523 | 148.6523 | 148.6523 | 148.6523 | 148.6523 | 148.6523 | 148.6523 | 148.6523 | 148.6523 | 148.6523 | 148.6523 | 148.6523 | 148.6523 | 148.6523 | 148.6523 | 148.6523 | 148.6523 | 148.6523 | 148.6523 | 148.6523 | 148.6523 | 148.6523 | 148.6523 | 148.6523 | 148.6523 | 148.6523 | 148.6523 | 148.6523 | 148.6523 | 148.6523 | 148.6523 | 148.6523 | 148.6523 | 148.6523 | 148.6523 | 148.6523 | 148.6523 | 148.6523 | 148.6523 | 148.6523 | 148.6523 | 148.6523 | 148.6523 | 148.6523 | 148.6523 | 148.6523 | 148.6523 | 148.6523 | 148.6523 | 148.6523 | 148.6523 | 148.6523 | 148.6523 | 148.6523 | 148.6523 | 148.6523 | 148.6523 | 148.6523 | 148.6523 | 148.6523 | 148.6523 | 148.6523 | 148.6523 | 148.6523 | 148.6523 | 148.6523 | 148.6523 | 148.6523 | 148.6523 | 148.6523 | 148.6523 | 148.6523 | 148.6523 | 148.6523 | 148.6523 | 148.6523 | 148.6523 | 148.6523 | 148.6523 | 148.6523 | 148.6523 | 148.6523 | 148.6523 | 148.6523 | 148.6523 | 148.6523 | 148.6523 | 148.6523 | 148.6523 | 148.6523 | 148.6523 | 148.6523 | 148.6523 | 148.6523 | 148.6523 | 148.6523 | 148.6523 | 148.6523 | 148.6523 | 148.6523 | 148.6523 | 148.6523 | 148.6523 | 148.6523 | 148.6523 | 148.6523 | 148.6523 | 148.6523 | 148.6523 | 148.6523 | 148.6523 | 148.6523 | 148.6523 | 148.6523 | 148.6523 | 148.6523 | 148.6523 | 148.6523 | 148.6523 | 148.6523 | 148.6523 | 148.6523 | 148.6523 | 148.6523 | 148.6523 | 148.6523 | 148.6523 | 148.6523 | 148.6523 | 148.6523 | 148.6523 | 148.6523 | 148.6523 | 148.6523 | 148.6523 | 148.6523 | 148.6523 | 148.6523 | 148.6523 | 148.6523 | 148.6523 | 148.6523 | 148.6523 | 148.6523 | 148.6523 | 148.6523 | 148.6523 | 148.6523 | 148.6523 | 148.6523 | 148.6523 | 148.6523 | 148.6523 | 148.6523 | 148.6523 | 148.6523 | 148.6523 | 148.6523 | 148.6523 | 148.6523 | 148.6523 | 148.6523 | 148.6523 | 148.6523 | 148.6523 | 148.6523 | 148.6523 | 148.6523 | 148.6523 | 148.6523 | 148.6523 | 148.6523 | 148.6523 | 148.6523 | 148.6523 | 148.6523 | 148.6523 | 148.6523 | 148.6523 | 148.6523 | 148.6523 | 148.6523 | 148.6523 | 148.6523 | 148.6523 | 148.6523 | 148.6523 | 148.6523 | 148.6523 | 148.6523 | 148.6523 | 148.6523 | 148.6523 | 148.6523 | 148.6523 | 148.6523 | 148.6523 | 148.6523 | 148.6523 | 148.6523 | 148.6523 | 148.6523 | 148.6523 | 148.6523 | 148.6523 | 148.6523 | 148.6523 | 148.6523 | 148.6523 | 148.6523 | 148.6523 | 148.6523 | 148.6523 | 148.6523 | 148.6523 | 148.6523 | 148.6523 | 148.6523 | 148.6523 | 148.6523 | 148.6523 | 148.6523 | 148.6523 | 148.6523 | 148.6523 | 148.6523 | 148.6523 | 148.6523 | 148.6523 | 148.6523 | 148.6523 | 148.6523 | 148.6523 | 148.6523 | 148.6523 | 148.6523 | 148.6523 | 148.6523 | 148.6523 | 148.6523 | 148.6523 | 148.6523 | 148.6523 | 148.6523 | 148.6523 | 148.6523 | 148.6523 | 148.6523 | 148.6523 | 148.6523 | 148.6523 | 148.6523 | 148.6523 | 148.6523 | 148.6523 | 148.6523 | 148.6523 | 148.6523 | 148.6523 | 148.6523 | 148.6523 | 148.6523 | 148.6523 | 148.6523 | 148.6523 | 148.6523 | 148.6523 | 148.6523 | 148.6523 | 148.6523 | 148.6523 | 148.6523 | 148.6523 | 148.6523 | 148.6523 | 148.6523 | 148.6523 | 148.6523 | 148.6523 | 148.6523 | 148.6523 | 148.6523 | 148.6523 | 148.6523 | 148.6523 | 148.6523 | 148.6523 | 148.6523 | 148.6523 | 148.6523 | 148.6523 | 148.6523 | 148.6523 | 148.6523 | 148.6523 | 148.6523 | 148.6523 | 148.6523 | 148.6523 | 148.6523 | 148.6523 | 148.6523 | 148.6523 | 148.6523 | 148.6523 | 148.6523 | 148.6523 | 148.6523 | 148.6523 | 148.6523 | 148.6523 | 148.6523 | 148.6523 | 148.6523 | 148.6523 | 148.6523 | 148.6523 | 148.6523 | 148.6523 | 148.6523 | 148.6523 | 148.6523 | 148.6523 | 148.6523 | 148.6523 | 148.6523 | 148.6523 | 148.6523 | 148.6523 | 148.6523 | 148.6523 | 148.6523 | 148.6523 | 148.6523 | 148.6523 | 148.6523 | 148.6523 | 148.6523 | 148.6523 | 148.6523 | 148.6523 | 148.6523 | 148.6523 | 148.6523 | 148.6523 | 148.6523 | 148.6523 | 148.6523 | 148.6523 | 148.6523 | 148.6523 | 148.6523 | 148.6523 | 148.6523 | 148.6523 | 148.6523 | 148.6523 | 148.6523 | 148.6523 | 148.6523 | 148.6523 | 148.6523 | 148.6523 | 148.6523 | 148.6523 | 148.6523 | 148.6523 | 148.6523 | 148.6523 | 148.6523 | 148.6523 | 148.6523 | 148.6523 | 148.6523 | 148.6523 | 148.6523 | 148.6523 | 148.6523 | 148.6523 | 148.6523 | 148.6523 | 148.6523 | 148.6523 | 148.6523 | 148.6523 | 148.6523 | 148.6523 | 148.6523 | 148.6523 | 148.6523 | 148.6523 | 148.6523 | 148.6523 | 148.6523 | 148.6523 | 148.6523 | 148.6523 | 148.6523 | 148.6523 | 148.6523 | 148.6523 | 148.6523 | 148.6523 | 148.6523 | 148.6523 | 148.6523 | 148.6523 | 148.6523 | 148.6523 | 148.6523 | 148.6523 | 148.6523 | 148.6523 | 148.6523 | 148.6523 | 148.6523 | 148.6523 | 148.6523 | 148.6523 | 148.6523 | 148.6523 | 148.6523 | 148.6523 | 148.6523 | 148.6523 | 148.6523 | 148.6523 | 148.6523 | 148.6523 | 148.6523 | 148.6523 | 148.6523 | 148.6523 | 148.6523 | 148.6523 | 148.6523 | 148.6523 | 148.6523 | 148.6523 | 148.6523 | 148.6523 | 148.6523 | 148.6523 | 148.6523 | 148.6523 | 148.6523 | 148.6523 | 148.6523 | 148.6523 | 148.6523 | 148.6523 | 148.6523 | 148.6523 | 148.6523 | 148.6523 | 148.6523 | 148.6523 | 148.6523 | 148.6523 | 148.6523 | 148.6523 | 148.6523 | 148.6523 | 148.6523 | 148.6523 | 148.6523 | 148.6523 | 148.6523 | 148.6523 | 148.6523 | 148.6523 | 148.6523 | 148.6523 | 148.6523 | 148.6523 | 148.6523 | 148.6523 | 148.6523 | 148.6523 | 148.6523 | 148.6523 | 148.6523 | 148.6523 | 148.6523 | 148.6523 | 148.6523 | 148.6523 | 148.6523 | 148.6523 | 148.6523 | 148.6523 | 148.6523 | 148.6523 | 148.6523 | 148.6523 | 148.6523 | 148.6523 | 148.6523 | 148.6523 | 148.6523 | 148.6523 | 148.6523 | 148.6523 | 148.6523 | 148.6523 | 148.6523 | 148.6523 | 148.6523 | 148.6523 | 148.6523 | 148.6523 | 148.6523 | 148.6523 | 148.6523 | 148.6523 | 148.6523 | 148.6523 | 148.6523 | 148.6523 | 148.6523 | 148.6523 | 148.6523 | 148.6523 | 148.6523 | 148.6523 | 148.6523 | 148.6523 | 148.6523 | 148.6523 | 148.6523 | 148.6523 | 148.6523 | 148.6523 | 148.6523 | 148.6523 | 148.6523 | 148.6523 | 148.6523 | 148.6523 | 148.6523 | 148.6523 | 148.6523 | 148.6523 | 148.6523 | 148.6523 | 148.6523 | 148.6523 | 148.6523 | 148.6523 | 148.6523 | 148.6523 | 148.6523 | 148.6523 | 148.6523 | 148.6523 | 148.6523 | 148.6523 | 148.6523 | 148.6523 | 148.6523 | 148.6523 | 148.6523 | 148.6523 | 148.6523 | 148.6523 | 148.6523 | 148.6523 | 148.6523 | 148.6523 | 148.6523 | 148.6523 | 148.6523 | 148.6523 | 148.6523 | 148.6523 | 148.6523 | 148.6523 | 148.6523 | 148.6523 | 148.6523 | 148.6523 | 148.6523 | 148.6523 | 148.6523 | 148.6523 | 148.6523 | 148.6523 | 148.6523 | 148.6523 | 148.6523 | 148.6523 | 148.6523 | 148.6523 | 148.6523 | 148.6523 | 148.6523 | 148.6523 | 148.6523 | 148.6523 | 148.6523 | 148.6523 | 148.6523 | 148.6523 | 148.6523 | 148.6523 | 148.6523 | 148.6523 | 148.6523 | 148.6523 | 148.6523 | 148.6523 | 148.6523 | 148.6523 | 148.6523 | 148.6523 | 148.6523 | 148.6523 | 148.6523 | 148.6523 | 148.6523 | 148.6523 | 148.6523 | 148.6523 | 148.6523 | 148.6523 | 148.6523 | 148.6523 | 148.6523 | 148.6523 | 148.6523 | 148.6523 | 148.6523 | 148.6523 | 148.6523 | 148.6523 | 148.6523 | 148.6523 | 148.6523 | 148.6523 | 148.6523 | 148.6523 | 148.6523 | 148.6523 | 148.6523 | 148.6523 | 148.6523 | 148.6523 | 148.6523 | 148.6523 | 148.6523 | 148.6523 | 148.6523 | 148.6523 | 148.6523 | 148.6523 | 148.6523 | 148.6523 | 148.6523 | 148.6523 | 148.6523 | 148.6523 | 148.6523 | 148.6523 | 148.6523 | 148.6523 | 148.6523 | 148.6523 | 148.6523 | 148.6523 | 148.6523 | 148.6523 | 148.6523 | 148.6523 | 148.6523 | 148.6523 | 148.6523 | 148.6523 | 148.6523 | 148.6523 | 148.6523 | 148.6523 | 148.6523 | 148.6523 | 148.6523 | 148.6523 | 148.6523 | 148.6523 | 148.6523 | 148.6523 | 148.6523 | 148.6523 | 148.6523 | 148.6523 | 148.6523 | 148.6523 | 148.6523 | 148.6523 | 148.6523 | 148.6523 | 148.6523 | 148.6523 | 148.6523 | 148.6523 | 148.6523 | 148.6523 | 148.6523 | 148.6523 | 148.6523 | 148.6523 | 148.6523 | 148.6523 | 148.6523 | 148.6523 | 148.6523 | 148.6523 | 148.6523 | 148.6523 | 148.6523 | 148.6523 | 148.6523 | 148.6523 | 148.6523 | 148.6523 | 148.6523 | 148.6523 | 148.6523 | 148.6523 | 148.6523 | 148.6523 | 148.6523 | 148.6523 | 148.6523 | 148.6523 | 148.6523 | 148.6523 | 148.6523 | 148.6523 | 148.6523 | 148.6523 | 148.6523 | 148.6523 | 148.6523 | 148.6523 | 148.6523 | 148.6523 | 148.6523 | 148.6523 | 148.6523 | 148.6523 | 148.6523 | 148.6523 | 148.6523 | 148.6523 | 148.6523 | 148.6523 | 148.6523 | 148.6523 | 148.6523 | 148.6523 | 148.6523 | 148.6523 | 148.6523 | 148.6523 | 148.6523 | 148.6523 | 148.6523 | 148.6523 | 148.6523 | 148.6523 | 148.6523 | 148.6523 | 148.6523 | 148.6523 | 148.6523 | 148.6523 | 148.6523 | 148.6523 | 148.6523 | 148.6523 | 148.6523 | 148.6523 | 148.6523 | 148.6523 | 148.6523 | 148.6523 | 148.6523 | 148.6523 | 148.6523 | 148.6523 | 148.6523 | 148.6523 | 148.6523 | 148.6523 | 148.6523 | 148.6523 | 148.6523 | 148.6523 | 148.6523 | 148.6523 | 148.6523 | 148.6523 | 148.6523 | 148.6523 | 148.6523 | 148.6523 | 148.6523 | 148.6523 | 148.6523 | 148.6523 | 148.6523 | 148.6523 | 148.6523 | 148.6523 | 148.6523 | 148.6523 | 148.6523 | 148.6523 | 148.6523 | 148.6523 | 148.6523 | 148.6523 | 148.6523 | 148.6523 | 148.6523 | 148.6523 | 148.6523 | 148.6523 | 148.6523 | 148.6523 | 148.6523 | 148.6523 | 148.6523 | 148.6523 | 148.6523 | 148.6523 | 148.6523 | 148.6523 | 148.6523 | 148.6523 | 148.6523 | 148.6523 | 148.6523 | 148.6523 | 148.6523 | 148.6523 | 148.6523 | 148.6523 | 148.6523 | 148.6523 | 148.6523 | 148.6523 | 148.6523 | 148.6523 | 148.6523 | 148.6523 | 148.6523 | 148.6523 | 148.6523 | 148.6523 | 148.6523 | 148.6523 | 148.6523 | 148.6523 | 148.6523 | 148.6523 | 148.6523 | 148.6523 | 148.6523 | 148.6523 | 148.6523 | 148.6523 | 148.6523 | 148.6523 | 148.6523 | 148.6523 | 148.6523 | 148.6523 | 148.6523 | 148.6523 | 148.6523 | 148.6523 | 148.6523 | 148.6523 | 148.6523 | 148.6523 | 148.6523 | 148.6523 | 148.6523 | 148.6523 | 148.6523 | 148.6523 | 148.6523 | 148.6523 | 148.6523 | 148.6523 | 148.6523 | 148.6523 | 148.6523 | 148.6523 | 148.6523 | 148.6523 | 148.6523 | 148.6523 | 148.6523 | 148.6523 | 148.6523 | 148.6523 | 148.6523 | 148.6523 | 148.6523 | 148.6523 | 148.6523 | 148.6523 | 148.6523 | 148.6523 | 148.6523 | 148.6523 | 148.6523 | 148.6523 | 148.6523 | 148.6523 | 148.6523 | 148.6523 | 148.6523 | 148.6523 | 148.6523 | 148.6523 | 148.6523 | 148.6523 | 148.6523 | 148.6523 | 148.6523 | 148.6523 | 148.6523 | 148.6523 | 148.6523 | 148.6523 | 148.6523 | 148.6523 | 148.6523 | 148.6523 | 148.6523 | 148.6523 | 148.6523 | 148.6523 | 148.6523 | 148.6523 | 148.6523 | 148.6523 | 148.6523 | 148.6523 | 148.6523 | 148.6523 | 148.6523 | 148.6523 | 148.6523 | 148.6523 | 148.6523 | 148.6523 | 148.6523 | 148.6523 | 148.6523 | 148.6523 | 148.6523 | 148.6523 | 148.6523 | 148.6523 | 148.6523 | 148.6523 | 148.6523 | 148.6523 | 148.6523 | 148.6523 | 148.6523 | 148.6523 | 148.6523 | 148.6523 | 148.6523 | 148.6523 | 148.6523 | 148.6523 | 148.6523 | 148.6523 | 148.6523 | 148.6523 | 148.6523 | 148.6523 | 148.6523 | 148.6523 | 148.6523 | 148.6523 | 148.6523 | 148.6523 | 148.6523 | 148.6523 | 148.6523 | 148.6523 | 148.6523 | 148.6523 | 148.6523 | 148.6523 | 148.6523 | 148.6523 | 148.6523 | 148.6523 | 148.6523 | 148.6523 | 148.6523 | 148.6523 | 148.6523 | 148.6523 | 148.6523 | 148.6523 | 148.6523 | 148.6523 | 148.6523 | 148.6523 | 148.6523 | 148.6523 | 148.6523 | 148.6523 | 148.6523 | 148.6523 | 148.6523 | 148.6523 | 148.6523 | 148.6523 | 148.6523 | 148.6523 | 148.6523 | 148.6523 | 148.6523 | 148.6523 | 148.6523 | 148.6523 | 148.6523 | 148.6523 | 148.6523 | 148.6523 | 148.6523 | 148.6523 | 148.6523 | 148.6523 | 148.6523 | 148.6523 | 148.6523 | 148.6523 | 148.6523 | 148.6523 | 148.6523 | 148.6523 | 148.6523 | 148.6523 | 148.6523 | 148.6523 | 148.6523 | 148.6523 | 148.6523 | 148.6523 | 148.6523 | 148.6523 | 148.6523 | 148.6523 | 148.6523 | 148.6523 | 148.6523 | 148.6523 | 148.6523 | 148.6523 | 148.6523 | 148.6523 | 148.6523 | 148.6523 | 148.6523 | 148.6523 | 148.6523 | 148.6523 | 148.6523 | 148.6523 | 148.6523 | 148.6523 | 148.6523 | 148.6523 | 148.6523 | 148.6523 | 148.6523 | 148.6523 | 148.6523 | 148.6523 | 148.6523 | 148.6523 | 148.6523 | 148.6523 | 148.6523 | 148.6523 | 148.6523 | 148.6523 | 148.6523 | 148.6523 | 148.6523 | 148.6523 | 148.6523 | 148.6523 | 148.6523 | 148.6523 | 148.6523 | 148.6523 | 148.6523 | 148.6523 | 148.6523 | 148.6523 | 148.6523 | 148.6523 | 148.6523 | 148.6523 | 148.6523 | 148.6523 | 148.6523 | 148.6523 | 148.6523 | 148.6523 | 148.6523 | 148.6523 | 148.6523 | 148.6523 | 148.6523 | 148.6523 | 148.6523 | 148.6523 | 148.6523 | 148.6523 | 148.6523 | 148.6523 | 148.6523 | 148.6523 | 148.6523 | 148.6523 | 148.6523 | 148.6523 | 148.6523 | 148.6523 | 148.6523 | 148.6523 | 148.6523 | 148.6523 | 148.6523 | 148.6523 | 148.6523 | 148.6523 | 148.6523 | 148.6523 | 148.6523 | 148.6523 | 148.6523 | 148.6523 | 148.6523 | 148.6523 | 148.6523 | 148.6523 | 148.6523 | 148.6523 | 148.6523 | 148.6523 | 148.6523 | 148.6523 | 148.6523 | 148.6523 | 148.6523 | 148.6523 | 148.6523 | 148.6523 | 148.6523 | 148.6523 | 148.6523 | 148.6523 | 148.6523 | 148.6523 | 148.6523 | 148.6523 | 148.6523 | 148.6523 | 148.6523 | 148.6523 | 148.6523 | 148.6523 | 148.6523 | 148.6523 | 148.6523 | 148.6523 | 148.6523 | 148.6523 | 148.6523 | 148.6523 | 148.6523 | 148.6523 | 148.6523 | 148.6523 | 148.6523 | 148.6523 | 148.6523 | 148.6523 | 148.6523 | 148.6523 | 148.6523 | 148.6523 | 148.6523 | 148.6523 | 148.6523 | 148.6523 | 148.6523 | 148.6523 | 148.6523 | 148.6523 | 148.6523 | 148.6523 | 148.6523 | 148.6523 | 148.6523 | 148.6523 | 148.6523 | 148.6523 | 148.6523 | 148.6523 | 148.6523 | 148.6523 | 148.6523 | 148.6523 | 148.6523 | 148.6523 | 148.6523 | 148.6523 | 148.6523 | 148.6523 | 148.6523 | 148.6523 | 148.6523 | 148.6523 | 148.6523 | 148.6523 | 148.6523 | 148.6523 | 148.6523 | 148.6523 | 148.6523 | 148.6523 | 148.6523 | 148.6523 | 148.6523 | 148.6523 | 148.6523 | 148.6523 | 148.6523 | 148.6523 | 148.6523 | 148.6523 | 148.6523 | 148.6523 | 148.6523 | 148.6523 | 148.6523 | 148.6523 | 148.6523 | 148.6523 | 148.6523 | 148.6523 | 148.6523 | 148.6523 | 148.6523 | 148.6523 | 148.6523 | 148.6523 | 148.6523 | 148.6523 | 148.6523 | 148.6523 | 148.6523 | 148.6523 | 148.6523 | 148.6523 | 148.6523 | 148.6523 | 148.6523 | 148.6523 | 148.6523 | 148.6523 | 148.6523 | 148.6523 | 148.6523 | 148.6523 | 148.6523 | 148.6523 | 148.6523 | 148.6523 | 148.6523 | 148.6523 | 148.6523 | 148.6523 | 148.6523 | 148.6523 | 148.6523 | 148.6523 | 148.6523 | 148.6523 | 148.6523 | 148.6523 | 148.6523 | 148.6523 | 148.6523 | 148.6523 | 148.6523 | 148.6523 | 148.6523 | 148.6523 | 148.6523 | 148.6523 | 148.6523 | 148.6523 | 148.6523 | 148.6523 | 148.6523 | 148.6523 | 148.6523 | 148.6523 | 148.6523 | 148.6523 | 148.6523 | 148.6523 | 148.6523 | 148.6523 | 148.6523 | 148.6523 | 148.6523 | 148.6523 | 148.6523 | 148.6523 | 148.6523 | 148.6523 | 148.6523 | 148.6523 | 148.6523 | 148.6523 | 148.6523 | 148.6523 | 148.6523 | 148.6523 | 148.6523 | 148.6523 | 148.6523 | 148.6523 | 148.6523 | 148.6523 | 148.6523 | 148.6523 | 148.6523 | 148.6523 | 148.6523 | 148.6523 | 148.6523 | 148.6523 | 148.6523 | 148.6523 | 148.6523 | 148.6523 | 148.6523 | 148.6523 | 148.6523 | 148.6523 | 148.6523 | 148.6523 | 148.6523 | 148.6523 | 148.6523 | 148.6523 | 148.6523 | 148.6523 | 148.6523 | 148.6523 | 148.6523 | 148.6523 | 148.6523 | 148.6523 | 148.6523 | 148.6523 | 148.6523 | 148.6523 | 148.6523 | 148.6523 | 148.6523 | 148.6523 | 148.6523 | 148.6523 | 148.6523 | 148.6523 | 148.6523 | 148.6523 | 148.6523 | 148.6523 | 148.6523 | 148.6523 | 148.6523 | 148.6523 | 148.6523 | 148.6523 | 148.6523 | 148.6523 | 148.6523 | 148.6523 | 148.6523 | 148.6523 | 148.6523 | 148.6523 | 148.6523 | 148.6523 | 148.6523 | 148.6523 | 148.6523 | 148.6523 | 148.6523 | 148.6523 | 148.6523 | 148.6523 | 148.6523 | 148.6523 | 148.6523 | 148.6523 | 148.6523 | 148.6523 | 148.6523 | 148.6523 | 148.6523 | 148.6523 | 148.6523 | 148.6523 | 148.6523 | 148.6523 | 148.6523 | 148.6523 | 148.6523 | 148.6523 | 148.6523 | 148.6523 | 148.6523 | 148.6523 | 148.6523 | 148.6523 | 148.6523 | 148.6523 | 148.6523 | 148.6523 | 148.6523 | 148.6523 | 148.6523 | 148.6523 | 148.6523 | 148.6523 | 148.6523 | 148.6523 | 148.6523 | 148.6523 | 148.6523 | 148.6523 | 148.6523 | 148.6523 | 148.6523 | 148.6523 | 148.6523 | 148.6523 | 148.6523 | 148.6523 | 148.6523 | 148.6523 | 148.6523 | 148.6523 | 148.6523 | 148.6523 | 148.6523 | 148.6523 | 148.6523 | 148.6523 | 148.6523 | 148.6523 | 148.6523 | 148.6523 | 148.6523 | 148.6523 | 148.6523 | 148.6523 | 148.6523 | 148.6523 | 148.6523 | 148.6523 | 148.6523 | 148.6523 | 148.6523 | 148.6523 | 148.6523 | 148.6523 | 148.6523 | 148.6523 | 148.6523 | 148.6523 | 148.6523 | 148.6523 | 148.6523 | 148.6523 | 148.6523 | 148.6523 | 148.6523 | 148.6523 | 148.6523 | 148.6523 | 148.6523 | 148.6523 | 148.6523 | 148.6523 | 148.6523 | 148.6523 | 148.6523 | 148.6523 | 148.6523 | 148.6523 | 148.6523 | 148.6523 | 148.6523 | 148.6523 | 148.6523 | 148.6523 | 148.6523 | 148.6523 | 148.6523 | 148.6523 | 148.6523 | 148.6523 | 148.6523 | 148.6523 | 148.6523 | 148.6523 | 148.6523 | 148.6523 | 148.6523 | 148.6523 | 148.6523 | 148.6523 | 148.6523 | 148.6523 | 148.6523 | 148.6523 | 148.6523 | 148.6523 | 148.6523 | 148.6523 | 148.6523 | 148.6523 | 148.6523 | 148.6523 | 148.6523 | 148.6523 | 148.6523 | 148.6523 | 148.6523 | 148.6523 | 148.6523 | 148.6523 | 148.6523 | 148.6523 | 148.6523 | 148.6523 | 148.6523 | 148.6523 | 148.6523 | 148.6523 | 148.6523 | 148.6523 | 148.6523 | 148.6523 | 148.6523 | 148.6523 | 148.6523 | 148.6523 | 148.6523 | 148.6523 | 148.6523 | 148.6523 | 148.6523 | 148.6523 | 148.6523 | 148.6523 | 148.6523 | 148.6523 | 148.6523 | 148.6523 | 148.6523 | 148.6523 | 148.6523 | 148.6523 | 148.6523 | 148.6523 | 148.6523 | 148.6523 | 148.6523 | 148.6523 | 148.6523 | 148.6523 | 148.6523 | 148.6523 | 148.6523 | 148.6523 | 148.6523 | 148.6523 | 148.6523 | 148.6523 | 148.6523 | 148.6523 | 148.6523 | 148.6523 | 148.6523 | 148.6523 | 148.6523 | 148.6523 | 148.6523 | 148.6523 | 148.6523 | 148.6523 | 148.6523 | 148.6523 | 148.6523 | 148.6523 | 148.6523 | 148.6523 | 148.6523 | 148.6523 | 148.6523 | 148.6523 | 148.6523 | 148.6523 | 148.6523 | 148.6523 | 148.6523 | 148.6523 | 148.6523 | 148.6523 | 148.6523 | 148.6523 | 148.6523 | 148.6523 | 148.6523 | 148.6523 | 148.6523 | 148.6523 | 148.6523 | 148.6523 | 148.6523 | 148.6523 | 148.6523 | 148.6523 | 148.6523 | 148.6523 | 148.6523 | 148.6523 | 148.6523 | 148.6523 | 148.6523 | 148.6523 | 148.6523 | 148.6523 | 148.6523 | 148.6523 | 148.6523 | 148.6523 | 148.6523 | 148.6523 | 148.6523 | 148.6523 | 148.6523 | 148.6523 | 148.6523 | 148.6523 | 148.6523 | 148.6523 | 148.6523 | 148.6523 | 148.6523 | 148.6523 | 148.6523 | 148.6523 | 148.6523 | 148.6523 | 148.6523 | 148.6523 | 148.6523 | 148.6523 | 148.6523 | 148.6523 | 148.6523 | 148.6523 | 148.6523 | 148.6523 | 148.6523 | 148.6523 | 148.6523 | 148.6523 | 148.6523 | 148.6523 | 148.6523 | 148.6523 | 148.6523 | 148.6523 | 148.6523 | 148.6523 | 148.6523 | 148.6523 | 148.6523 | 148.6523 | 148.6523 | 148.6523 | 148.6523 | 148.6523 | 148.6523 | 148.6523 | 148.6523 | 148.6523 | 148.6523 | 148.6523 | 148.6523 | 148.6523 | 148.6523 | 148.6523 | 148.6523 | 148.6523 | 148.6523 | 148.6523 | 148.6523 | 148.6523 | 148.6523 | 148.6523 | 148.6523 | 148.6523 | 148.6523 | 148.6523 | 148.6523 | 148.6523 | 148.6523 | 148.6523 | 148.6523 | 148.6523 | 148.6523 | 148.6523 | 148.6523 | 148.6523 | 148.6523 | 148.6523 | 148.6523 | 148.6523 | 148.6523 | 148.6523 | 148.6523 | 148.6523 | 148.6523 | 148.6523 | 148.6523 | 148.6523 | 148.6523 | 148.6523 | 148.6523 | 148.6523 | 148.6523 | 148.6523 | 148.6523 | 148.6523 | 148.6523 | 148.6523 | 148.6523 | 148.6523 | 148.6523 | 148.6523 | 148.6523 | 148.6523 | 148.6523 | 148.6523 | 148.6523 | 148.6523 | 148.6523 | 148.6523 | 148.6523 | 148.6523 | 148.6523 | 148.6523 | 148.6523 | 148.6523 | 148.6523 | 148.6523 | 148.6523 | 148.6523 | 148.6523 | 148.6523 | 148.6523 | 148.6523 | 148.6523 | 148.6523 | 148.6523 | 148.6523 | 148.6523 | 148.6523 | 148.6523 | 148.6523 | 148.6523 | 148.6523 | 148.6523 | 148.6523 | 148.6523 | 148.6523 | 148.6523 | 148.6523 | 148.6523 | 148.6523 | 148.6523 | 148.6523 | 148.6523 | 148.6523 | 148.6523 | 148.6523 | 148.6523 | 148.6523 | 148.6523 | 148.6523 | 148.6523 | 148.6523 | 148.6523 | 148.6523 | 148.6523 | 148.6523 | 148.6523 | 148.6523 | 148.6523 | 148.6523 | 148.6523 | 148.6523 | 148.6523 | 148.6523 | 148.6523 | 148.6523 | 148.6523 | 148.6523 | 148.6523 | 148.6523 | 148.6523 | 148.6523 | 148.6523 | 148.6523 | 148.6523 | 148.6523 | 148.6523 | 148.6523 | 148.6523 | 148.6523 | 148.6523 | 148.6523 | 148.6523 | 148.6523 | 148.6523 | 148.6523 | 148.6523 | 148.6523 | 148.6523 | 148.6523 | 148.6523 | 148.6523 | 148.6523 | 148.6523 | 148.6523 | 148.6523 | 148.6523 | 148.6523 | 148.6523 | 148.6523 | 148.6523 | 148.6523 | 148.6523 | 148.6523 | 148.6523 | 148.6523 | 148.6523 | 148.6523 | 148.6523 | 148.6523 | 148.6523 | 148.6523 | 148.6523 | 148.6523 | 148.6523 | 148.6523 | 148.6523 | 148.6523 | 148.6523 | 148.6523 | 148.6523 | 148.6523 | 148.6523 | 148.6523 | 148.6523 | 148.6523 | 148.6523 | 148.6523 | 148.6523 | 148.6523 | 148.6523 | 148.6523 | 148.6523 | 148.6523 | 148.6523 | 148.6523 | 148.6523 | 148.6523 | 148.6523 | 148.6523 | 148.6523 | 148.6523 | 148.6523 | 148.6523 | 148.6523 | 148.6523 | 148.6523 | 148.6523 | 148.6523 | 148.6523 | 148.6523 | 148.6523 | 148.6523 | 148.6523 | 148.6523 | 148.6523 | 148.6523 | 148.6523 | 148.6523 | 148.6523 | 148.6523 | 148.6523 | 148.6523 | 148.6523 | 148.6523 | 148.6523 | 148.6523 | 148.6523 | 148.6523 | 148.6523 | 148.6523 | 148.6523 | 148.6523 | 148.6523 | 148.6523 | 148.6523 | 148.6523 | 148.6523 | 148.6523 | 148.6523 | 148.6523 | 148.6523 | 148.6523 | 148.6523 | 148.6523 | 148.6523 | 148.6523 | 148.6523 | 148.6523 | 148.6523 | 148.6523 | 148.6523 | 148.6523 | 148.6523 | 148.6523 | 148.6523 | 148.6523 | 148.6523 | 148.6523 | 148.6523 | 148.6523 | 148.6523 | 148.6523 | 148.6523 | 148.6523 | 148.6523 | 148.6523 | 148.6523 | 148.6523 | 148.6523 | 148.6523 | 148.6523 | 148.6523 | 148.6523 | 148.6523 | 148.6523 | 148.6523 | 148.6523 | 148.6523 | 148.6523 | 148.6523 | 148.6523 | 148.6523 | 148.6523 | 148.6523 | 148.6523 | 148.6523 | 148.6523 | 148.6523 | 148.6523 | 148.6523 | 148.6523 | 148.6523 | 148.6523 | 148.6523 | 148.6523 | 148.6523 | 148.6523 | 148.6523 | 148.6523 | 148.6523 | 148.6523 | 148.6523 | 148.6523 | 148.6523 | 148.6523 | 148.6523 | 148.6523 | 148.6523 | 148.6523 | 148.6523 | 148.6523 | 148.6523 | 148.6523 | 148.6523 | 148.6523 | 148.6523 | 148.6523 | 148.6523 | 148.6523 | 148.6523 | 148.6523 | 148.6523 | 148.6523 | 148.6523 | 148.6523 | 148.6523 | 148.6523 | 148.6523 | 148.6523 | 148.6523 | 148.6523 | 148.6523 | 148.6523 | 148.6523 | 148.6523 | 148.6523 | 148.6523 | 148.6523 | 148.6523 | 148.6523 | 148.6523 | 148.6523 | 148.6523 | 148.6523 | 148.6523 | 148.6523 | 148.6523 | 148.6523 | 148.6523 | 148.6523 | 148.6523 | 148.6523 | 148.6523 | 148.6523 | 148.6523 | 148.6523 | 148.6523 | 148.6523 | 148.6523 | 148.6523 | 148.6523 | 148.6523 | 148.6523 | 148.6523 | 148.6523 | 148.6523 | 148.6523 | 148.6523 | 148.6523 | 148.6523 | 148.6523 | 148.6523 | 148.6523 | 148.6523 | 148.6523 | 148.6523 | 148.6523 | 148.6523 | 148.6523 | 148.6523 | 148.6523 | 148.6523 | 148.6523 | 148.6523 | 148.6523 | 148.6523 | 148.6523 | 148.6523 | 148.6523 | 148.6523 | 148.6523 | 148.6523 | 148.6523 | 148.6523 | 148.6523 | 148.6523 | 148.6523 | 148.6523 | 148.6523 | 148.6523 | 148.6523 | 148.6523 | 148.6523 | 148.6523 | 148.6523 | 148.6523 | 148.6523 | 148.6523 | 148.6523 | 148.6523 | 148.6523 | 148.6523 | 148.6523 | 148.6523 | 148.6523 | 148.6523 | 148.6523 | 148.6523 | 148.6523 | 148.6523 | 148.6523 | 148.6523 | 148.6523 | 148.6523 | 148.6523 | 148.6523 | 148.6523 | 148.6523 | 148.6523 | 148.6523 | 148.6523 | 148.6523 | 148.6523 | 148.6523 | 148.6523 | 148.6523 | 148.6523 | 148.6523 | 148.6523 | 148.6523 | 148.6523 | 148.6523 | 148.6523 | 148.6523 | 148.6523 | 148.6523 | 148.6523 | 148.6523 | 148.6523 | 148.6523 | 148.6523 | 148.6523 | 148.6523 | 148.6523 | 148.6523 | 148.6523 | 148.6523 | 148.6523 | 148.6523 | 148.6523 | 148.6523 | 148.6523 | 148.6523 | 148.6523 | 148.6523 | 148.6523 | 148.6523 | 148.6523 | 148.6523 | 148.6523 | 148.6523 | 148.6523 | 148.6523 | 148.6523 | 148.6523 | 148.6523 | 148.6523 | 148.6523 | 148.6523 | 148.6523 | 148.6523 | 148.6523 | 148.6523 | 148.6523 | 148.6523 | 148.6523 | 148.6523 | 148.6523 | 148.6523 | 148.6523 | 148.6523 | 148.6523 | 148.6523 | 148.6523 | 148.6523 | 148.6523 | 148.6523 | 148.6523 | 148.6523 | 148.6523 | 148.6523 | 148.6523 | 148.6523 | 148.6523 | 148.6523 | 148.6523 | 148.6523 | 148.6523 | 148.6523 | 148.6523 | 148.6523 | 148.6523 | 148.6523 | 148.6523 | 148.6523 | 148.6523 | 148.6523 | 148.6523 | 148.6523 | 148.6523 | 148.6523 | 148.6523 | 148.6523 | 148.6523 | 148.6523 | 148.6523 | 148.6523 | 148.6523 | 148.6523 | 148.6523 | 148.6523 | 148.6523 | 148.6523 | 148.6523 | 148.6523 | 148.6523 | 148.6523 | 148.6523 | 148.6523 | 148.6523 | 148.6523 | 148.6523 | 148.6523 | 148.6523 | 148.6523 | 148.6523 | 148.6523 | 148.6523 | 148.6523 | 148.6523 | 148.6523 | 148.6523 | 148.6523 | 148.6523 | 148.6523 | 148.6523 | 148.6523 | 148.6523 | 148.6523 | 148.6523 | 148.6523 | 148.6523 | 148.6523 | 148.6523 | 148.6523 | 148.6523 | 148.6523 | 148.6523 | 148.6523 | 148.6523 | 148.6523 | 148.6523 | 148.6523 | 148.6523 | 148.6523 | 148.6523 | 148.6523 | 148.6523 | 148.6523 | 148.6523 | 148.6523 | 148.6523 | 148.6523 | 148.6523 | 148.6523 | 148.6523 | 148.6523 | 148.6523 | 148.6523 | 148.6523 | 148.6523 | 148.6523 | 148.6523 | 148.6523 | 148.6523 | 148.6523 | 148.6523 | 148.6523 | 148.6523 | 148.6523 | 148.6523 | 148.6523 | 148.6523 | 148.6523 | 148.6523 | 148.6523 | 148.6523 | 148.6523 | 148.6523 | 148.6523 | 148.6523 | 148.6523 | 148.6523 | 148.6523 | 148.6523 | 148.6523 | 148.6523 | 148.6523 | 148.6523 | 148.6523 | 148.6523 | 148.6523 | 148.6523 | 148.6523 | 148.6523 | 148.6523 | 148.6523 | 148.6523 | 148.6523 | 148.6523 | 148.6523 | 148.6523 | 148.6523 | 148.6523 | 148.6523 | 148.6523 | 148.6523 | 148.6523 | 148.6523 | 148.6523 | 148.6523 | 148.6523 | 148.6523 | 148.6523 | 148.6523 | 148.6523 | 148.6523 | 148.6523 | 148.6523 | 148.6523 | 148.6523 | 148.6523 | 148.6523 | 148.6523 | 148.6523 | 148.6523 | 148.6523 | 148.6523 | 148.6523 | 148.6523 | 148.6523 | 148.6523 | 148.6523 | 148.6523 | 148.6523 | 148.6523 | 148.6523 | 148.6523 | 148.6523 | 148.6523 | 148.6523 | 148.6523 | 148.6523 | 148.6523 | 148.6523 | 148.6523 | 148.6523 | 148.6523 | 148.6523 | 148.6523 | 148.6523 | 148.6523 | 148.6523 | 148.6523 | 148.6523 | 148.6523 | 148.6523 | 148.6523 | 148.6523 | 148.6523 | 148.6523 | 148.6523 | 148.6523 | 148.6523 | 148.6523 | 148.6523 | 148.6523 | 148.6523 | 148.6523 | 148.6523 | 148.6523 | 148.6523 | 148.6523 | 148.6523 | 148.6523 | 148.6523 | 148.6523 | 148.6523 | 148.6523 | 148.6523 | 148.6523 | 148.6523 | 148.6523 | 148.6523 | 148.6523 | 148.6523 | 148.6523 | 148.6523 | 148.6523 | 148.6523 | 148.6523 | 148.6523 | 148.6523 | 148.6523 | 148.6523 | 148.6523 | 148.6523 | 148.6523 | 148.6523 | 148.6523 | 148.6523 | 148.6523 | 148.6523 | 148.6523 | 148.6523 | 148.6523 | 148.6523 | 148.6523 | 148.6523 | 148.6523 | 148.6523 | 148.6523 | 148.6523 | 148.6523 | 148.6523 | 148.6523 | 148.6523 | 148.6523 | 148.6523 | 148.6523 | 148.6523 | 148.6523 | 148.6523 | 148.6523 | 148.6523 | 148.6523 | 148.6523 | 148.6523 | 148.6523 | 148.6523 | 148.6523 | 148.6523 | 148.6523 | 148.6523 | 148.6523 | 148.6523 | 148.6523 | 148.6523 | 148.6523 | 148.6523 | 148.6523 | 148.6523 | 148.6523 | 148.6523 | 148.6523 | 148.6523 | 148.6523 | 148.6523 | 148.6523 | 148.6523 | 148.6523 | 148.6523 | 148.6523 | 148.6523 | 148.6523 | 148.6523 | 148.6523 | 148.6523 | 148.6523 | 148.6523 | 148.6523 | 148.6523 | 148.6523 | 148.6523 | 148.6523 | 148.6523 | 148.6523 | 148.6523 | 148.6523 | 148.6523 | 148.6523 | 148.6523 | 148.6523 | 148.6523 | 148.6523 | 148.6523 | 148.6523 | 148.6523 | 148.6523 | 148.6523 | 148.6523 | 148.6523 | 148.6523 | 148.6523 | 148.6523 | 148.6523 | 148.6523 | 148.6523 | 148.6523 | 148.6523 | 148.6523 | 148.6523 | 148.6523 | 148.6523 | 148.6523 | 148.6523 | 148.6523 | 148.6523 | 148.6523 | 148.6523 | 148.6523 | 148.6523 | 148.6523 | 148.6523 | 148.6523 | 148.6523 | 148.6523 | 148.6523 | 148.6523 | 148.6523 | 148.6523 | 148.6523 | 148.6523 | 148.6523 | 148.6523 | 148.6523 | 148.6523 | 148.6523 | 148.6523 | 148.6523 | 148.6523 | 148.6523 | 148.6523 | 148.6523 | 148.6523 | 148.6523 | 148.6523 | 148.6523 | 148.6523 | 148.6523 | 148.6523 | 148.6523 | 148.6523 | 148.6523 | 148.6523 | 148.6523 | 148.6523 | 148.6523 | 148.6523 | 148.6523 | 148.6523 | 148.6523 | 148.6523 | 148.6523 | 148.6523 | 148.6523 | 148.6523 | 148.6523 | 148.6523 | 148.6523 | 148.6523 | 148.6523 | 148.6523 | 148.6523 | 148.6523 | 148.6523 | 148.6523 | 148.6523 | 148.6523 | 148.6523 | 148.6523 | 148.6523 | 148.6523 | 148.6523 | 148.6523 | 148.6523 | 148.6523 | 148.6523 | 148.6523 | 148.6523 | 148.6523 | 148.6523 | 148.6523 | 148.6523 | 148.6523 | 148.6523 | 148.6523 | 148.6523 | 148.6523 | 148.6523 | 148.6523 | 148.6523 | 148.6523 | 148.6523 | 148.6523 | 148.6523 | 148.6523 | 148.6523 | 148.6523 | 148.6523 | 148.6523 | 148.6523 | 148.6523 | 148.6523 | 148.6523 | 148.6523 | 148.6523 | 148.6523 | 148.6523 | 148.6523 | 148.6523 | 148.6523 | 148.6523 | 148.6523 | 148.6523 | 148.6523 | 148.6523 | 148.6523 | 148.6523 | 148.6523 | 148.6523 | 148.6523 | 148.6523 | 148.6523 | 148.6523 | 148.6523 | 148.6523 | 148.6523 | 148.6523 | 148.6523 | 148.6523 | 148.6523 | 148.6523 | 148.6523 | 148.6523 | 148.6523 | 148.6523 | 148.6523 | 148.6523 | 148.6523 | 148.6523 | 148.6523 | 148.6523 | 148.6523 | 148.6523 | 148.6523 | 148.6523 | 148.6523 | 148.6523 | 148.6523 | 148.6523 | 148.6523 | 148.6523 | 148.6523 | 148.6523 | 148.6523 | 148.6523 | 148.6523 | 148.6523 | 148.6523 | 148.6523 | 148.6523 | 148.6523 | 148.6523 | 148.6523 | 148.6523 | 148.6523 | 148.6523 | 148.6523 | 148.6523 | 148.6523 | 148.6523 | 148.6523 | 148.6523 | 148.6523 | 148.6523 | 148.6523 | 148.6523 | 148.6523 | 148.6523 | 148.6523 | 148.6523 | 148.6523 | 148.6523 | 148.6523 | 148.6523 | 148.6523 | 148.6523 | 148.6523 | 148.6523 | 148.6523 | 148.6523 | 148.6523 | 148.6523 | 148.6523 | 148.6523 | 148.6523 | 148.6523 | 148.6523 | 148.6523 | 148.6523 | 148.6523 | 148.6523 | 148.6523 | 148.6523 | 148.6523 | 148.6523 | 148.6523 | 148.6523 | 148.6523 | 148.6523 | 148.6523 | 148.6523 | 148.6523 | 148.6523 | 148.6523 | 148.6523 | 148.6523 | 148.6523 | 148.6523 | 148.6523 | 148.6523 | 148.6523 | 148.6523 | 148.6523 | 148.6523 | 148.6523 | 148.6523 | 148.6523 | 148.6523 | 148.6523 | 148.6523 | 148.6523 | 148.6523 | 148.6523 | 148.6523 | 148.6523 | 148.6523 | 148.6523 | 148.6523 | 148.6523 | 148.6523 | 148.6523 | 148.6523 | 148.6523 | 148.6523 | 148.6523 | 148.6523 | 148.6523 | 148.6523 | 148.6523 | 148.6523 | 148.6523 | 148.6523 | 148.6523 | 148.6523 | 148.6523 | 148.6523 | 148.6523 | 148.6523 | 148.6523 | 148.6523 | 148.6523 | 148.6523 | 148.6523 | 148.6523 | 148.6523 | 148.6523 | 148.6523 | 148.6523 | 148.6523 | 148.6523 | 148.6523 | 148.6523 | 148.6523 | 148.6523 | 148.6523 | 148.6523 | 148.6523 | 148.6523 | 148.6523 | 148.6523 | 148.6523 | 148.6523 | 148.6523 | 148.6523 | 148.6523 | 148.6523 | 148.6523 | 148.6523 | 148.6523 | 148.6523 | 148.6523 | 148.6523 | 148.6523 | 148.6523 | 148.6523 | 148.6523 | 148.6523 | 148.6523 | 148.6523 | 148.6523 | 148.6523 | 148.6523 | 148.6523 | 148.6523 | 148.6523 | 148.6523 | 148.6523 | 148.6523 | 148.6523 | 148.6523 | 148.6523 | 148.6523 | 148.6523 | 148.6523 | 148.6523 | 148.6523 | 148.6523 | 148.6523 | 148.6523 | 148.6523 | 148.6523 | 148.6523 | 148.6523 | 148.6523 | 148.6523 | 148.6523 | 148.6523 | 148.6523 | 148.6523 | 148.6523 | 148.6523 | 148.6523 | 148.6523 | 148.6523 | 148.6523 | 148.6523 | 148.6523 | 148.6523 | 148.6523 | 148.6523 | 148.6523 | 148.6523 | 148.6523 | 148.6523 | 148.6523 | 148.6523 | 148.6523 | 148.6523 | 148.6523 | 148.6523 | 148.6523 | 148.6523 | 148.6523 | 148.6523 | 148.6523 | 148.6523 | 148.6523 | 148.6523 | 148.6523 | 148.6523 | 148.6523 | 148.6523 | 148.6523 | 148.6523 | 148.6523 | 148.6523 | 148.6523 | 148.6523 | 148.6523 | 148.6523 | 148.6523 | 148.6523 | 148.6523 | 148.6523 | 148.6523 | 148.6523 | 148.6523 | 148.6523 | 148.6523 | 148.6523 | 148.6523 | 148.6523 | 148.6523 | 148.6523 | 148.6523 | 148.6523 | 148.6523 | 148.6523 | 148.6523 | 148.6523 | 148.6523 | 148.6523 | 148.6523 | 148.6523 | 148.6523 | 148.6523 | 148.6523 | 148.6523 | 148.6523 | 148.6523 | 148.6523 | 148.6523 | 148.6523 | 148.6523 | 148.6523 | 148.6523 | 148.6523 | 148.6523 | 148.6523 | 148.6523 | 148.6523 | 148.6523 | 148.6523 | 148.6523 | 148.6523 | 148.6523 | 148.6523 | 148.6523 | 148.6523 | 148.6523 | 148.6523 | 148.6523 | 148.6523 | 148.6523 | 148.6523 | 148.6523 | 148.6523 | 148.6523 | 148.6523 | 148.6523 | 148.6523 | 148.6523 | 148.6523 | 148.6523 | 148.6523 | 148.6523 | 148.6523 | 148.6523 | 148.6523 | 148.6523 | 148.6523 | 148.6523 | 148.6523 | 148.6523 | 148.6523 | 148.6523 | 148.6523 | 148.6523 | 148.6523 | 148.6523 | 148.6523 | 148.6523 | 148.6523 | 148.6523 | 148.6523 | 148.6523 | 148.6523 | 148.6523 | 148.6523 | 148.6523 | 148.6523 | 148.6523 | 148.6523 | 148.6523 | 148.6523 | 148.6523 | 148.6523 | 148.6523 | 148.6523 | 148.6523 | 148.6523 | 148.6523 | 148.6523 | 148.6523 | 148.6523 | 148.6523 | 148.6523 | 148.6523 | 148.6523 | 148.6523 | 148.6523 | 148.6523 | 148.6523 | 148.6523 | 148.6523 | 148.6523 | 148.6523 | 148.6523 | 148.6523 | 148.6523 | 148.6523 | 148.6523 | 148.6523 | 148.6523 | 148.6523 | 148.6523 | 148.6523 | 148.6523 | 148.6523 | 148.6523 | 148.6523 | 148.6523 | 148.6523 | 148.6523 | 148.6523 | 148.6523 | 148.6523 | 148.6523 | 148.6523 | 148.6523 | 148.6523 | 148.6523 | 148.6523 | 148.6523 | 148.6523 | 148.6523 | 148.6523 | 148.6523 | 148.6523 | 148.6523 | 148.6523 | 148.6523 | 148.6523 | 148.6523 | 148.6523 | 148.6523 | 148.6523 | 148.6523 | 148.6523 | 148.6523 | 148.6523 | 148.6523 | 148.6523 | 148.6523 | 148.6523 | 148.6523 | 148.6523 | 148.6523 | 148.6523 | 148.6523 | 148.6523 | 148.6523 | 148.6523 | 148.6523 | 148.6523 | 148.6523 | 148.6523 | 148.6523 | 148.6523 | 148.6523 | 148.6523 | 148.6523 | 148.6523 | 148.6523 | 148.6523 | 148.6523 | 148.6523 | 148.6523 | 148.6523 | 148.6523 | 148.6523 | 148.6523 | 148.6523 | 148.6523 | 148.6523 | 148.6523 | 148.6523 | 148.6523 | 148.6523 | 148.6523 | 148.6523 | 148.6523 | 148.6523 | 148.6523 | 148.6523 | 148.6523 | 148.6523 | 148.6523 | 148.6523 | 148.6523 | 148.6523 | 148.6523 | 148.6523 | 148.6523 | 148.6523 | 148.6523 | 148.6523 | 148.6523 | 148.6523 | 148.6523 | 148.6523 | 148.6523 | 148.6523 | 148.6523 | 148.6523 | 148.6523 | 148.6523 | 148.6523 | 148.6523 | 148.6523 | 148.6523 | 148.6523 | 148.6523 | 148.6523 | 148.6523 | 148.6523 | 148.6523 | 148.6523 | 148.6523 | 148.6523 | 148.6523 | 148.6523 | 148.6523 | 148.6523 | 148.6523 | 148.6523 | 148.6523 | 148.6523 | 148.6523 | 148.6523 | 148.6523 | 148.6523 | 148.6523 | 148.6523 | 148.6523 | 148.6523 | 148.6523 | 148.6523 | 148.6523 | 148.6523 | 148.6523 | 148.6523 | 148.6523 | 148.6523 | 148.6523 | 148.6523 | 148.6523 | 148.6523 | 148.6523 | 148.6523 | 148.6523 | 148.6523 | 148.6523 | 148.6523 | 148.6523 | 148.6523 | 148.6523 | 148.6523 | 148.6523 | 148.6523 | 148.6523 | 148.6523 | 148.6523 | 148.6523 | 148.6523 | 148.6523 | 148.6523 | 148.6523 | 148.6523 | 148.6523 | 148.6523 | 148.6523 | 148.6523 | 148.6523 | 148.6523 | 148.6523 | 148.6523 | 148.6523 | 148.6523 | 148.6523 | 148.6523 | 148.6523 | 148.6523 | 148.6523 | 148.6523 | 148.6523 | 148.6523 | 148.6523 | 148.6523 | 148.6523 | 148.6523 | 148.6523 | 148.6523 | 148.6523 | 148.6523 | 148.6523 | 148.6523 | 148.6523 | 148.6523 | 148.6523 | 148.6523 | 148.6523 | 148.6523 | 148.6523 | 148.6523 | 148.6523 | 148.6523 | 148.6523 | 148.6523 | 148.6523 | 148.6523 | 148.6523 | 148.6523 | 148.6523 | 148.6523 | 148.6523 | 148.6523 | 148.6523 | 148.6523 | 148.6523 | 148.6523 | 148.6523 | 148.6523 | 148.6523 | 148.6523 | 148.6523 | 148.6523 | 148.6523 | 148.6523 | 148.6523 | 148.6523 | 148.6523 | 148.6523 | 148.6523 | 148.6523 | 148.6523 | 148.6523 | 148.6523 | 148.6523 | 148.6523 | 148.6523 | 148.6523 | 148.6523 | 148.6523 | 148.6523 | 148.6523 | 148.6523 | 148.6523 | 148.6523 | 148.6523 | 148.6523 | 148.6523 | 148.6523 | 148.6523 | 148.6523 | 148.6523 | 148.6523 | 148.6523 | 148.6523 | 148.6523 | 148.6523 | 148.6523 | 148.6523 | 148.6523 | 148.6523 | 148.6523 | 148.6523 | 148.6523 | 148.6523 | 148.6523 | 148.6523 | 148.6523 | 148.6523 | 148.6523 | 148.6523 | 148.6523 | 148.6523 | 148.6523 | 148.6523 | 148.6523 | 148.6523 | 148.6523 | 148.6523 | 148.6523 | 148.6523 | 148.6523 | 148.6523 | 148.6523 | 148.6523 | 148.6523 | 148.6523 | 148.6523 | 148.6523 | 148.6523 | 148.6523 | 148.6523 | 148.6523 | 148.6523 | 148.6523 | 148.6523 | 148.6523 | 148.6523 | 148.6523 | 148.6523 | 148.6523 | 148.6523 | 148.6523 | 148.6523 | 148.6523 | 148.6523 | 148.6523 | 148.6523 | 148.6523 | 148.6523 | 148.6523 | 148.6523 | 148.6523 | 148.6523 | 148.6523 | 148.6523 | 148.6523 | 148.6523 | 148.6523 | 148.6523 | 148.6523 | 148.6523 | 148.6523 | 148.6523 | 148.6523 | 148.6523 | 148.6523 | 148.6523 | 148.6523 | 148.6523 | 148.6523 | 148.6523 | 148.6523 | 148.6523 | 148.6523 | 148.6523 | 148.6523 | 148.6523 | 148.6523 | 148.6523 | 148.6523 | 148.6523 | 148.6523 | 148.6523 | 148.6523 | 148.6523 | 148.6523 | 148.6523 | 148.6523 | 148.6523 | 148.6523 | 148.6523 | 148.6523 | 148.6523 | 148.6523 | 148.6523 | 148.6523 | 148.6523 | 148.6523 | 148.6523 | 148.6523 | 148.6523 | 148.6523 | 148.6523 | 148.6523 | 148.6523 | 148.6523 | 148.6523 | 148.6523 | 148.6523 | 148.6523 | 148.6523 | 148.6523 | 148.6523 | 148.6523 | 148.6523 | 148.6523 | 148.6523 | 148.6523 | 148.6523 | 148.6523 | 148.6523 | 148.6523 | 148.6523 | 148.6523 | 148.6523 | 148.6523 | 148.6523 | 148.6523 | 148.6523 | 148.6523 | 148.6523 | 148.6523 | 148.6523 | 148.6523 | 148.6523 | 148.6523 | 148.6523 | 148.6523 | 148.6523 | 148.6523 | 148.6523 | 148.6523 | 148.6523 | 148.6523 | 148.6523 | 148.6523 | 148.6523 | 148.6523 | 148.6523 | 148.6523 | 148.6523 | 148.6523 | 148.6523 | 148.6523 | 148.6523 | 148.6523 | 148.6523 | 148.6523 | 148.6523 | 148.6523 | 148.6523 | 148.6523 | 148.6523 | 148.6523 | 148.6523 | 148.6523 | 148.6523 | 148.6523 | 148.6523 | 148.6523 | 148.6523 | 148.6523 | 148.6523 | 148.6523 | 148.6523 | 148.6523 | 148.6523 | 148.6523 | 148.6523 | 148.6523 | 148.6523 | 148.6523 | 148.6523 | 148.6523 | 148.6523 | 148.6523 | 148.6523 | 148.6523 | 148.6523 | 148.6523 | 148.6523 | 148.6523 | 148.6523 | 148.6523 | 148.6523 | 148.6523 | 148.6523 | 148.6523 | 148.6523 | 148.6523 | 148.6523 | 148.6523 | 148.6523 | 148.6523 | 148.6523 | 148.6523 | 148.6523 | 148.6523 | 148.6523 | 148.6523 | 148.6523 | 148.6523 | 148.6523 | 148.6523 | 148.6523 | 148.6523 | 148.6523 | 148.6523 | 148.6523 | 148.6523 | 148.6523 | 148.6523 | 148.6523 | 148.6523 | 148.6523 | 148.6523 | 148.6523 | 148.6523 | 148.6523 | 148.6523 | 148.6523 | 148.6523 | 148.6523 | 148.6523 | 148.6523 | 148.6523 | 148.6523 | 148.6523 | 148.6523 | 148.6523 | 148.6523 | 148.6523 | 148.6523 | 148.6523 | 148.6523 | 148.6523 | 148.6523 | 148.6523 | 148.6523 | 148.6523 | 148.6523 | 148.6523 | 148.6523 | 148.6523 | 148.6523 | 148.6523 | 148.6523 | 148.6523 | 148.6523 | 148.6523 | 148.6523 | 148.6523 | 148.6523 | 148.6523 | 148.6523 | 148.6523 | 148.6523 | 148.6523 | 148.6523 | 148.6523 | 148.6523 | 148.6523 | 148.6523 | 148.6523 | 148.6523 | 148.6523 | 148.6523 | 148.6523 | 148.6523 | 148.6523 | 148.6523 | 148.6523 | 148.6523 | 148.6523 | 148.6523 | 148.6523 | 148.6523 | 148.6523 | 148.6523 | 148.6523 | 148.6523 | 148.6523 | 148.6523 | 148.6523 | 148.6523 | 148.6523 | 148.6523 | 148.6523 | 148.6523 | 148.6523 | 148.6523 | 148.6523 | 148.6523 | 148.6523 | 148.6523 | 148.6523 | 148.6523 | 148.6523 | 148.6523 | 148.6523 | 148.6523 | 148.6523 | 148.6523 | 148.6523 | 148.6523 | 148.6523 | 148.6523 | 148.6523 | 148.6523 | 148.6523 | 148.6523 | 148.6523 | 148.6523 | 148.6523 | 148.6523 | 148.6523 | 148.6523 | 148.6523 | 148.6523 | 148.6523 | 148.6523 | 148.6523 | 148.6523 | 148.6523 | 148.6523 | 148.6523 | 148.6523 | 148.6523 | 148.6523 | 148.6523 | 148.6523 | 148.6523 | 148.6523 | 148.6523 | 148.6523 | 148.6523 | 148.6523 | 148.6523 | 148.6523 | 148.6523 | 148.6523 | 148.6523 | 148.6523 | 148.6523 | 148.6523 | 148.6523 | 148.6523 | 148.6523 | 148.6523 | 148.6523 | 148.6523 | 148.6523 | 148.6523 | 148.6523 | 148.6523 | 148.6523 | 148.6523 | 148.6523 | 148.6523 | 148.6523 | 148.6523 | 148.6523 | 148.6523 | 148.6523 | 148.6523 | 148.6523 | 148.6523 | 148.6523 | 148.6523 | 148.6523 | 148.6523 | 148.6523 | 148.6523 | 148.6523 | 148.6523 | 148.6523 | 148.6523 | 148.6523 | 148.6523 | 148.6523 | 148.6523 | 148.6523 | 148.6523 | 148.6523 | 148.6523 | 148.6523 | 148.6523 | 148.6523 | 148.6523 | 148.6523 | 148.6523 | 148.6523 | 148.6523 | 148.6523 | 148.6523 | 148.6523 | 148.6523 | 148.6523 | 148.6523 | 148.6523 | 148.6523 | 148.6523 | 148.6523 | 148.6523 | 148.6523 | 148.6523 | 148.6523 | 148.6523 | 148.6523 | 148.6523 | 148.6523 | 148.6523 | 148.6523 | 148.6523 | 148.6523 | 148.6523 | 148.6523 | 148.6523 | 148.6523 | 148.6523 | 148.6523 | 148.6523 | 148.6523 | 148.6523 | 148.6523 | 148.6523 | 148.6523 | 148.6523 | 148.6523 | 148.6523 | 148.6523 | 148.6523 | 148.6523 | 148.6523 | 148.6523 | 148.6523 | 148.6523 | 148.6523 | 148.6523 | 148.6523 | 148.6523 | 148.6523 | 148.6523 | 148.6523 | 148.6523 | 148.6523 | 148.6523 | 148.6523 | 148.6523 | 148.6523 | 148.6523 | 148.6523 | 148.6523 | 148.6523 | 148.6523 | 148.6523 | 148.6523 | 148.6523 | 148.6523 | 148.6523 | 148.6523 | 148.6523 | 148.6523 | 148.6523 | 148.6523 | 148.6523 | 148.6523 | 148.6523 | 148.6523 | 148.6523 | 148.6523 | 148.6523 | 148.6523 | 148.6523 | 148.6523 | 148.6523 | 148.6523 | 148.6523 | 148.6523 | 148.6523 | 148.6523 | 148.6523 | 148.6523 | 148.6523 | 148.6523 | 148.6523 | 148.6523 | 148.6523 | 148.6523 | 148.6523 | 148.6523 | 148.6523 | 148.6523 | 148.6523 | 148.6523 | 148.6523 | 148.6523 | 148.6523 | 148.6523 | 148.6523 | 148.6523 | 148.6523 | 148.6523 | 148.6523 | 148.6523 | 148.6523 | 148.6523 | 148.6523 | 148.6523 | 148.6523 | 148.6523 | 148.6523 | 148.6523 | 148.6523 | 148.6523 | 148.6523 | 148.6523 | 148.6523 | 148.6523 | 148.6523 | 148.6523 | 148.6523 | 148.6523 | 148.6523 | 148.6523 | 148.6523 | 148.6523 | 148.6523 | 148.6523 | 148.6523 | 148.6523 | 148.6523 | 148.6523 | 148.6523 | 148.6523 | 148.6523 | 148.6523 | 148.6523 | 148.6523 | 148.6523 | 148.6523 | 148.6523 | 148.6523 | 148.6523 | 148.6523 | 148.6523 | 148.6523 | 148.6523 | 148.6523 | 148.6523 | 148.6523 | 148.6523 | 148.6523 | 148.6523 | 148.6523 | 148.6523 | 148.6523 | 148.6523 | 148.6523 | 148.6523 | 148.6523 | 148.6523 | 148.6523 | 148.6523 | 148.6523 | 148.6523 | 148.6523 | 148.6523 | 148.6523 | 148.6523 | 148.6523 | 148.6523 | 148.6523 | 148.6523 | 148.6523 | 148.6523 | 148.6523 | 148.6523 | 148.6523 | 148.6523 | 148.6523 | 148.6523 | 148.6523 | 148.6523 | 148.6523 | 148.6523 | 148.6523 | 148.6523 | 148.6523 | 148.6523 | 148.6523 | 148.6523 | 148.6523 | 148.6523 | 148.6523 | 148.6523 | 148.6523 | 148.6523 | 148.6523 | 148.6523 | 148.6523 | 148.6523 | 148.6523 | 148.6523 | 148.6523 | 148.6523 | 148.6523 | 148.6523 | 148.6523 | 148.6523 | 148.6523 | 148.6523 | 148.6523 | 148.6523 | 148.6523 | 148.6523 | 148.6523 | 148.6523 | 148.6523 | 148.6523 | 148.6523 | 148.6523 | 148.6523 | 148.6523 | 148.6523 | 148.6523 | 148.6523 | 148.6523 | 148.6523 | 148.6523 | 148.6523 | 148.6523 | 148.6523 | 148.6523 | 148.6523 | 148.6523 | 148.6523 | 148.6523 | 148.6523 | 148.6523 | 148.6523 | 148.6523 | 148.6523 | 148.6523 | 148.6523 | 148.6523 | 148.6523 | 148.6523 | 148.6523 | 148.6523 | 148.6523 | 148.6523 | 148.6523 | 148.6523 | 148.6523 | 148.6523 | 148.6523 | 148.6523 | 148.6523 | 148.6523 | 148.6523 | 148.6523 | 148.6523 | 148.6523 | 148.6523 | 148.6523 | 148.6523 | 148.6523 | 148.6523 | 148.6523 | 148.6523 | 148.6523 | 148.6523 | 148.6523 | 148.6523 | 148.6523 | 148.6523 | 148.6523 | 148.6523 | 148.6523 | 148.6523 | 148.6523 | 148.6523 | 148.6523 | 148.6523 | 148.6523 | 148.6523 | 148.6523 | 148.6523 | 148.6523 | 148.6523 | 148.6523 | 148.6523 | 148.6523 | 148.6523 | 148.6523 | 148.6523 | 148.6523 | 148.6523 | 148.6523 | 148.6523 | 148.6523 | 148.6523 | 148.6523 | 148.6523 | 148.6523 | 148.6523 | 148.6523 | 148.6523 | 148.6523 | 148.6523 | 148.6523 | 148.6523 | 148.6523 | 148.6523 | 148.6523 | 148.6523 | 148.6523 | 148.6523 | 148.6523 | 148.6523 | 148.6523 | 148.6523 | 148.6523 | 148.6523 | 148.6523 | 148.6523 | 148.6523 | 148.6523 | 148.6523 | 148.6523 | 148.6523 | 148.6523 | 148.6523 | 148.6523 | 148.6523 | 148.6523 | 148.6523 | 148.6523 | 148.6523 | 148.6523 | 148.6523 | 148.6523 | 148.6523 | 148.6523 | 148.6523 | 148.6523 | 148.6523 | 148.6523 | 148.6523 | 148.6523 | 148.6523 | 148.6523 | 148.6523 | 148.6523 | 148.6523 | 148.6523 | 148.6523 | 148.6523 | 148.6523 | 148.6523 | 148.6523 | 148.6523 | 148.6523 | 148.6523 | 148.6523 | 148.6523 | 148.6523 | 148.6523 | 148.6523 | 148.6523 | 148.6523 | 148.6523 | 148.6523 | 148.6523 | 148.6523 | 148.6523 | 148.6523 | 148.6523 | 148.6523 | 148.6523 | 148.6523 | 148.6523 | 148.6523 | 148.6523 | 148.6523 | 148.6523 | 148.6523 | 148.6523 | 148.6523 | 148.6523 | 148.6523 | 148.6523 | 148.6523 | 148.6523 | 148.6523 | 148.6523 | 148.6523 | 148.6523 | 148.6523 | 148.6523 | 148.6523 | 148.6523 | 148.6523 | 148.6523 | 148.6523 | 148.6523 | 148.6523 | 148.6523 | 148.6523 | 148.6523 | 148.6523 | 148.6523 | 148.6523 | 148.6523 | 148.6523 | 148.6523 | 148.6523 | 148.6523 | 148.6523 | 148.6523 | 148.6523 | 148.6523 | 148.6523 | 148.6523 | 148.6523 | 148.6523 | 148.6523 | 148.6523 | 148.6523 | 148.6523 | 148.6523 | 148.6523 | 148.6523 | 148.6523 | 148.6523 | 148.6523 | 148.6523 | 148.6523 | 148.6523 | 148.6523 | 148.6523 | 148.6523 | 148.6523 | 148.6523 | 148.6523 | 148.6523 | 148.6523 | 148.6523 | 148.6523 | 148.6523 | 148.6523 | 148.6523 | 148.6523 | 148.6523 | 148.6523 | 148.6523 | 148.6523 | 148.6523 | 148.6523 | 148.6523 | 148.6523 | 148.6523 | 148.6523 | 148.6523 | 148.6523 | 148.6523 | 148.6523 | 148.6523 | 148.6523 | 148.6523 | 148.6523 | 148.6523 | 148.6523 | 148.6523 | 148.6523 | 148.6523 | 148.6523 | 148.6523 | 148.6523 | 148.6523 | 148.6523 | 148.6523 | 148.6523 | 148.6523 | 148.6523 | 148.6523 | 148.6523 | 148.6523 | 148.6523 | 148.6523 | 148.6523 | 148.6523 | 148.6523 | 148.6523 | 148.6523 | 148.6523 | 148.6523 | 148.6523 | 148.6523 | 148.6523 | 148.6523 | 148.6523 | 148.6523 | 148.6523 | 148.6523 | 148.6523 | 148.6523 | 148.6523 | 148.6523 | 148.6523 | 148.6523 | 148.6523 | 148.6523 | 148.6523 | 148.6523 | 148.6523 | 148.6523 | 148.6523 | 148.6523 | 148.6523 | 148.6523 | 148.6523 | 148.6523 | 148.6523 | 148.6523 | 148.6523 | 148.6523 | 148.6523 | 148.6523 | 148.6523 | 148.6523 | 148.6523 | 148.6523 | 148.6523 | 148.6523 | 148.6523 | 148.6523 | 148.6523 | 148.6523 | 148.6523 | 148.6523 | 148.6523 | 148.6523 | 148.6523 | 148.6523 | 148.6523 | 148.6523 | 148.6523 | 148.6523 | 148.6523 | 148.6523 | 148.6523 | 148.6523 | 148.6523 | 148.6523 | 148.6523 | 148.6523 | 148.6523 | 148.6523 | 148.6523 | 148.6523 | 148.6523 | 148.6523 | 148.6523 | 148.6523 | 148.6523 | 148.6523 | 148.6523 | 148.6523 | 148.6523 | 148.6523 | 148.6523 | 148.6523 | 148.6523 | 148.6523 | 148.6523 | 148.6523 | 148.6523 | 148.6523 | 148.6523 | 148.6523 | 148.6523 | 148.6523 | 148.6523 | 148.6523 | 148.6523 | 148.6523 | 148.6523 | 148.6523 | 148.6523 | 148.6523 | 148.6523 | 148.6523 | 148.6523 | 148.6523 | 148.6523 | 148.6523 | 148.6523 | 148.6523 | 148.6523 | 148.6523 | 148.6523 | 148.6523 | 148.6523 | 148.6523 | 148.6523 | 148.6523 | 148.6523 | 148.6523 | 148.6523 | 148.6523 | 148.6523 | 148.6523 | 148.6523 | 148.6523 | 148.6523 | 148.6523 | 148.6523 | 148.6523 | 148.6523 | 148.6523 | 148.6523 | 148.6523 | 148.6523 | 148.6523 | 148.6523 | 148.6523 | 148.6523 | 148.6523 | 148.6523 | 148.6523 | 148.6523 | 148.6523 | 148.6523 | 148.6523 | 148.6523 | 148.6523 | 148.6523 | 148.6523 | 148.6523 | 148.6523 | 148.6523 | 148.6523 | 148.6523 | 148.6523 | 148.6523 | 148.6523 | 148.6523 | 148.6523 | 148.6523 | 148.6523 | 148.6523 | 148.6523 | 148.6523 | 148.6523 | 148.6523 | 148.6523 | 148.6523 | 148.6523 | 148.6523 | 148.6523 | 148.6523 | 148.6523 | 148.6523 | 148.6523 | 148.6523 | 148.6523 | 148.6523 | 148.6523 | 148.6523 | 148.6523 | 148.6523 | 148.6523 | 148.6523 | 148.6523 | 148.6523 | 148.6523 | 148.6523 | 148.6523 | 148.6523 | 148.6523 | 148.6523 | 148.6523 | 148.6523 | 148.6523 | 148.6523 | 148.6523 | 148.6523 | 148.6523 | 148.6523 | 148.6523 | 148.6523 | 148.6523 | 148.6523 | 148.6523 | 148.6523 | 148.6523 | 148.6523 | 148.6523 | 148.6523 | 148.6523 | 148.6523 | 148.6523 | 148.6523 | 148.6523 | 148.6523 | 148.6523 | 148.6523 | 148.6523 | 148.6523 | 148.6523 | 148.6523 | 148.6523 | 148.6523 | 148.6523 | 148.6523 | 148.6523 | 148.6523 | 148.6523 | 148.6523 | 148.6523 | 148.6523 | 148.6523 | 148.6523 | 148.6523 | 148.6523 | 148.6523 | 148.6523 | 148.6523 | 148.6523 | 148.6523 | 148.6523 | 148.6523 | 148.6523 | 148.6523 | 148.6523 | 148.6523 | 148.6523 | 148.6523 | 148.6523 | 148.6523 | 148.6523 | 148.6523 | 148.6523 | 148.6523 | 148.6523 | 148.6523 | 148.6523 | 148.6523 | 148.6523 | 148.6523 | 148.6523 | 148.6523 | 148.6523 | 148.6523 | 148.6523 | 148.6523 | 148.6523 | 148.6523 | 148.6523 | 148.6523 | 148.6523 | 148.6523 | 148.6523 | 148.6523 | 148.6523 | 148.6523 | 148.6523 | 148.6523 | 148.6523 | 148.6523 | 148.6523 | 148.6523 | 148.6523 | 148.6523 | 148.6523 | 148.6523 | 148.6523 | 148.6523 | 148.6523 | 148.6523 | 148.6523 | 148.6523 | 148.6523 | 148.6523 | 148.6523 | 148.6523 | 148.6523 | 148.6523 | 148.6523 | 148.6523 | 148.6523 | 148.6523 | 148.6523 | 148.6523 | 148.6523 | 148.6523 | 148.6523 | 148.6523 | 148.6523 | 148.6523 | 148.6523 | 148.6523 | 148.6523 | 148.6523 | 148.6523 | 148.6523 | 148.6523 | 148.6523 | 148.6523 | 148.6523 | 148.6523 | 148.6523 | 148.6523 | 148.6523 | 148.6523 | 148.6523 | 148.6523 | 148.6523 | 148.6523 | 148.6523 | 148.6523 | 148.6523 | 148.6523 | 148.6523 | 148.6523 | 148.6523 | 148.6523 | 148.6523 | 148.6523 | 148.6523 | 148.6523 | 148.6523 | 148.6523 | 148.6523 | 148.6523 | 148.6523 | 148.6523 | 148.6523 | 148.6523 | 148.6523 | 148.6523 | 148.6523 | 148.6523 | 148.6523 | 148.6523 | 148.6523 | 148.6523 | 148.6523 | 148.6523 | 148.6523 | 148.6523 | 148.6523 | 148.6523 | 148.6523 | 148.6523 | 148.6523 | 148.6523 | 148.6523 | 148.6523 | 148.6523 | 148.6523 | 148.6523 | 148.6523 | 148.6523 | 148.6523 | 148.6523 | 148.6523 | 148.6523 | 148.6523 | 148.6523 | 148.6523 | 148.6523 | 148.6523 | 148.6523 | 148.6523 | 148.6523 | 148.6523 | 148.6523 | 148.6523 | 148.6523 | 148.6523 | 148.6523 | 148.6523 | 148.6523 | 148.6523 | 148.6523 | 148.6523 | 148.6523 | 148.6523 | 148.6523 | 148.6523 | 148.6523 | 148.6523 | 148.6523 | 148.6523 | 148.6523 | 148.6523 | 148.6523 | 148.6523 | 148.6523 | 148.6523 | 148.6523 | 148.6523 | 148.6523 | 148.6523 | 148.6523 | 148.6523 | 148.6523 | 148.6523 | 148.6523 | 148.6523 | 148.6523 | 148.6523 | 148.6523 | 148.6523 | 148.6523 | 148.6523 | 148.6523 | 148.6523 | 148.6523 | 148.6523 | 148.6523 | 148.6523 | 148.6523 | 148.6523 | 148.6523 | 148.6523 | 148.6523 | 148.6523 | 148.6523 | 148.6523 | 148.6523 | 148.6523 | 148.6523 | 148.6523 | 148.6523 | 148.6523 | 148.6523 | 148.6523 | 148.6523 | 148.6523 | 148.6523 | 148.6523 | 148.6523 | 148.6523 | 148.6523 | 148.6523 | 148.6523 | 148.6523 | 148.6523 | 148.6523 | 148.6523 | 148.6523 | 148.6523 | 148.6523 | 148.6523 | 148.6523 | 148.6523 | 148.6523 | 148.6523 | 148.6523 | 148.6523 | 148.6523 | 148.6523 | 148.6523 | 148.6523 | 148.6523 | 148.6523 | 148.6523 | 148.6523 | 148.6523 | 148.6523 | 148.6523 | 148.6523 | 148.6523 | 148.6523 | 148.6523 | 148.6523 | 148.6523 | 148.6523 | 148.6523 | 148.6523 | 148.6523 | 148.6523 | 148.6523 | 148.6523 | 148.6523 | 148.6523 | 148.6523 | 148.6523 | 148.6523 | 148.6523 | 148.6523 | 148.6523 | 148.6523 | 148.6523 | 148.6523 | 148.6523 | 148.6523 | 148.6523 | 148.6523 | 148.6523 | 148.6523 | 148.6523 | 148.6523 | 148.6523 | 148.6523 | 148.6523 | 148.6523 | 148.6523 | 148.6523 | 148.6523 | 148.6523 | 148.6523 | 148.6523 | 148.6523 | 148.6523 | 148.6523 | 148.6523 | 148.6523 | 148.6523 | 148.6523 | 148.6523 | 148.6523 | 148.6523 | 148.6523 | 148.6523 | 148.6523 | 148.6523 | 148.6523 | 148.6523 | 148.6523 | 148.6523 | 148.6523 | 148.6523 | 148.6523 | 148.6523 | 148.6523 | 148.6523 | 148.6523 | 148.6523 | 148.6523 | 148.6523 | 148.6523 | 148.6523 | 148.6523 | 148.6523 | 148.6523 | 148.6523 | 148.6523 | 148.6523 | 148.6523 | 148.6523 | 148.6523 | 148.6523 | 148.6523 | 148.6523 | 148.6523 | 148.6523 | 148.6523 | 148.6523 | 148.6523 | 148.6523 | 148.6523 | 148.6523 | 148.6523 | 148.6523 | 148.6523 | 148.6523 | 148.6523 | 148.6523 | 148.6523 | 148.6523 | 148.6523 | 148.6523 | 148.6523 | 148.6523 | 148.6523 | 148.6523 | 148.6523 | 148.6523 | 148.6523 | 148.6523 | 148.6523 | 148.6523 | 148.6523 | 148.6523 | 148.6523 | 148.6523 | 148.6523 | 148.6523 | 148.6523 | 148.6523 | 148.6523 | 148.6523 | 148.6523 | 148.6523 | 148.6523 | 148.6523 | 148.6523 | 148.6523 | 148.6523 | 148.6523 | 148.6523 | 148.6523 | 148.6523 | 148.6523 | 148.6523 | 148.6523 | 148.6523 | 148.6523 | 148.6523 | 148.6523 | 148.6523 | 148.6523 | 148.6523 | 148.6523 | 148.6523 | 148.6523 | 148.6523 | 148.6523 | 148.6523 | 148.6523 | 148.6523 | 148.6523 | 148.6523 | 148.6523 | 148.6523 | 148.6523 | 148.6523 | 148.6523 | 148.6523 | 148.6523 | 148.6523 | 148.6523 | 148.6523 | 148.6523 | 148.6523 | 148.6523 | 148.6523 | 148.6523 | 148.6523 | 148.6523 | 148.6523 | 148.6523 | 148.6523 | 148.6523 | 148.6523 | 148.6523 | 148.6523 | 148.6523 | 148.6523 | 148.6523 | 148.6523 | 148.6523 | 148.6523 | 148.6523 | 148.6523 | 148.6523 | 148.6523 | 148.6523 | 148.6523 | 148.6523 | 148.6523 | 148.6523 | 148.6523 | 148.6523 | 148.6523 | 148.6523 | 148.6523 | 148.6523 | 148.6523 | 148.6523 | 148.6523 | 148.6523 | 148.6523 | 148.6523 | 148.6523 | 148.6523 | 148.6523 | 148.6523 | 148.6523 | 148.6523 | 148.6523 | 148.6523 | 148.6523 | 148.6523 | 148.6523 | 148.6523 | 148.6523 | 148.6523 | 148.6523 | 148.6523 | 148.6523 | 148.6523 | 148.6523 | 148.6523 | 148.6523 | 148.6523 | 148.6523 | 148.6523 | 148.6523 | 148.6523 | 148.6523 | 148.6523 | 148.6523 | 148.6523 | 148.6523 | 148.6523 | 148.6523 | 148.6523 | 148.6523 | 148.6523 | 148.6523 | 148.6523 | 148.6523 | 148.6523 | 148.6523 | 148.6523 | 148.6523 | 148.6523 | 148.6523 | 148.6523 | 148.6523 | 148.6523 | 148.6523 | 148.6523 | 148.6523 | 148.6523 | 148.6523 | 148.6523 | 148.6523 | 148.6523 | 148.6523 | 148.6523 | 148.6523 | 148.6523 | 148.6523 | 148.6523 | 148.6523 | 148.6523 | 148.6523 | 148.6523 | 148.6523 | 148.6523 | 148.6523 | 148.6523 | 148.6523 | 148.6523 | 148.6523 | 148.6523 | 148.6523 | 148.6523 | 148.6523 | 148.6523 | 148.6523 | 148.6523 | 148.6523 | 148.6523 | 148.6523 | 148.6523 | 148.6523 | 148.6523 | 148.6523 | 148.6523 | 148.6523 | 148.6523 | 148.6523 | 148.6523 | 148.6523 | 148.6523 | 148.6523 | 148.6523 | 148.6523 | 148.6523 | 148.6523 | 148.6523 | 148.6523 | 148.6523 | 148.6523 | 148.6523 | 148.6523 | 148.6523 | 148.6523 | 148.6523 | 148.6523 | 148.6523 | 148.6523 | 148.6523 | 148.6523 | 148.6523 | 148.6523 | 148.6523 | 148.6523 | 148.6523 | 148.6523 | 148.6523 | 148.6523 | 148.6523 | 148.6523 | 148.6523 | 148.6523 | 148.6523 | 148.6523 | 148.6523 | 148.6523 | 148.6523 | 148.6523 | 148.6523 | 148.6523 | 148.6523 | 148.6523 | 148.6523 | 148.6523 | 148.6523 | 148.6523 | 148.6523 | 148.6523 | 148.6523 | 148.6523 | 148.6523 | 148.6523 | 148.6523 | 148.6523 | 148.6523 | 148.6523 | 148.6523 | 148.6523 | 148.6523 | 148.6523 | 148.6523 | 148.6523 | 148.6523 | 148.6523 | 148.6523 | 148.6523 | 148.6523 | 148.6523 | 148.6523 | 148.6523 | 148.6523 | 148.6523 | 148.6523 | 148.6523 | 148.6523 | 148.6523 | 148.6523 | 148.6523 | 148.6523 | 148.6523 | 148.6523 | 148.6523 | 148.6523 | 148.6523 | 148.6523 | 148.6523 | 148.6523 | 148.6523 | 148.6523 | 148.6523 | 148.6523 | 148.6523 | 148.6523 | 148.6523 | 148.6523 | 148.6523 | 148.6523 | 148.6523 | 148.6523 | 148.6523 | 148.6523 | 148.6523 | 148.6523 | 148.6523 | 148.6523 | 148.6523 | 148.6523 | 148.6523 | 148.6523 | 148.6523 | 148.6523 | 148.6523 | 148.6523 | 148.6523 | 148.6523 | 148.6523 | 148.6523 | 148.6523 | 148.6523 | 148.6523 | 148.6523 | 148.6523 | 148.6523 | 148.6523 | 148.6523 | 148.6523 | 148.6523 | 148.6523 | 148.6523 | 148.6523 | 148.6523 | 148.6523 | 148.6523 | 148.6523 | 148.6523 | 148.6523 | 148.6523 | 148.6523 | 148.6523 | 148.6523 | 148.6523 | 148.6523 | 148.6523 | 148.6523 | 148.6523 | 148.6523 | 148.6523 | 148.6523 | 148.6523 | 148.6523 | 148.6523 | 148.6523 | 148.6523 | 148.6523 | 148.6523 | 148.6523 | 148.6523 | 148.6523 | 148.6523 | 148.6523 | 148.6523 | 148.6523 | 148.6523 | 148.6523 | 148.6523 | 148.6523 | 148.6523 | 148.6523 | 148.6523 | 148.6523 | 148.6523 | 148.6523 | 148.6523 | 148.6523 | 148.6523 | 148.6523 | 148.6523 | 148.6523 | 148.6523 | 148.6523 | 148.6523 | 148.6523 | 148.6523 | 148.6523 | 148.6523 | 148.6523 | 148.6523 | 148.6523 | 148.6523 | 148.6523 | 148.6523 | 148.6523 | 148.6523 | 148.6523 | 148.6523 | 148.6523 | 148.6523 | 148.6523 | 148.6523 | 148.6523 | 148.6523 | 148.6523 | 148.6523 | 148.6523 | 148.6523 | 148.6523 | 148.6523 | 148.6523 | 148.6523 | 148.6523 | 148.6523 | 148.6523 | 148.6523 | 148.6523 | 148.6523 | 148.6523 | 148.6523 | 148.6523 | 148.6523 | 148.6523 | 148.6523 | 148.6523 | 148.6523 | 148.6523 | 148.6523 | 148.6523 | 148.6523 | 148.6523 | 148.6523 | 148.6523 | 148.6523 | 148.6523 | 148.6523 | 148.6523 | 148.6523 | 148.6523 | 148.6523 | 148.6523 | 148.6523 | 148.6523 | 148.6523 | 148.6523 | 148.6523 | 148.6523 | 148.6523 | 148.6523 | 148.6523 | 148.6523 | 148.6523 | 148.6523 | 148.6523 | 148.6523 | 148.6523 | 148.6523 | 148.6523 | 148.6523 | 148.6523 | 148.6523 | 148.6523 | 148.6523 | 148.6523 | 148.6523 | 148.6523 | 148.6523 | 148.6523 | 148.6523 | 148.6523 | 148.6523 | 148.6523 | 148.6523 | 148.6523 | 148.6523 | 148.6523 | 148.6523 | 148.6523 | 148.6523 | 148.6523 | 148.6523 | 148.6523 | 148.6523 | 148.6523 | 148.6523 | 148.6523 | 148.6523 | 148.6523 | 148.6523 | 148.6523 | 148.6523 | 148.6523 | 148.6523 | 148.6523 | 148.6523 | 148.6523 | 148.6523 | 148.6523 | 148.6523 | 148.6523 | 148.6523 | 148.6523 | 148.6523 | 148.6523 | 148.6523 | 148.6523 | 148.6523 | 148.6523 | 148.6523 | 148.6523 | 148.6523 | 148.6523 | 148.6523 | 148.6523 | 148.6523 | 148.6523 | 148.6523 | 148.6523 | 148.6523 | 148.6523 | 148.6523 | 148.6523 | 148.6523 | 148.6523 | 148.6523 | 148.6523 | 148.6523 | 148.6523 | 148.6523 | 148.6523 | 148.6523 | 148.6523 | 148.6523 | 148.6523 | 148.6523 | 148.6523 | 148.6523 | 148.6523 | 148.6523 | 148.6523 | 148.6523 | 148.6523 | 148.6523 | 148.6523 | 148.6523 | 148.6523 | 148.6523 | 148.6523 | 148.6523 | 148.6523 | 148.6523 | 148.6523 | 148.6523 | 148.6523 | 148.6523 | 148.6523 | 148.6523 | 148.6523 | 148.6523 | 148.6523 | 148.6523 | 148.6523 | 148.6523 | 148.6523 | 148.6523 | 148.6523 | 148.6523 | 148.6523 | 148.6523 | 148.6523 | 148.6523 | 148.6523 | 148.6523 | 148.6523 | 148.6523 | 148.6523 | 148.6523 | 148.6523 | 148.6523 | 148.6523 | 148.6523 | 148.6523 | 148.6523 | 148.6523 | 148.6523 | 148.6523 | 148.6523 | 148.6523 | 148.6523 | 148.6523 | 148.6523 | 148.6523 | 148.6523 | 148.6523 | 148.6523 | 148.6523 | 148.6523 | 148.6523 | 148.6523 | 148.6523 | 148.6523 | 148.6523 | 148.6523 | 148.6523 | 148.6523 | 148.6523 | 148.6523 | 148.6523 | 148.6523 | 148.6523 | 148.6523 | 148.6523 | 148.6523 | 148.6523 | 148.6523 | 148.6523 | 148.6523 | 148.6523 | 148.6523 | 148.6523 | 148.6523 | 148.6523 | 148.6523 | 148.6523 | 148.6523 | 148.6523 | 148.6523 | 148.6523 | 148.6523 | 148.6523 | 148.6523 | 148.6523 | 148.6523 | 148.6523 | 148.6523 | 148.6523 | 148.6523 | 148.6523 | 148.6523 | 148.6523 | 148.6523 | 148.6523 | 148.6523 | 148.6523 | 148.6523 | 148.6523 | 148.6523 | 148.6523 | 148.6523 | 148.6523 | 148.6523 | 148.6523 | 148.6523 | 148.6523 | 148.6523 | 148.6523 | 148.6523 | 148.6523 | 148.6523 | 148.6523 | 148.6523 | 148.6523 | 148.6523 | 148.6523 | 148.6523 | 148.6523 | 148.6523 | 148.6523 | 148.6523 | 148.6523 | 148.6523 | 148.6523 | 148.6523 | 148.6523 | 148.6523 | 148.6523 | 148.6523 | 148.6523 | 148.6523 | 148.6523 | 148.6523 | 148.6523 | 148.6523 | 148.6523 | 148.6523 | 148.6523 | 148.6523 | 148.6523 | 148.6523 | 148.6523 | 148.6523 | 148.6523 | 148.6523 | 148.6523 | 148.6523 | 148.6523 | 148.6523 | 148.6523 | 148.6523 | 148.6523 | 148.6523 | 148.6523 | 148.6523 | 148.6523 | 148.6523 | 148.6523 | 148.6523 | 148.6523 | 148.6523 | 148.6523 | 148.6523 | 148.6523 | 148.6523 | 148.6523 | 148.6523 | 148.6523 | 148.6523 | 148.6523 | 148.6523 | 148.6523 | 148.6523 | 148.6523 | 148.6523 | 148.6523 | 148.6523 | 148.6523 | 148.6523 | 148.6523 | 148.6523 | 148.6523 | 148.6523 | 148.6523 | 148.6523 | 148.6523 | 148.6523 | 148.6523 | 148.6523 | 148.6523 | 148.6523 | 148.6523 | 148.6523 | 148.6523 | 148.6523 | 148.6523 | 148.6523 | 148.6523 | 148.6523 | 148.6523 | 148.6523 | 148.6523 | 148.6523 | 148.6523 | 148.6523 | 148.6523 | 148.6523 | 148.6523 | 148.6523 | 148.6523 | 148.6523 | 148.6523 | 148.6523 | 148.6523 | 148.6523 | 148.6523 | 148.6523 | 148.6523 | 148.6523 | 148.6523 | 148.6523 | 148.6523 | 148.6523 | 148.6523 | 148.6523 | 148.6523 | 148.6523 | 148.6523 | 148.6523 | 148.6523 | 148.6523 | 148.6523 | 148.6523 | 148.6523 | 148.6523 | 148.6523 | 148.6523 | 148.6523 | 148.6523 | 148.6523 | 148.6523 | 148.6523 | 148.6523 | 148.6523 | 148.6523 | 148.6523 | 148.6523 | 148.6523 | 148.6523 | 148.6523 | 148.6523 | 148.6523 | 148.6523 | 148.6523 | 148.6523 | 148.6523 | 148.6523 | 148.6523 | 148.6523 | 148.6523 | 148.6523 | 148.6523 | 148.6523 | 148.6523 | 148.6523 | 148.6523 | 148.6523 | 148.6523 | 148.6523 | 148.6523 | 148.6523 | 148.6523 | 148.6523 | 148.6523 | 148.6523 | 148.6523 | 148.6523 | 148.6523 | 148.6523 | 148.6523 | 148.6523 | 148.6523 | 148.6523 | 148.6523 | 148.6523 | 148.6523 | 148.6523 | 148.6523 | 148.6523 | 148.6523 | 148.6523 | 148.6523 | 148.6523 | 148.6523 | 148.6523 | 148.6523 | 148.6523 | 148.6523 | 148.6523 | 148.6523 | 148.6523 | 148.6523 | 148.6523 | 148.6523 | 148.6523 | 148.6523 | 148.6523 | 148.6523 | 148.6523 | 148.6523 | 148.6523 | 148.6523 | 148.6523 | 148.6523 | 148.6523 | 148.6523 | 148.6523 | 148.6523 | 148.6523 | 148.6523 | 148.6523 | 148.6523 | 148.6523 | 148.6523 | 148.6523 | 148.6523 | 148.6523 | 148.6523 | 148.6523 | 148.6523 | 148.6523 | 148.6523 | 148.6523 | 148.6523 | 148.6523 | 148.6523 | 148.6523 | 148.6523 | 148.6523 | 148.6523 | 148.6523 | 148.6523 | 148.6523 | 148.6523 | 148.6523 | 148.6523 | 148.6523 | 148.6523 | 148.6523 | 148.6523 | 148.6523 | 148.6523 | 148.6523 | 148.6523 | 148.6523 | 148.6523 | 148.6523 | 148.6523 | 148.6523 | 148.6523 | 148.6523 | 148.6523 | 148.6523 | 148.6523 | 148.6523 | 148.6523 | 148.6523 | 148.6523 | 148.6523 | 148.6523 | 148.6523 | 148.6523 | 148.6523 | 148.6523 | 148.6523 | 148.6523 | 148.6523 | 148.6523 | 148.6523 | 148.6523 | 148.6523 | 148.6523 | 148.6523 | 148.6523 | 148.6523 | 148.6523 | 148.6523 | 148.6523 | 148.6523 | 148.6523 | 148.6523 | 148.6523 | 148.6523 | 148.6523 | 148.6523 | 148.6523 | 148.6523 | 148.6523 | 148.6523 | 148.6523 | 148.6523 | 148.6523 | 148.6523 | 148.6523 | 148.6523 | 148.6523 | 148.6523 | 148.6523 | 148.6523 | 148.6523 | 148.6523 | 148.6523 | 148.6523 | 148.6523 | 148.6523 | 148.6523 | 148.6523 | 148.6523 | 148.6523 | 148.6523 | 148.6523 | 148.6523 | 148.6523 | 148.6523 | 148.6523 | 148.6523 | 148.6523 | 148.6523 | 148.6523 | 148.6523 | 148.6523 | 148.6523 | 148.6523 | 148.6523 | 148.6523 | 148.6523 | 148.6523 | 148.6523 | 148.6523 | 148.6523 | 148.6523 | 148.6523 | 148.6523 | 148.6523 | 148.6523 | 148.6523 | 148.6523 | 148.6523 | 148.6523 | 148.6523 | 148.6523 | 148.6523 | 148.6523 | 148.6523 | 148.6523 | 148.6523 | 148.6523 | 148.6523 | 148.6523 | 148.6523 | 148.6523 | 148.6523 | 148.6523 | 148.6523 | 148.6523 | 148.6523 | 148.6523 | 148.6523 | 148.6523 | 148.6523 | 148.6523 | 148.6523 | 148.6523 | 148.6523 | 148.6523 | 148.6523 | 148.6523 | 148.6523 | 148.6523 | 148.6523 | 148.6523 | 148.6523 | 148.6523 | 148.6523 | 148.6523 | 148.6523 | 148.6523 | 148.6523 | 148.6523 | 148.6523 | 148.6523 | 148.6523 | 148.6523 | 148.6523 | 148.6523 | 148.6523 | 148.6523 | 148.6523 | 148.6523 | 148.6523 | 148.6523 | 148.6523 | 148.6523 | 148.6523 | 148.6523 | 148.6523 | 148.6523 | 148.6523 | 148.6523 | 148.6523 | 148.6523 | 148.6523 | 148.6523 | 148.6523 | 148.6523 | 148.6523 | 148.6523 | 148.6523 | 148.6523 | 148.6523 | 148.6523 | 148.6523 | 148.6523 | 148.6523 | 148.6523 | 148.6523 | 148.6523 | 148.6523 | 148.6523 | 148.6523 | 148.6523 | 148.6523 | 148.6523 | 148.6523 | 148.6523 | 148.6523 | 148.6523 | 148.6523 | 148.6523 | 148.6523 | 148.6523 | 148.6523 | 148.6523 | 148.6523 | 148.6523 | 148.6523 | 148.6523 | 148.6523 | 148.6523 | 148.6523 | 148.6523 | 148.6523 | 148.6523 | 148.6523 | 148.6523 | 148.6523 | 148.6523 | 148.6523 | 148.6523 | 148.6523 | 148.6523 | 148.6523 | 148.6523 | 148.6523 | 148.6523 | 148.6523 | 148.6523 | 148.6523 | 148.6523 | 148.6523 | 148.6523 | 148.6523 | 148.6523 | 148.6523 | 148.6523 | 148.6523 | 148.6523 | 148.6523 | 148.6523 | 148.6523 | 148.6523 | 148.6523 | 148.6523 | 148.6523 | 148.6523 | 148.6523 | 148.6523 | 148.6523 | 148.6523 | 148.6523 | 148.6523 | 148.6523 | 148.6523 | 148.6523 | 148.6523 | 148.6523 | 148.6523 | 148.6523 | 148.6523 | 148.6523 | 148.6523 | 148.6523 | 148.6523 | 148.6523 | 148.6523 | 148.6523 | 148.6523 | 148.6523 | 148.6523 | 148.6523 | 148.6523 | 148.6523 | 148.6523 | 148.6523 | 148.6523 | 148.6523 | 148.6523 | 148.6523 | 148.6523 | 148.6523 | 148.6523 | 148.6523 | 148.6523 | 148.6523 | 148.6523 | 148.6523 | 148.6523 | 148.6523 | 148.6523 | 148.6523 | 148.6523 | 148.6523 | 148.6523 | 148.6523 | 148.6523 | 148.6523 | 148.6523 | 148.6523 | 148.6523 | 148.6523 | 148.6523 | 148.6523 | 148.6523 | 148.6523 | 148.6523 | 148.6523 | 148.6523 | 148.6523 | 148.6523 | 148.6523 | 148.6523 | 148.6523 | 148.6523 | 148.6523 | 148.6523 | 148.6523 | 148.6523 | 148.6523 | 148.6523 | 148.6523 | 148.6523 | 148.6523 | 148.6523 | 148.6523 | 148.6523 | 148.6523 | 148.6523 | 148.6523 | 148.6523 | 148.6523 | 148.6523 | 148.6523 | 148.6523 | 148.6523 | 148.6523 | 148.6523 | 148.6523 | 148.6523 | 148.6523 | 148.6523 | 148.6523 | 148.6523 | 148.6523 | 148.6523 | 148.6523 | 148.6523 | 148.6523 | 148.6523 | 148.6523 | 148.6523 | 148.6523 | 148.6523 | 148.6523 | 148.6523 | 148.6523 | 148.6523 | 148.6523 | 148.6523 | 148.6523 | 148.6523 | 148.6523 | 148.6523 | 148.6523 | 148.6523 | 148.6523 | 148.6523 | 148.6523 | 148.6523 | 148.6523 | 148.6523 | 148.6523 | 148.6523 | 148.6523 | 148.6523 | 148.6523 | 148.6523 | 148.6523 | 148.6523 | 148.6523 | 148.6523 | 148.6523 | 148.6523 | 148.6523 | 148.6523 | 148.6523 | 148.6523 | 148.6523 | 148.6523 | 148.6523 | 148.6523 | 148.6523 | 148.6523 | 148.6523 | 148.6523 | 148.6523 | 148.6523 | 148.6523 | 148.6523 | 148.6523 | 148.6523 | 148.6523 | 148.6523 | 148.6523 | 148.6523 | 148.6523 | 148.6523 | 148.6523 | 148.6523 | 148.6523 | 148.6523 | 148.6523 | 148.6523 | 148.6523 | 148.6523 | 148.6523 | 148.6523 | 148.6523 | 148.6523 | 148.6523 | 148.6523 | 148.6523 | 148.6523 | 148.6523 | 148.6523 | 148.6523 | 148.6523 | 148.6523 | 148.6523 | 148.6523 | 148.6523 | 148.6523 | 148.6523 | 148.6523 | 148.6523 | 148.6523 | 148.6523 | 148.6523 | 148.6523 | 148.6523 | 148.6523 | 148.6523 | 148.6523 | 148.6523 | 148.6523 | 148.6523 | 148.6523 | 148.6523 | 148.6523 | 148.6523 | 148.6523 | 148.6523 | 148.6523 | 148.6523 | 148.6523 | 148.6523 | 148.6523 | 148.6523 | 148.6523 | 148.6523 | 148.6523 | 148.6523 | 148.6523 | 148.6523 | 148.6523 | 148.6523 | 148.6523 | 148.6523 | 148.6523 | 148.6523 | 148.6523 | 148.6523 | 148.6523 | 148.6523 | 148.6523 | 148.6523 | 148.6523 | 148.6523 | 148.6523 | 148.6523 | 148.6523 | 148.6523 | 148.6523 | 148.6523 | 148.6523 | 148.6523 | 148.6523 | 148.6523 | 148.6523 | 148.6523 | 148.6523 | 148.6523 | 148.6523 | 148.6523 | 148.6523 | 148.6523 | 148.6523 | 148.6523 | 148.6523 | 148.6523 | 148.6523 | 148.6523 | 148.6523 | 148.6523 | 148.6523 | 148.6523 | 148.6523 | 148.6523 | 148.6523 | 148.6523 | 148.6523 | 148.6523 | 148.6523 | 148.6523 | 148.6523 | 148.6523 | 148.6523 | 148.6523 | 148.6523 | 148.6523 | 148.6523 | 148.6523 | 148.6523 | 148.6523 | 148.6523 | 148.6523 | 148.6523 | 148.6523 | 148.6523 | 148.6523 | 148.6523 | 148.6523 | 148.6523 | 148.6523 | 148.6523 | 148.6523 | 148.6523 | 148.6523 | 148.6523 | 148.6523 | 148.6523 | 148.6523 | 148.6523 | 148.6523 | 148.6523 | 148.6523 | 148.6523 | 148.6523 | 148.6523 | 148.6523 | 148.6523 | 148.6523 | 148.6523 | 148.6523 | 148.6523 | 148.6523 | 148.6523 | 148.6523 | 148.6523 | 148.6523 | 148.6523 | 148.6523 | 148.6523 | 148.6523 | 148.6523 | 148.6523 | 148.6523 | 148.6523 | 148.6523 | 148.6523 | 148.6523 | 148.6523 | 148.6523 | 148.6523 | 148.6523 | 148.6523 | 148.6523 | 148.6523 | 148.6523 | 148.6523 | 148.6523 | 148.6523 | 148.6523 | 148.6523 | 148.6523 | 148.6523 | 148.6523 | 148.6523 | 148.6523 | 148.6523 | 148.6523 | 148.6523 | 148.6523 | 148.6523 | 148.6523 | 148.6523 | 148.6523 | 148.6523 | 148.6523 | 148.6523 | 148.6523 | 148.6523 | 148.6523 | 148.6523 | 148.6523 | 148.6523 | 148.6523 | 148.6523 | 148.6523 | 148.6523 | 148.6523 | 148.6523 | 148.6523 | 148.6523 | 148.6523 | 148.6523 | 148.6523 | 148.6523 | 148.6523 | 148.6523 | 148.6523 | 148.6523 | 148.6523 | 148.6523 | 148.6523 | 148.6523 | 148.6523 | 148.6523 | 148.6523 | 148.6523 | 148.6523 | 148.6523 | 148.6523 | 148.6523 | 148.6523 | 148.6523 | 148.6523 | 148.6523 | 148.6523 | 148.6523 | 148.6523 | 148.6523 | 148.6523 | 148.6523 | 148.6523 | 148.6523 | 148.6523 | 148.6523 | 148.6523 | 148.6523 | 148.6523 | 148.6523 | 148.6523 | 148.6523 | 148.6523 | 148.6523 | 148.6523 | 148.6523 | 148.6523 | 148.6523 | 148.6523 | 148.6523 | 148.6523 | 148.6523 | 148.6523 | 148.6523 | 148.6523 | 148.6523 | 148.6523 | 148.6523 | 148.6523 | 148.6523 | 148.6523 | 148.6523 | 148.6523 | 148.6523 | 148.6523 | 148.6523 | 148.6523 | 148.6523 | 148.6523 | 148.6523 | 148.6523 | 148.6523 | 148.6523 | 148.6523 | 148.6523 | 148.6523 | 148.6523 | 148.6523 | 148.6523 | 148.6523 | 148.6523 | 148.6523 | 148.6523 | 148.6523 | 148.6523 | 148.6523 | 148.6523 | 148.6523 | 148.6523 | 148.6523 | 148.6523 | 148.6523 | 148.6523 | 148.6523 | 148.6523 | 148.6523 | 148.6523 | 148.6523 | 148.6523 | 148.6523 | 148.6523 | 148.6523 | 148.6523 | 148.6523 | 148.6523 | 148.6523 | 148.6523 | 148.6523 | 148.6523 | 148.6523 | 148.6523 | 148.6523 | 148.6523 | 148.6523 | 148.6523 | 148.6523 | 148.6523 | 148.6523 | 148.6523 | 148.6523 | 148.6523 | 148.6523 | 148.6523 | 148.6523 | 148.6523 | 148.6523 | 148.6523 | 148.6523 | 148.6523 | 148.6523 | 148.6523 | 148.6523 | 148.6523 | 148.6523 | 148.6523 | 148.6523 | 148.6523 | 148.6523 | 148.6523 | 148.6523 | 148.6523 | 148.6523 | 148.6523 | 148.6523 | 148.6523 | 148.6523 | 148.6523 | 148.6523 | 148.6523 | 148.6523 | 148.6523 | 148.6523 | 148.6523 | 148.6523 | 148.6523 | 148.6523 | 148.6523 | 148.6523 | 148.6523 | 148.6523 | 148.6523 | 148.6523 | 148.6523 | 148.6523 | 148.6523 | 148.6523 | 148.6523 | 148.6523 | 148.6523 | 148.6523 | 148.6523 | 148.6523 | 148.6523 | 148.6523 | 148.6523 | 148.6523 | 148.6523 | 148.6523 | 148.6523 | 148.6523 | 148.6523 | 148.6523 | 148.6523 | 148.6523 | 148.6523 | 148.6523 | 148.6523 | 148.6523 | 148.6523 | 148.6523 | 148.6523 | 148.6523 | 148.6523 | 148.6523 | 148.6523 | 148.6523 | 148.6523 | 148.6523 | 148.6523 | 148.6523 | 148.6523 | 148.6523 | 148.6523 | 148.6523 | 148.6523 | 148.6523 | 148.6523 | 148.6523 | 148.6523 | 148.6523 | 148.6523 | 148.6523 | 148.6523 | 148.6523 | 148.6523 | 148.6523 | 148.6523 | 148.6523 | 148.6523 | 148.6523 | 148.6523 | 148.6523 | 148.6523 | 148.6523 | 148.6523 | 148.6523 | 148.6523 | 148.6523 | 148.6523 | 148.6523 | 148.6523 | 148.6523 | 148.6523 | 148.6523 | 148.6523 | 148.6523 | 148.6523 | 148.6523 | 148.6523 | 148.6523 | 148.6523 | 148.6523 | 148.6523 | 148.6523 | 148.6523 | 148.6523 | 148.6523 | 148.6523 | 148.6523 | 148.6523 | 148.6523 | 148.6523 | 148.6523 | 148.6523 | 148.6523 | 148.6523 | 148.6523 | 148.6523 | 148.6523 | 148.6523 | 148.6523 | 148.6523 | 148.6523 | 148.6523 | 148.6523 | 148.6523 | 148.6523 | 148.6523 | 148.6523 | 148.6523 | 148.6523 | 148.6523 | 148.6523 | 148.6523 | 148.6523 | 148.6523 | 148.6523 | 148.6523 | 148.6523 | 148.6523 | 148.6523 | 148.6523 | 148.6523 | 148.6523 | 148.6523 | 148.6523 | 148.6523 | 148.6523 | 148.6523 | 148.6523 | 148.6523 | 148.6523 | 148.6523 | 148.6523 | 148.6523 | 148.6523 | 148.6523 | 148.6523 | 148.6523 | 148.6523 | 148.6523 | 148.6523 | 148.6523 | 148.6523 | 148.6523 | 148.6523 | 148.6523 | 148.6523 | 148.6523 | 148.6523 | 148.6523 | 148.6523 | 148.6523 | 148.6523 | 148.6523 | 148.6523 | 148.6523 | 148.6523 | 148.6523 | 148.6523 | 148.6523 | 148.6523 | 148.6523 | 148.6523 | 148.6523 | 148.6523 | 148.6523 | 148.6523 | 148.6523 | 148.6523 | 148.6523 | 148.6523 | 148.6523 | 148.6523 | 148.6523 | 148.6523 | 148.6523 | 148.6523 | 148.6523 | 148.6523 | 148.6523 | 148.6523 | 148.6523 | 148.6523 | 148.6523 | 148.6523 | 148.6523 | 148.6523 | 148.6523 | 148.6523 | 148.6523 | 148.6523 | 148.6523 | 148.6523 | 148.6523 | 148.6523 | 148.6523 | 148.6523 | 148.6523 | 148.6523 | 148.6523 | 148.6523 | 148.6523 | 148.6523 | 148.6523 | 148.6523 | 148.6523 | 148.6523 | 148.6523 | 148.6523 | 148.6523 | 148.6523 | 148.6523 | 148.6523 | 148.6523 | 148.6523 | 148.6523 | 148.6523 | 148.6523 | 148.6523 | 148.6523 | 148.6523 | 148.6523 | 148.6523 | 148.6523 | 148.6523 | 148.6523 | 148.6523 | 148.6523 | 148.6523 | 148.6523 | 148.6523 | 148.6523 | 148.6523 | 148.6523 | 148.6523 | 148.6523 | 148.6523 | 148.6523 | 148.6523 | 148.6523 | 148.6523 | 148.6523 | 148.6523 | 148.6523 | 148.6523 | 148.6523 | 148.6523 | 148.6523 | 148.6523 | 148.6523 | 148.6523 | 148.6523 | 148.6523 | 148.6523 | 148.6523 | 148.6523 | 148.6523 | 148.6523 | 148.6523 | 148.6523 | 148.6523 | 148.6523 | 148.6523 | 148.6523 | 148.6523 | 148.6523 | 148.6523 | 148.6523 | 148.6523 | 148.6523 | 148.6523 | 148.6523 | 148.6523 | 148.6523 | 148.6523 | 148.6523 | 148.6523 | 148.6523 | 148.6523 | 148.6523 | 148.6523 | 148.6523 | 148.6523 | 148.6523 | 148.6523 | 148.6523 | 148.6523 | 148.6523 | 148.6523 | 148.6523 | 148.6523 | 148.6523 | 148.6523 | 148.6523 | 148.6523 | 148.6523 | 148.6523 | 148.6523 | 148.6523 | 148.6523 | 148.6523 | 148.6523 | 148.6523 | 148.6523 | 148.6523 | 148.6523 | 148.6523 | 148.6523 | 148.6523 | 148.6523 | 148.6523 | 148.6523 | 148.6523 | 148.6523 | 148.6523 | 148.6523 | 148.6523 | 148.6523 | 148.6523 | 148.6523 | 148.6523 | 148.6523 | 148.6523 | 148.6523 | 148.6523 | 148.6523 | 148.6523 | 148.6523 | 148.6523 | 148.6523 | 148.6523 | 148.6523 | 148.6523 | 148.6523 | 148.6523 | 148.6523 | 148.6523 | 148.6523 | 148.6523 | 148.6523 | 148.6523 | 148.6523 | 148.6523 | 148.6523 | 148.6523 | 148.6523 | 148.6523 | 148.6523 | 148.6523 | 148.6523 | 148.6523 | 148.6523 | 148.6523 | 148.6523 | 148.6523 | 148.6523 | 148.6523 | 148.6523 | 148.6523 | 148.6523 | 148.6523 | 148.6523 | 148.6523 | 148.6523 | 148.6523 | 148.6523 | 148.6523 | 148.6523 | 148.6523 | 148.6523 | 148.6523 | 148.6523 | 148.6523 | 148.6523 | 148.6523 | 148.6523 | 148.6523 | 148.6523 | 148.6523 | 148.6523 | 148.6523 | 148.6523 | 148.6523 | 148.6523 | 148.6523 | 148.6523 | 148.6523 | 148.6523 | 148.6523 | 148.6523 | 148.6523 | 148.6523 | 148.6523 | 148.6523 | 148.6523 | 148.6523 | 148.6523 | 148.6523 | 148.6523 | 148.6523 | 148.6523 | 148.6523 | 148.6523 | 148.6523 | 148.6523 | 148.6523 | 148.6523 | 148.6523 | 148.6523 | 148.6523 | 148.6523 | 148.6523 | 148.6523 | 148.6523 | 148.6523 | 148.6523 | 148.6523 | 148.6523 | 148.6523 | 148.6523 | 148.6523 | 148.6523 | 148.6523 | 148.6523 | 148.6523 | 148.6523 | 148.6523 | 148.6523 | 148.6523 | 148.6523 | 148.6523 | 148.6523 | 148.6523 | 148.6523 | 148.6523 | 148.6523 | 148.6523 | 148.6523 | 148.6523 | 148.6523 | 148.6523 | 148.6523 | 148.6523 | 148.6523 | 148.6523 | 148.6523 | 148.6523 | 148.6523 | 148.6523 | 148.6523 | 148.6523 | 148.6523 | 148.6523 | 148.6523 | 148.6523 | 148.6523 | 148.6523 | 148.6523 | 148.6523 | 148.6523 | 148.6523 | 148.6523 | 148.6523 | 148.6523 | 148.6523 | 148.6523 | 148.6523 | 148.6523 | 148.6523 | 148.6523 | 148.6523 | 148.6523 | 148.6523 | 148.6523 | 148.6523 | 148.6523 | 148.6523 | 148.6523 | 148.6523 | 148.6523 | 148.6523 | 148.6523 | 148.6523 | 148.6523 | 148.6523 | 148.6523 | 148.6523 | 148.6523 | 148.6523 | 148.6523 | 148.6523 | 148.6523 | 148.6523 | 148.6523 | 148.6523 | 148.6523 | 148.6523 | 148.6523 | 148.6523 | 148.6523 | 148.6523 | 148.6523 | 148.6523 | 148.6523 | 148.6523 | 148.6523 | 148.6523 | 148.6523 | 148.6523 | 148.6523 | 148.6523 | 148.6523 | 148.6523 | 148.6523 | 148.6523 | 148.6523 | 148.6523 | 148.6523 | 148.6523 | 148.6523 | 148.6523 | 148.6523 | 148.6523 | 148.6523 | 148.6523 | 148.6523 | 148.6523 | 148.6523 | 148.6523 | 148.6523 | 148.6523 | 148.6523 | 148.6523 | 148.6523 | 148.6523 | 148.6523 | 148.6523 | 148.6523 | 148.6523 | 148.6523 | 148.6523 | 148.6523 | 148.6523 | 148.6523 | 148.6523 | 148.6523 | 148.6523 | 148.6523 | 148.6523 | 148.6523 | 148.6523 | 148.6523 | 148.6523 | 148.6523 | 148.6523 | 148.6523 | 148.6523 | 148.6523 | 148.6523 | 148.6523 | 148.6523 | 148.6523 | 148.6523 | 148.6523 | 148.6523 | 148.6523 | 148.6523 | 148.6523 | 148.6523 | 148.6523 | 148.6523 | 148.6523 | 148.6523 | 148.6523 | 148.6523 | 148.6523 | 148.6523 | 148.6523 | 148.6523 | 148.6523 | 148.6523 | 148.6523 | 148.6523 | 148.6523 | 148.6523 | 148.6523 | 148.6523 | 148.6523 | 148.6523 | 148.6523 | 148.6523 | 148.6523 | 148.6523 | 148.6523 | 148.6523 | 148.6523 | 148.6523 | 148.6523 | 148.6523 | 148.6523 | 148.6523 | 148.6523 | 148.6523 | 148.6523 | 148.6523 | 148.6523 | 148.6523 | 148.6523 | 148.6523 | 148.6523 | 148.6523 | 148.6523 | 148.6523 | 148.6523 | 148.6523 | 148.6523 | 148.6523 | 148.6523 | 148.6523 | 148.6523 | 148.6523 | 148.6523 | 148.6523 | 148.6523 | 148.6523 | 148.6523 | 148.6523 | 148.6523 | 148.6523 | 148.6523 | 148.6523 | 148.6523 | 148.6523 | 148.6523 | 148.6523 | 148.6523 | 148.6523 | 148.6523 | 148.6523 | 148.6523 | 148.6523 | 148.6523 | 148.6523 | 148.6523 | 148.6523 | 148.6523 | 148.6523 | 148.6523 | 148.6523 | 148.6523 | 148.6523 | 148.6523 | 148.6523 | 148.6523 | 148.6523 | 148.6523 | 148.6523 | 148.6523 | 148.6523 | 148.6523 | 148.6523 | 148.6523 | 148.6523 | 148.6523 | 148.6523 | 148.6523 | 148.6523 | 148.6523 | 148.6523 | 148.6523 | 148.6523 | 148.6523 | 148.6523 | 148.6523 | 148.6523 | 148.6523 | 148.6523 | 148.6523 | 148.6523 | 148.6523 | 148.6523 | 148.6523 | 148.6523 | 148.6523 | 148.6523 | 148.6523 | 148.6523 | 148.6523 | 148.6523 | 148.6523 | 148.6523 | 148.6523 | 148.6523 | 148.6523 | 148.6523 | 148.6523 | 148.6523 | 148.6523 | 148.6523 | 148.6523 | 148.6523 | 148.6523 | 148.6523 | 148.6523 | 148.6523 | 148.6523 | 148.6523 | 148.6523 | 148.6523 | 148.6523 | 148.6523 | 148.6523 | 148.6523 | 148.6523 | 148.6523 | 148.6523 | 148.6523 | 148.6523 | 148.6523 | 148.6523 | 148.6523 | 148.6523 | 148.6523 | 148.6523 | 148.6523 | 148.6523 | 148.6523 | 148.6523 | 148.6523 | 148.6523 | 148.6523 | 148.6523 | 148.6523 | 148.6523 | 148.6523 | 148.6523 | 148.6523 | 148.6523 | 148.6523 | 148.6523 | 148.6523 | 148.6523 | 148.6523 | 148.6523 | 148.6523 | 148.6523 | 148.6523 | 148.6523 | 148.6523 | 148.6523 | 148.6523 | 148.6523 | 148.6523 | 148.6523 | 148.6523 | 148.6523 | 148.6523 | 148.6523 | 148.6523 | 148.6523 | 148.6523 | 148.6523 | 148.6523 | 148.6523 | 148.6523 | 148.6523 | 148.6523 | 148.6523 | 148.6523 | 148.6523 | 148.6523 | 148.6523 | 148.6523 | 148.6523 | 148.6523 | 148.6523 | 148.6523 | 148.6523 | 148.6523 | 148.6523 | 148.6523 | 148.6523 | 148.6523 | 148.6523 | 148.6523 | 148.6523 | 148.6523 | 148.6523 | 148.6523 | 148.6523 | 148.6523 | 148.6523 | 148.6523 | 148.6523 | 148.6523 | 148.6523 | 148.6523 | 148.6523 | 148.6523 | 148.6523 | 148.6523 | 148.6523 | 148.6523 | 148.6523 | 148.6523 | 148.6523 | 148.6523 | 148.6523 | 148.6523 | 148.6523 | 148.6523 | 148.6523 | 148.6523 | 148.6523 | 148.6523 | 148.6523 | 148.6523 | 148.6523 | 148.6523 | 148.6523 | 148.6523 | 148.6523 | 148.6523 | 148.6523 | 148.6523 | 148.6523 | 148.6523 | 148.6523 | 148.6523 | 148.6523 | 148.6523 | 148.6523 | 148.6523 | 148.6523 | 148.6523 | 148.6523 | 148.6523 | 148.6523 | 148.6523 | 148.6523 | 148.6523 | 148.6523 | 148.6523 | 148.6523 | 148.6523 | 148.6523 | 148.6523 | 148.6523 | 148.6523 | 148.6523 | 148.6523 | 148.6523 | 148.6523 | 148.6523 | 148.6523 | 148.6523 | 148.6523 | 148.6523 | 148.6523 | 148.6523 | 148.6523 | 148.6523 | 148.6523 | 148.6523 | 148.6523 | 148.6523 | 148.6523 | 148.6523 | 148.6523 | 148.6523 | 148.6523 | 148.6523 | 148.6523 | 148.6523 | 148.6523 | 148.6523 | 148.6523 | 148.6523 | 148.6523 | 148.6523 | 148.6523 | 148.6523 | 148.6523 | 148.6523 | 148.6523 | 148.6523 | 148.6523 | 148.6523 | 148.6523 | 148.6523 | 148.6523 | 148.6523 | 148.6523 | 148.6523 | 148.6523 | 148.6523 | 148.6523 | 148.6523 | 148.6523 | 148.6523 | 148.6523 | 148.6523 | 148.6523 | 148.6523 | 148.6523 | 148.6523 | 148.6523 | 148.6523 | 148.6523 | 148.6523 | 148.6523 | 148.6523 | 148.6523 | 148.6523 | 148.6523 | 148.6523 | 148.6523 | 148.6523 | 148.6523 | 148.6523 | 148.6523 | 148.6523 | 148.6523 | 148.6523 | 148.6523 | 148.6523 | 148.6523 | 148.6523 | 148.6523 | 148.6523 | 148.6523 | 148.6523 | 148.6523 | 148.6523 | 148.6523 | 148.6523 | 148.6523 | 148.6523 | 148.6523 | 148.6523 | 148.6523 | 148.6523 | 148.6523 | 148.6523 | 148.6523 | 148.6523 | 148.6523 | 148.6523 | 148.6523 | 148.6523 | 148.6523 | 148.6523 | 148.6523 | 148.6523 | 148.6523 | 148.6523 | 148.6523 | 148.6523 | 148.6523 | 148.6523 | 148.6523 | 148.6523 | 148.6523 | 148.6523 | 148.6523 | 148.6523 | 148.6523 | 148.6523 | 148.6523 | 148.6523 | 148.6523 | 148.6523 | 148.6523 | 148.6523 | 148.6523 | 148.6523 | 148.6523 | 148.6523 | 148.6523 | 148.6523 | 148.6523 | 148.6523 | 148.6523 | 148.6523 | 148.6523 | 148.6523 | 148.6523 | 148.6523 | 148.6523 | 148.6523 | 148.6523 | 148.6523 | 148.6523 | 148.6523 | 148.6523 | 148.6523 | 148.6523 | 148.6523 | 148.6523 | 148.6523 | 148.6523 | 148.6523 | 148.6523 | 148.6523 | 148.6523 | 148.6523 | 148.6523 | 148.6523 | 148.6523 | 148.6523 | 148.6523 | 148.6523 | 148.6523 | 148.6523 | 148.6523 | 148.6523 | 148.6523 | 148.6523 | 148.6523 | 148.6523 | 148.6523 | 148.6523 | 148.6523 | 148.6523 | 148.6523 | 148.6523 | 148.6523 | 148.6523 | 148.6523 | 148.6523 | 148.6523 | 148.6523 | 148.6523 | 148.6523 | 148.6523 | 148.6523 | 148.6523 | 148.6523 | 148.6523 | 148.6523 | 148.6523 | 148.6523 | 148.6523 | 148.6523 | 148.6523 | 148.6523 | 148.6523 | 148.6523 | 148.6523 | 148.6523 | 148.6523 | 148.6523 | 148.6523 | 148.6523 | 148.6523 | 148.6523 | 148.6523 | 148.6523 | 148.6523 | 148.6523 | 148.6523 | 148.6523 | 148.6523 | 148.6523 | 148.6523 | 148.6523 | 148.6523 | 148.6523 | 148.6523 | 148.6523 | 148.6523 | 148.6523 | 148.6523 | 148.6523 | 148.6523 | 148.6523 | 148.6523 | 148.6523 | 148.6523 | 148.6523 | 148.6523 | 148.6523 | 148.6523 | 148.6523 | 148.6523 | 148.6523 | 148.6523 | 148.6523 | 148.6523 | 148.6523 | 148.6523 | 148.6523 | 148.6523 | 148.6523 | 148.6523 | 148.6523 | 148.6523 | 148.6523 | 148.6523 | 148.6523 | 148.6523 | 148.6523 | 148.6523 | 148.6523 | 148.6523 | 148.6523 | 148.6523 | 148.6523 | 148.6523 | 148.6523 | 148.6523 | 148.6523 | 148.6523 | 148.6523 | 148.6523 | 148.6523 | 148.6523 | 148.6523 | 148.6523 | 148.6523 | 148.6523 | 148.6523 | 148.6523 | 148.6523 | 148.6523 | 148.6523 | 148.6523 | 148.6523 | 148.6523 | 148.6523 | 148.6523 | 148.6523 | 148.6523 | 148.6523 | 148.6523 | 148.6523 | 148.6523 | 148.6523 | 148.6523 | 148.6523 | 148.6523 | 148.6523 | 148.6523 | 148.6523 | 148.6523 | 148.6523 | 148.6523 | 148.6523 | 148.6523 | 148.6523 | 148.6523 | 148.6523 | 148.6523 | 148.6523 | 148.6523 | 148.6523 | 148.6523 | 148.6523 | 148.6523 | 148.6523 | 148.6523 | 148.6523 | 148.6523 | 148.6523 | 148.6523 | 148.6523 | 148.6523 | 148.6523 | 148.6523 | 148.6523 | 148.6523 | 148.6523 | 148.6523 | 148.6523 | 148.6523 | 148.6523 | 148.6523 | 148.6523 | 148.6523 | 148.6523 | 148.6523 | 148.6523 | 148.6523 | 148.6523 | 148.6523 | 148.6523 | 148.6523 | 148.6523 | 148.6523 | 148.6523 | 148.6523 | 148.6523 | 148.6523 | 148.6523 | 148.6523 | 148.6523 | 148.6523 | 148.6523 | 148.6523 | 148.6523 | 148.6523 | 148.6523 | 148.6523 | 148.6523 | 148.6523 | 148.6523 | 148.6523 | 148.6523 | 148.6523 | 148.6523 | 148.6523 | 148.6523 | 148.6523 | 148.6523 | 148.6523 | 148.6523 | 148.6523 | 148.6523 | 148.6523 | 148.6523 | 148.6523 | 148.6523 | 148.6523 | 148.6523 | 148.6523 | 148.6523 | 148.6523 | 148.6523 | 148.6523 | 148.6523 | 148.6523 | 148.6523 | 148.6523 | 148.6523 | 148.6523 | 148.6523 | 148.6523 | 148.6523 | 148.6523 | 148.6523 | 148.6523 | 148.6523 | 148.6523 | 148.6523 | 148.6523 | 148.6523 | 148.6523 | 148.6523 | 148.6523 | 148.6523 | 148.6523 | 148.6523 | 148.6523 | 148.6523 | 148.6523 | 148.6523 | 148.6523 | 148.6523 | 148.6523 | 148.6523 | 148.6523 | 148.6523 | 148.6523 | 148.6523 | 148.6523 | 148.6523 | 148.6523 | 148.6523 | 148.6523 | 148.6523 | 148.6523 | 148.6523 | 148.6523 | 148.6523 | 148.6523 | 148.6523 | 148.6523 | 148.6523 | 148.6523 | 148.6523 | 148.6523 | 148.6523 | 148.6523 | 148.6523 | 148.6523 | 148.6523 | 148.6523 | 148.6523 | 148.6523 | 148.6523 | 148.6523 | 148.6523 | 148.6523 | 148.6523 | 148.6523 | 148.6523 | 148.6523 | 148.6523 | 148.6523 | 148.6523 | 148.6523 | 148.6523 | 148.6523 | 148.6523 | 148.6523 | 148.6523 | 148.6523 | 148.6523 | 148.6523 | 148.6523 | 148.6523 | 148.6523 | 148.6523 | 148.6523 | 148.6523 | 148.6523 | 148.6523 | 148.6523 | 148.6523 | 148.6523 | 148.6523 | 148.6523 | 148.6523 | 148.6523 | 148.6523 | 148.6523 | 148.6523 | 148.6523 | 148.6523 | 148.6523 | 148.6523 | 148.6523 | 148.6523 | 148.6523 | 148.6523 | 148.6523 | 148.6523 | 148.6523 | 148.6523 | 148.6523 | 148.6523 | 148.6523 | 148.6523 | 148.6523 | 148.6523 | 148.6523 | 148.6523 | 148.6523 | 148.6523 | 148.6523 | 148.6523 | 148.6523 | 148.6523 | 148.6523 | 148.6523 | 148.6523 | 148.6523 | 148.6523 | 148.6523 | 148.6523 | 148.6523 | 148.6523 | 148.6523 | 148.6523 | 148.6523 | 148.6523 | 148.6523 | 148.6523 | 148.6523 | 148.6523 | 148.6523 | 148.6523 | 148.6523 | 148.6523 | 148.6523 | 148.6523 | 148.6523 | 148.6523 | 148.6523 | 148.6523 | 148.6523 | 148.6523 | 148.6523 | 148.6523 | 148.6523 | 148.6523 | 148.6523 | 148.6523 | 148.6523 | 148.6523 | 148.6523 | 148.6523 | 148.6523 | 148.6523 | 148.6523 | 148.6523 | 148.6523 | 148.6523 | 148.6523 | 148.6523 | 148.6523 | 148.6523 | 148.6523 | 148.6523 | 148.6523 | 148.6523 | 148.6523 | 148.6523 | 148.6523 | 148.6523 | 148.6523 | 148.6523 | 148.6523 | 148.6523 | 148.6523 | 148.6523 | 148.6523 | 148.6523 | 148.6523 | 148.6523 | 148.6523 | 148.6523 | 148.6523 | 148.6523 | 148.6523 | 148.6523 | 148.6523 | 148.6523 | 148.6523 | 148.6523 | 148.6523 | 148.6523 | 148.6523 | 148.6523 | 148.6523 | 148.6523 | 148.6523 | 148.6523 | 148.6523 | 148.6523 | 148.6523 | 148.6523 | 148.6523 | 148.6523 | 148.6523 | 148.6523 | 148.6523 | 148.6523 | 148.6523 | 148.6523 | 148.6523 | 148.6523 | 148.6523 | 148.6523 | 148.6523 | 148.6523 | 148.6523 | 148.6523 | 148.6523 | 148.6523 | 148.6523 | 148.6523 | 148.6523 | 148.6523 | 148.6523 | 148.6523 | 148.6523 | 148.6523 | 148.6523 | 148.6523 | 148.6523 | 148.6523 | 148.6523 | 148.6523 | 148.6523 | 148.6523 | 148.6523 | 148.6523 | 148.6523 | 148.6523 | 148.6523 | 148.6523 | 148.6523 | 148.6523 | 148.6523 | 148.6523 | 148.6523 | 148.6523 | 148.6523 | 148.6523 | 148.6523 | 148.6523 | 148.6523 | 148.6523 | 148.6523 | 148.6523 | 148.6523 | 148.6523 | 148.6523 | 148.6523 | 148.6523 | 148.6523 | 148.6523 | 148.6523 | 148.6523 | 148.6523 | 148.6523 | 148.6523 | 148.6523 | 148.6523 | 148.6523 | 148.6523 | 148.6523 | 148.6523 | 148.6523 | 148.6523 | 148.6523 | 148.6523 | 148.6523 | 148.6523 | 148.6523 | 148.6523 | 148.6523 | 148.6523 | 148.6523 | 148.6523 | 148.6523 | 148.6523 | 148.6523 | 148.6523 | 148.6523 | 148.6523 | 148.6523 | 148.6523 | 148.6523 | 148.6523 | 148.6523 | 148.6523 | 148.6523 | 148.6523 | 148.6523 | 148.6523 | 148.6523 | 148.6523 | 148.6523 | 148.6523 | 148.6523 | 148.6523 | 148.6523 | 148.6523 | 148.6523 | 148.6523 | 148.6523 | 148.6523 | 148.6523 | 148.6523 | 148.6523 | 148.6523 | 148.6523 | 148.6523 | 148.6523 | 148.6523 | 148.6523 | 148.6523 | 148.6523 | 148.6523 | 148.6523 | 148.6523 | 148.6523 | 148.6523 | 148.6523 | 148.6523 | 148.6523 | 148.6523 | 148.6523 | 148.6523 | 148.6523 | 148.6523 | 148.6523 | 148.6523 | 148.6523 | 148.6523 | 148.6523 | 148.6523 | 148.6523 | 148.6523 | 148.6523 | 148.6523 | 148.6523 | 148.6523 | 148.6523 | 148.6523 | 148.6523 | 148.6523 | 148.6523 | 148.6523 | 148.6523 | 148.6523 | 148.6523 | 148.6523 | 148.6523 | 148.6523 | 148.6523 | 148.6523 | 148.6523 | 148.6523 | 148.6523 | 148.6523 | 148.6523 | 148.6523 | 148.6523 | 148.6523 | 148.6523 | 148.6523 | 148.6523 | 148.6523 | 148.6523 | 148.6523 | 148.6523 | 148.6523 | 148.6523 | 148.6523 | 148.6523 | 148.6523 | 148.6523 | 148.6523 | 148.6523 | 148.6523 | 148.6523 | 148.6523 | 148.6523 | 148.6523 | 148.6523 | 148.6523 | 148.6523 | 148.6523 | 148.6523 | 148.6523 | 148.6523 | 148.6523 | 148.6523 | 148.6523 | 148.6523 | 148.6523 | 148.6523 | 148.6523 | 148.6523 | 148.6523 | 148.6523 | 148.6523 | 148.6523 | 148.6523 | 148.6523 | 148.6523 | 148.6523 | 148.6523 | 148.6523 | 148.6523 | 148.6523 | 148.6523 | 148.6523 | 148.6523 | 148.6523 | 148.6523 | 148.6523 | 148.6523 | 148.6523 | 148.6523 | 148.6523 | 148.6523 | 148.6523 | 148.6523 | 148.6523 | 148.6523 | 148.6523 | 148.6523 | 148.6523 | 148.6523 | 148.6523 | 148.6523 | 148.6523 | 148.6523 | 148.6523 | 148.6523 | 148.6523 | 148.6523 | 148.6523 | 148.6523 | 148.6523 | 148.6523 | 148.6523 | 148.6523 | 148.6523 | 148.6523 | 148.6523 | 148.6523 | 148.6523 | 148.6523 | 148.6523 | 148.6523 | 148.6523 | 148.6523 | 148.6523 | 148.6523 | 148.6523 | 148.6523 | 148.6523 | 148.6523 | 148.6523 | 148.6523 | 148.6523 | 148.6523 | 148.6523 | 148.6523 | 148.6523 | 148.6523 | 148.6523 | 148.6523 | 148.6523 | 148.6523 | 148.6523 | 148.6523 | 148.6523 | 148.6523 | 148.6523 | 148.6523 | 148.6523 | 148.6523 | 148.6523 | 148.6523 | 148.6523 | 148.6523 | 148.6523 | 148.6523 | 148.6523 | 148.6523 | 148.6523 | 148.6523 | 148.6523 | 148.6523 | 148.6523 | 148.6523 | 148.6523 | 148.6523 | 148.6523 | 148.6523 | 148.6523 | 148.6523 | 148.6523 | 148.6523 | 148.6523 | 148.6523 | 148.6523 | 148.6523 | 148.6523 | 148.6523 | 148.6523 | 148.6523 | 148.6523 | 148.6523 | 148.6523 | 148.6523 | 148.6523 | 148.6523 | 148.6523 | 148.6523 | 148.6523 | 148.6523 | 148.6523 | 148.6523 | 148.6523 | 148.6523 | 148.6523 | 148.6523 | 148.6523 | 148.6523 | 148.6523 | 148.6523 | 148.6523 | 148.6523 | 148.6523 | 148.6523 | 148.6523 | 148.6523 | 148.6523 | 148.6523 | 148.6523 | 148.6523 | 148.6523 | 148.6523 | 148.6523 | 148.6523 | 148.6523 | 148.6523 | 148.6523 | 148.6523 | 148.6523 | 148.6523 | 148.6523 | 148.6523 | 148.6523 | 148.6523 | 148.6523 | 148.6523 | 148.6523 | 148.6523 | 148.6523 | 148.6523 | 148.6523 | 148.6523 | 148.6523 | 148.6523 | 148.6523 | 148.6523 | 148.6523 | 148.6523 | 148.6523 | 148.6523 | 148.6523 | 148.6523 | 148.6523 | 148.6523 | 148.6523 | 148.6523 | 148.6523 | 148.6523 | 148.6523 | 148.6523 | 148.6523 | 148.6523 | 148.6523 | 148.6523 | 148.6523 | 148.6523 | 148.6523 | 148.6523 | 148.6523 | 148.6523 | 148.6523 | 148.6523 | 148.6523 | 148.6523 | 148.6523 | 148.6523 | 148.6523 | 148.6523 | 148.6523 | 148.6523 | 148.6523 | 148.6523 | 148.6523 | 148.6523 | 148.6523 | 148.6523 | 148.6523 | 148.6523 | 148.6523 | 148.6523 | 148.6523 | 148.6523 | 148.6523 | 148.6523 | 148.6523 | 148.6523 | 148.6523 | 148.6523 | 148.6523 | 148.6523 | 148.6523 | 148.6523 | 148.6523 | 148.6523 | 148.6523 | 148.6523 | 148.6523 | 148.6523 | 148.6523 | 148.6523 | 148.6523 | 148.6523 | 148.6523 | 148.6523 | 148.6523 | 148.6523 | 148.6523 | 148.6523 | 148.6523 | 148.6523 | 148.6523 | 148.6523 | 148.6523 | 148.6523 | 148.6523 | 148.6523 | 148.6523 | 148.6523 | 148.6523 | 148.6523 | 148.6523 | 148.6523 | 148.6523 | 148.6523 | 148.6523 | 148.6523 | 148.6523 | 148.6523 | 148.6523 | 148.6523 | 148.6523 | 148.6523 | 148.6523 | 148.6523 | 148.6523 | 148.6523 | 148.6523 | 148.6523 | 148.6523 | 148.6523 | 148.6523 | 148.6523 | 148.6523 | 148.6523 | 148.6523 | 148.6523 | 148.6523 | 148.6523 | 148.6523 | 148.6523 | 148.6523 | 148.6523 | 148.6523 | 148.6523 | 148.6523 | 148.6523 | 148.6523 | 148.6523 | 148.6523 | 148.6523 | 148.6523 | 148.6523 | 148.6523 | 148.6523 | 148.6523 | 148.6523 | 148.6523 | 148.6523 | 148.6523 | 148.6523 | 148.6523 | 148.6523 | 148.6523 | 148.6523 | 148.6523 | 148.6523 | 148.6523 | 148.6523 | 148.6523 | 148.6523 | 148.6523 | 148.6523 | 148.6523 | 148.6523 | 148.6523 | 148.6523 | 148.6523 | 148.6523 | 148.6523 | 148.6523 | 148.6523 | 148.6523 | 148.6523 | 148.6523 | 148.6523 | 148.6523
Number of infected individuals | N_inf | constant | 1 |  | - | Number of infected people in the space | N_inf | [9999 empty] | 1 | bar: 1 to 9999
Total number of occupants | N | constant | 32 |  | - | Total number of occupants in the space | N | 32 | 32 | 32 | 32 | 32 | 32 | 32 | 32 | 32 | 32 | 32 | 32 | 32 | 32 | 32 | 32 | 32 | 32 | 32 | 32 | 32 | 32 | 32 | 32 | 32 | 32 | 32 | 32 | 32 | 32 | 32 | 32 | 32 | 32 | 32 | 32 | 32 | 32 | 32 | 32 | 32 | 32 | 32 | 32 | 32 | 32 | 32 | 32 | 32 | 32 | 32 | 32 | 32 | 32 | 32 | 32 | 32 | 32 | 32 | 32 | 32 | 32 | 32 | 32 | 32 | 32 | 32 | 32 | 32 | 32 | 32 | 32 | 32 | 32 | 32 | 32 | 32 | 32 | 32 | 32 | 32 | 32 | 32 | 32 | 32 | 32 | 32 | 32 | 32 | 32 | 32 | 32 | 32 | 32 | 32 | 32 | 32 | 32 | 32 | 32 | 32 | 32 | 32 | 32 | 32 | 32 | 32 | 32 | 32 | 32 | 32 | 32 | 32 | 32 | 32 | 32 | 32 | 32 | 32 | 32 | 32 | 32 | 32 | 32 | 32 | 32 | 32 | 32 | 32 | 32 | 32 | 32 | 32 | 32 | 32 | 32 | 32 | 32 | 32 | 32 | 32 | 32 | 32 | 32 | 32 | 32 | 32 | 32 | 32 | 32 | 32 | 32 | 32 | 32 | 32 | 32 | 32 | 32 | 32 | 32 | 32 | 32 | 32 | 32 | 32 | 32 | 32 | 32 | 32 | 32 | 32 | 32 | 32 | 32 | 32 | 32 | 32 | 32 | 32 | 32 | 32 | 32 | 32 | 32 | 32 | 32 | 32 | 32 | 32 | 32 | 32 | 32 | 32 | 32 | 32 | 32 | 32 | 32 | 32 | 32 | 32 | 32 | 32 | 32 | 32 | 32 | 32 | 32 | 32 | 32 | 32 | 32 | 32 | 32 | 32 | 32 | 32 | 32 | 32 | 32 | 32 | 32 | 32 | 32 | 32 | 32 | 32 | 32 | 32 | 32 | 32 | 32 | 32 | 32 | 32 | 32 | 32 | 32 | 32 | 32 | 32 | 32 | 32 | 32 | 32 | 32 | 32 | 32 | 32 | 32 | 32 | 32 | 32 | 32 | 32 | 32 | 32 | 32 | 32 | 32 | 32 | 32 | 32 | 32 | 32 | 32 | 32 | 32 | 32 | 32 | 32 | 32 | 32 | 32 | 32 | 32 | 32 | 32 | 32 | 32 | 32 | 32 | 32 | 32 | 32 | 32 | 32 | 32 | 32 | 32 | 32 | 32 | 32 | 32 | 32 | 32 | 32 | 32 | 32 | 32 | 32 | 32 | 32 | 32 | 32 | 32 | 32 | 32 | 32 | 32 | 32 | 32 | 32 | 32 | 32 | 32 | 32 | 32 | 32 | 32 | 32 | 32 | 32 | 32 | 32 | 32 | 32 | 32 | 32 | 32 | 32 | 32 | 32 | 32 | 32 | 32 | 32 | 32 | 32 | 32 | 32 | 32 | 32 | 32 | 32 | 32 | 32 | 32 | 32 | 32 | 32 | 32 | 32 | 32 | 32 | 32 | 32 | 32 | 32 | 32 | 32 | 32 | 32 | 32 | 32 | 32 | 32 | 32 | 32 | 32 | 32 | 32 | 32 | 32 | 32 | 32 | 32 | 32 | 32 | 32 | 32 | 32 | 32 | 32 | 32 | 32 | 32 | 32 | 32 | 32 | 32 | 32 | 32 | 32 | 32 | 32 | 32 | 32 | 32 | 32 | 32 | 32 | 32 | 32 | 32 | 32 | 32 | 32 | 32 | 32 | 32 | 32 | 32 | 32 | 32 | 32 | 32 | 32 | 32 | 32 | 32 | 32 | 32 | 32 | 32 | 32 | 32 | 32 | 32 | 32 | 32 | 32 | 32 | 32 | 32 | 32 | 32 | 32 | 32 | 32 | 32 | 32 | 32 | 32 | 32 | 32 | 32 | 32 | 32 | 32 | 32 | 32 | 32 | 32 | 32 | 32 | 32 | 32 | 32 | 32 | 32 | 32 | 32 | 32 | 32 | 32 | 32 | 32 | 32 | 32 | 32 | 32 | 32 | 32 | 32 | 32 | 32 | 32 | 32 | 32 | 32 | 32 | 32 | 32 | 32 | 32 | 32 | 32 | 32 | 32 | 32 | 32 | 32 | 32 | 32 | 32 | 32 | 32 | 32 | 32 | 32 | 32 | 32 | 32 | 32 | 32 | 32 | 32 | 32 | 32 | 32 | 32 | 32 | 32 | 32 | 32 | 32 | 32 | 32 | 32 | 32 | 32 | 32 | 32 | 32 | 32 | 32 | 32 | 32 | 32 | 32 | 32 | 32 | 32 | 32 | 32 | 32 | 32 | 32 | 32 | 32 | 32 | 32 | 32 | 32 | 32 | 32 | 32 | 32 | 32 | 32 | 32 | 32 | 32 | 32 | 32 | 32 | 32 | 32 | 32 | 32 | 32 | 32 | 32 | 32 | 32 | 32 | 32 | 32 | 32 | 32 | 32 | 32 | 32 | 32 | 32 | 32 | 32 | 32 | 32 | 32 | 32 | 32 | 32 | 32 | 32 | 32 | 32 | 32 | 32 | 32 | 32 | 32 | 32 | 32 | 32 | 32 | 32 | 32 | 32 | 32 | 32 | 32 | 32 | 32 | 32 | 32 | 32 | 32 | 32 | 32 | 32 | 32 | 32 | 32 | 32 | 32 | 32 | 32 | 32 | 32 | 32 | 32 | 32 | 32 | 32 | 32 | 32 | 32 | 32 | 32 | 32 | 32 | 32 | 32 | 32 | 32 | 32 | 32 | 32 | 32 | 32 | 32 | 32 | 32 | 32 | 32 | 32 | 32 | 32 | 32 | 32 | 32 | 32 | 32 | 32 | 32 | 32 | 32 | 32 | 32 | 32 | 32 | 32 | 32 | 32 | 32 | 32 | 32 | 32 | 32 | 32 | 32 | 32 | 32 | 32 | 32 | 32 | 32 | 32 | 32 | 32 | 32 | 32 | 32 | 32 | 32 | 32 | 32 | 32 | 32 | 32 | 32 | 32 | 32 | 32 | 32 | 32 | 32 | 32 | 32 | 32 | 32 | 32 | 32 | 32 | 32 | 32 | 32 | 32 | 32 | 32 | 32 | 32 | 32 | 32 | 32 | 32 | 32 | 32 | 32 | 32 | 32 | 32 | 32 | 32 | 32 | 32 | 32 | 32 | 32 | 32 | 32 | 32 | 32 | 32 | 32 | 32 | 32 | 32 | 32 | 32 | 32 | 32 | 32 | 32 | 32 | 32 | 32 | 32 | 32 | 32 | 32 | 32 | 32 | 32 | 32 | 32 | 32 | 32 | 32 | 32 | 32 | 32 | 32 | 32 | 32 | 32 | 32 | 32 | 32 | 32 | 32 | 32 | 32 | 32 | 32 | 32 | 32 | 32 | 32 | 32 | 32 | 32 | 32 | 32 | 32 | 32 | 32 | 32 | 32 | 32 | 32 | 32 | 32 | 32 | 32 | 32 | 32 | 32 | 32 | 32 | 32 | 32 | 32 | 32 | 32 | 32 | 32 | 32 | 32 | 32 | 32 | 32 | 32 | 32 | 32 | 32 | 32 | 32 | 32 | 32 | 32 | 32 | 32 | 32 | 32 | 32 | 32 | 32 | 32 | 32 | 32 | 32 | 32 | 32 | 32 | 32 | 32 | 32 | 32 | 32 | 32 | 32 | 32 | 32 | 32 | 32 | 32 | 32 | 32 | 32 | 32 | 32 | 32 | 32 | 32 | 32 | 32 | 32 | 32 | 32 | 32 | 32 | 32 | 32 | 32 | 32 | 32 | 32 | 32 | 32 | 32 | 32 | 32 | 32 | 32 | 32 | 32 | 32 | 32 | 32 | 32 | 32 | 32 | 32 | 32 | 32 | 32 | 32 | 32 | 32 | 32 | 32 | 32 | 32 | 32 | 32 | 32 | 32 | 32 | 32 | 32 | 32 | 32 | 32 | 32 | 32 | 32 | 32 | 32 | 32 | 32 | 32 | 32 | 32 | 32 | 32 | 32 | 32 | 32 | 32 | 32 | 32 | 32 | 32 | 32 | 32 | 32 | 32 | 32 | 32 | 32 | 32 | 32 | 32 | 32 | 32 | 32 | 32 | 32 | 32 | 32 | 32 | 32 | 32 | 32 | 32 | 32 | 32 | 32 | 32 | 32 | 32 | 32 | 32 | 32 | 32 | 32 | 32 | 32 | 32 | 32 | 32 | 32 | 32 | 32 | 32 | 32 | 32 | 32 | 32 | 32 | 32 | 32 | 32 | 32 | 32 | 32 | 32 | 32 | 32 | 32 | 32 | 32 | 32 | 32 | 32 | 32 | 32 | 32 | 32 | 32 | 32 | 32 | 32 | 32 | 32 | 32 | 32 | 32 | 32 | 32 | 32 | 32 | 32 | 32 | 32 | 32 | 32 | 32 | 32 | 32 | 32 | 32 | 32 | 32 | 32 | 32 | 32 | 32 | 32 | 32 | 32 | 32 | 32 | 32 | 32 | 32 | 32 | 32 | 32 | 32 | 32 | 32 | 32 | 32 | 32 | 32 | 32 | 32 | 32 | 32 | 32 | 32 | 32 | 32 | 32 | 32 | 32 | 32 | 32 | 32 | 32 | 32 | 32 | 32 | 32 | 32 | 32 | 32 | 32 | 32 | 32 | 32 | 32 | 32 | 32 | 32 | 32 | 32 | 32 | 32 | 32 | 32 | 32 | 32 | 32 | 32 | 32 | 32 | 32 | 32 | 32 | 32 | 32 | 32 | 32 | 32 | 32 | 32 | 32 | 32 | 32 | 32 | 32 | 32 | 32 | 32 | 32 | 32 | 32 | 32 | 32 | 32 | 32 | 32 | 32 | 32 | 32 | 32 | 32 | 32 | 32 | 32 | 32 | 32 | 32 | 32 | 32 | 32 | 32 | 32 | 32 | 32 | 32 | 32 | 32 | 32 | 32 | 32 | 32 | 32 | 32 | 32 | 32 | 32 | 32 | 32 | 32 | 32 | 32 | 32 | 32 | 32 | 32 | 32 | 32 | 32 | 32 | 32 | 32 | 32 | 32 | 32 | 32 | 32 | 32 | 32 | 32 | 32 | 32 | 32 | 32 | 32 | 32 | 32 | 32 | 32 | 32 | 32 | 32 | 32 | 32 | 32 | 32 | 32 | 32 | 32 | 32 | 32 | 32 | 32 | 32 | 32 | 32 | 32 | 32 | 32 | 32 | 32 | 32 | 32 | 32 | 32 | 32 | 32 | 32 | 32 | 32 | 32 | 32 | 32 | 32 | 32 | 32 | 32 | 32 | 32 | 32 | 32 | 32 | 32 | 32 | 32 | 32 | 32 | 32 | 32 | 32 | 32 | 32 | 32 | 32 | 32 | 32 | 32 | 32 | 32 | 32 | 32 | 32 | 32 | 32 | 32 | 32 | 32 | 32 | 32 | 32 | 32 | 32 | 32 | 32 | 32 | 32 | 32 | 32 | 32 | 32 | 32 | 32 | 32 | 32 | 32 | 32 | 32 | 32 | 32 | 32 | 32 | 32 | 32 | 32 | 32 | 32 | 32 | 32 | 32 | 32 | 32 | 32 | 32 | 32 | 32 | 32 | 32 | 32 | 32 | 32 | 32 | 32 | 32 | 32 | 32 | 32 | 32 | 32 | 32 | 32 | 32 | 32 | 32 | 32 | 32 | 32 | 32 | 32 | 32 | 32 | 32 | 32 | 32 | 32 | 32 | 32 | 32 | 32 | 32 | 32 | 32 | 32 | 32 | 32 | 32 | 32 | 32 | 32 | 32 | 32 | 32 | 32 | 32 | 32 | 32 | 32 | 32 | 32 | 32 | 32 | 32 | 32 | 32 | 32 | 32 | 32 | 32 | 32 | 32 | 32 | 32 | 32 | 32 | 32 | 32 | 32 | 32 | 32 | 32 | 32 | 32 | 32 | 32 | 32 | 32 | 32 | 32 | 32 | 32 | 32 | 32 | 32 | 32 | 32 | 32 | 32 | 32 | 32 | 32 | 32 | 32 | 32 | 32 | 32 | 32 | 32 | 32 | 32 | 32 | 32 | 32 | 32 | 32 | 32 | 32 | 32 | 32 | 32 | 32 | 32 | 32 | 32 | 32 | 32 | 32 | 32 | 32 | 32 | 32 | 32 | 32 | 32 | 32 | 32 | 32 | 32 | 32 | 32 | 32 | 32 | 32 | 32 | 32 | 32 | 32 | 32 | 32 | 32 | 32 | 32 | 32 | 32 | 32 | 32 | 32 | 32 | 32 | 32 | 32 | 32 | 32 | 32 | 32 | 32 | 32 | 32 | 32 | 32 | 32 | 32 | 32 | 32 | 32 | 32 | 32 | 32 | 32 | 32 | 32 | 32 | 32 | 32 | 32 | 32 | 32 | 32 | 32 | 32 | 32 | 32 | 32 | 32 | 32 | 32 | 32 | 32 | 32 | 32 | 32 | 32 | 32 | 32 | 32 | 32 | 32 | 32 | 32 | 32 | 32 | 32 | 32 | 32 | 32 | 32 | 32 | 32 | 32 | 32 | 32 | 32 | 32 | 32 | 32 | 32 | 32 | 32 | 32 | 32 | 32 | 32 | 32 | 32 | 32 | 32 | 32 | 32 | 32 | 32 | 32 | 32 | 32 | 32 | 32 | 32 | 32 | 32 | 32 | 32 | 32 | 32 | 32 | 32 | 32 | 32 | 32 | 32 | 32 | 32 | 32 | 32 | 32 | 32 | 32 | 32 | 32 | 32 | 32 | 32 | 32 | 32 | 32 | 32 | 32 | 32 | 32 | 32 | 32 | 32 | 32 | 32 | 32 | 32 | 32 | 32 | 32 | 32 | 32 | 32 | 32 | 32 | 32 | 32 | 32 | 32 | 32 | 32 | 32 | 32 | 32 | 32 | 32 | 32 | 32 | 32 | 32 | 32 | 32 | 32 | 32 | 32 | 32 | 32 | 32 | 32 | 32 | 32 | 32 | 32 | 32 | 32 | 32 | 32 | 32 | 32 | 32 | 32 | 32 | 32 | 32 | 32 | 32 | 32 | 32 | 32 | 32 | 32 | 32 | 32 | 32 | 32 | 32 | 32 | 32 | 32 | 32 | 32 | 32 | 32 | 32 | 32 | 32 | 32 | 32 | 32 | 32 | 32 | 32 | 32 | 32 | 32 | 32 | 32 | 32 | 32 | 32 | 32 | 32 | 32 | 32 | 32 | 32 | 32 | 32 | 32 | 32 | 32 | 32 | 32 | 32 | 32 | 32 | 32 | 32 | 32 | 32 | 32 | 32 | 32 | 32 | 32 | 32 | 32 | 32 | 32 | 32 | 32 | 32 | 32 | 32 | 32 | 32 | 32 | 32 | 32 | 32 | 32 | 32 | 32 | 32 | 32 | 32 | 32 | 32 | 32 | 32 | 32 | 32 | 32 | 32 | 32 | 32 | 32 | 32 | 32 | 32 | 32 | 32 | 32 | 32 | 32 | 32 | 32 | 32 | 32 | 32 | 32 | 32 | 32 | 32 | 32 | 32 | 32 | 32 | 32 | 32 | 32 | 32 | 32 | 32 | 32 | 32 | 32 | 32 | 32 | 32 | 32 | 32 | 32 | 32 | 32 | 32 | 32 | 32 | 32 | 32 | 32 | 32 | 32 | 32 | 32 | 32 | 32 | 32 | 32 | 32 | 32 | 32 | 32 | 32 | 32 | 32 | 32 | 32 | 32 | 32 | 32 | 32 | 32 | 32 | 32 | 32 | 32 | 32 | 32 | 32 | 32 | 32 | 32 | 32 | 32 | 32 | 32 | 32 | 32 | 32 | 32 | 32 | 32 | 32 | 32 | 32 | 32 | 32 | 32 | 32 | 32 | 32 | 32 | 32 | 32 | 32 | 32 | 32 | 32 | 32 | 32 | 32 | 32 | 32 | 32 | 32 | 32 | 32 | 32 | 32 | 32 | 32 | 32 | 32 | 32 | 32 | 32 | 32 | 32 | 32 | 32 | 32 | 32 | 32 | 32 | 32 | 32 | 32 | 32 | 32 | 32 | 32 | 32 | 32 | 32 | 32 | 32 | 32 | 32 | 32 | 32 | 32 | 32 | 32 | 32 | 32 | 32 | 32 | 32 | 32 | 32 | 32 | 32 | 32 | 32 | 32 | 32 | 32 | 32 | 32 | 32 | 32 | 32 | 32 | 32 | 32 | 32 | 32 | 32 | 32 | 32 | 32 | 32 | 32 | 32 | 32 | 32 | 32 | 32 | 32 | 32 | 32 | 32 | 32 | 32 | 32 | 32 | 32 | 32 | 32 | 32 | 32 | 32 | 32 | 32 | 32 | 32 | 32 | 32 | 32 | 32 | 32 | 32 | 32 | 32 | 32 | 32 | 32 | 32 | 32 | 32 | 32 | 32 | 32 | 32 | 32 | 32 | 32 | 32 | 32 | 32 | 32 | 32 | 32 | 32 | 32 | 32 | 32 | 32 | 32 | 32 | 32 | 32 | 32 | 32 | 32 | 32 | 32 | 32 | 32 | 32 | 32 | 32 | 32 | 32 | 32 | 32 | 32 | 32 | 32 | 32 | 32 | 32 | 32 | 32 | 32 | 32 | 32 | 32 | 32 | 32 | 32 | 32 | 32 | 32 | 32 | 32 | 32 | 32 | 32 | 32 | 32 | 32 | 32 | 32 | 32 | 32 | 32 | 32 | 32 | 32 | 32 | 32 | 32 | 32 | 32 | 32 | 32 | 32 | 32 | 32 | 32 | 32 | 32 | 32 | 32 | 32 | 32 | 32 | 32 | 32 | 32 | 32 | 32 | 32 | 32 | 32 | 32 | 32 | 32 | 32 | 32 | 32 | 32 | 32 | 32 | 32 | 32 | 32 | 32 | 32 | 32 | 32 | 32 | 32 | 32 | 32 | 32 | 32 | 32 | 32 | 32 | 32 | 32 | 32 | 32 | 32 | 32 | 32 | 32 | 32 | 32 | 32 | 32 | 32 | 32 | 32 | 32 | 32 | 32 | 32 | 32 | 32 | 32 | 32 | 32 | 32 | 32 | 32 | 32 | 32 | 32 | 32 | 32 | 32 | 32 | 32 | 32 | 32 | 32 | 32 | 32 | 32 | 32 | 32 | 32 | 32 | 32 | 32 | 32 | 32 | 32 | 32 | 32 | 32 | 32 | 32 | 32 | 32 | 32 | 32 | 32 | 32 | 32 | 32 | 32 | 32 | 32 | 32 | 32 | 32 | 32 | 32 | 32 | 32 | 32 | 32 | 32 | 32 | 32 | 32 | 32 | 32 | 32 | 32 | 32 | 32 | 32 | 32 | 32 | 32 | 32 | 32 | 32 | 32 | 32 | 32 | 32 | 32 | 32 | 32 | 32 | 32 | 32 | 32 | 32 | 32 | 32 | 32 | 32 | 32 | 32 | 32 | 32 | 32 | 32 | 32 | 32 | 32 | 32 | 32 | 32 | 32 | 32 | 32 | 32 | 32 | 32 | 32 | 32 | 32 | 32 | 32 | 32 | 32 | 32 | 32 | 32 | 32 | 32 | 32 | 32 | 32 | 32 | 32 | 32 | 32 | 32 | 32 | 32 | 32 | 32 | 32 | 32 | 32 | 32 | 32 | 32 | 32 | 32 | 32 | 32 | 32 | 32 | 32 | 32 | 32 | 32 | 32 | 32 | 32 | 32 | 32 | 32 | 32 | 32 | 32 | 32 | 32 | 32 | 32 | 32 | 32 | 32 | 32 | 32 | 32 | 32 | 32 | 32 | 32 | 32 | 32 | 32 | 32 | 32 | 32 | 32 | 32 | 32 | 32 | 32 | 32 | 32 | 32 | 32 | 32 | 32 | 32 | 32 | 32 | 32 | 32 | 32 | 32 | 32 | 32 | 32 | 32 | 32 | 32 | 32 | 32 | 32 | 32 | 32 | 32 | 32 | 32 | 32 | 32 | 32 | 32 | 32 | 32 | 32 | 32 | 32 | 32 | 32 | 32 | 32 | 32 | 32 | 32 | 32 | 32 | 32 | 32 | 32 | 32 | 32 | 32 | 32 | 32 | 32 | 32 | 32 | 32 | 32 | 32 | 32 | 32 | 32 | 32 | 32 | 32 | 32 | 32 | 32 | 32 | 32 | 32 | 32 | 32 | 32 | 32 | 32 | 32 | 32 | 32 | 32 | 32 | 32 | 32 | 32 | 32 | 32 | 32 | 32 | 32 | 32 | 32 | 32 | 32 | 32 | 32 | 32 | 32 | 32 | 32 | 32 | 32 | 32 | 32 | 32 | 32 | 32 | 32 | 32 | 32 | 32 | 32 | 32 | 32 | 32 | 32 | 32 | 32 | 32 | 32 | 32 | 32 | 32 | 32 | 32 | 32 | 32 | 32 | 32 | 32 | 32 | 32 | 32 | 32 | 32 | 32 | 32 | 32 | 32 | 32 | 32 | 32 | 32 | 32 | 32 | 32 | 32 | 32 | 32 | 32 | 32 | 32 | 32 | 32 | 32 | 32 | 32 | 32 | 32 | 32 | 32 | 32 | 32 | 32 | 32 | 32 | 32 | 32 | 32 | 32 | 32 | 32 | 32 | 32 | 32 | 32 | 32 | 32 | 32 | 32 | 32 | 32 | 32 | 32 | 32 | 32 | 32 | 32 | 32 | 32 | 32 | 32 | 32 | 32 | 32 | 32 | 32 | 32 | 32 | 32 | 32 | 32 | 32 | 32 | 32 | 32 | 32 | 32 | 32 | 32 | 32 | 32 | 32 | 32 | 32 | 32 | 32 | 32 | 32 | 32 | 32 | 32 | 32 | 32 | 32 | 32 | 32 | 32 | 32 | 32 | 32 | 32 | 32 | 32 | 32 | 32 | 32 | 32 | 32 | 32 | 32 | 32 | 32 | 32 | 32 | 32 | 32 | 32 | 32 | 32 | 32 | 32 | 32 | 32 | 32 | 32 | 32 | 32 | 32 | 32 | 32 | 32 | 32 | 32 | 32 | 32 | 32 | 32 | 32 | 32 | 32 | 32 | 32 | 32 | 32 | 32 | 32 | 32 | 32 | 32 | 32 | 32 | 32 | 32 | 32 | 32 | 32 | 32 | 32 | 32 | 32 | 32 | 32 | 32 | 32 | 32 | 32 | 32 | 32 | 32 | 32 | 32 | 32 | 32 | 32 | 32 | 32 | 32 | 32 | 32 | 32 | 32 | 32 | 32 | 32 | 32 | 32 | 32 | 32 | 32 | 32 | 32 | 32 | 32 | 32 | 32 | 32 | 32 | 32 | 32 | 32 | 32 | 32 | 32 | 32 | 32 | 32 | 32 | 32 | 32 | 32 | 32 | 32 | 32 | 32 | 32 | 32 | 32 | 32 | 32 | 32 | 32 | 32 | 32 | 32 | 32 | 32 | 32 | 32 | 32 | 32 | 32 | 32 | 32 | 32 | 32 | 32 | 32 | 32 | 32 | 32 | 32 | 32 | 32 | 32 | 32 | 32 | 32 | 32 | 32 | 32 | 32 | 32 | 32 | 32 | 32 | 32 | 32 | 32 | 32 | 32 | 32 | 32 | 32 | 32 | 32 | 32 | 32 | 32 | 32 | 32 | 32 | 32 | 32 | 32 | 32 | 32 | 32 | 32 | 32 | 32 | 32 | 32 | 32 | 32 | 32 | 32 | 32 | 32 | 32 | 32 | 32 | 32 | 32 | 32 | 32 | 32 | 32 | 32 | 32 | 32 | 32 | 32 | 32 | 32 | 32 | 32 | 32 | 32 | 32 | 32 | 32 | 32 | 32 | 32 | 32 | 32 | 32 | 32 | 32 | 32 | 32 | 32 | 32 | 32 | 32 | 32 | 32 | 32 | 32 | 32 | 32 | 32 | 32 | 32 | 32 | 32 | 32 | 32 | 32 | 32 | 32 | 32 | 32 | 32 | 32 | 32 | 32 | 32 | 32 | 32 | 32 | 32 | 32 | 32 | 32 | 32 | 32 | 32 | 32 | 32 | 32 | 32 | 32 | 32 | 32 | 32 | 32 | 32 | 32 | 32 | 32 | 32 | 32 | 32 | 32 | 32 | 32 | 32 | 32 | 32 | 32 | 32 | 32 | 32 | 32 | 32 | 32 | 32 | 32 | 32 | 32 | 32 | 32 | 32 | 32 | 32 | 32 | 32 | 32 | 32 | 32 | 32 | 32 | 32 | 32 | 32 | 32 | 32 | 32 | 32 | 32 | 32 | 32 | 32 | 32 | 32 | 32 | 32 | 32 | 32 | 32 | 32 | 32 | 32 | 32 | 32 | 32 | 32 | 32 | 32 | 32 | 32 | 32 | 32 | 32 | 32 | 32 | 32 | 32 | 32 | 32 | 32 | 32 | 32 | 32 | 32 | 32 | 32 | 32 | 32 | 32 | 32 | 32 | 32 | 32 | 32 | 32 | 32 | 32 | 32 | 32 | 32 | 32 | 32 | 32 | 32 | 32 | 32 | 32 | 32 | 32 | 32 | 32 | 32 | 32 | 32 | 32 | 32 | 32 | 32 | 32 | 32 | 32 | 32 | 32 | 32 | 32 | 32 | 32 | 32 | 32 | 32 | 32 | 32 | 32 | 32 | 32 | 32 | 32 | 32 | 32 | 32 | 32 | 32 | 32 | 32 | 32 | 32 | 32 | 32 | 32 | 32 | 32 | 32 | 32 | 32 | 32 | 32 | 32 | 32 | 32 | 32 | 32 | 32 | 32 | 32 | 32 | 32 | 32 | 32 | 32 | 32 | 32 | 32 | 32 | 32 | 32 | 32 | 32 | 32 | 32 | 32 | 32 | 32 | 32 | 32 | 32 | 32 | 32 | 32 | 32 | 32 | 32 | 32 | 32 | 32 | 32 | 32 | 32 | 32 | 32 | 32 | 32 | 32 | 32 | 32 | 32 | 32 | 32 | 32 | 32 | 32 | 32 | 32 | 32 | 32 | 32 | 32 | 32 | 32 | 32 | 32 | 32 | 32 | 32 | 32 | 32 | 32 | 32 | 32 | 32 | 32 | 32 | 32 | 32 | 32 | 32 | 32 | 32 | 32 | 32 | 32 | 32 | 32 | 32 | 32 | 32 | 32 | 32 | 32 | 32 | 32 | 32 | 32 | 32 | 32 | 32 | 32 | 32 | 32 | 32 | 32 | 32 | 32 | 32 | 32 | 32 | 32 | 32 | 32 | 32 | 32 | 32 | 32 | 32 | 32 | 32 | 32 | 32 | 32 | 32 | 32 | 32 | 32 | 32 | 32 | 32 | 32 | 32 | 32 | 32 | 32 | 32 | 32 | 32 | 32 | 32 | 32 | 32 | 32 | 32 | 32 | 32 | 32 | 32 | 32 | 32 | 32 | 32 | 32 | 32 | 32 | 32 | 32 | 32 | 32 | 32 | 32 | 32 | 32 | 32 | 32 | 32 | 32 | 32 | 32 | 32 | 32 | 32 | 32 | 32 | 32 | 32 | 32 | 32 | 32 | 32 | 32 | 32 | 32 | 32 | 32 | 32 | 32 | 32 | 32 | 32 | 32 | 32 | 32 | 32 | 32 | 32 | 32 | 32 | 32 | 32 | 32 | 32 | 32 | 32 | 32 | 32 | 32 | 32 | 32 | 32 | 32 | 32 | 32 | 32 | 32 | 32 | 32 | 32 | 32 | 32 | 32 | 32 | 32 | 32 | 32 | 32 | 32 | 32 | 32 | 32 | 32 | 32 | 32 | 32 | 32 | 32 | 32 | 32 | 32 | 32 | 32 | 32 | 32 | 32 | 32 | 32 | 32 | 32 | 32 | 32 | 32 | 32 | 32 | 32 | 32 | 32 | 32 | 32 | 32 | 32 | 32 | 32 | 32 | 32 | 32 | 32 | 32 | 32 | 32 | 32 | 32 | 32 | 32 | 32 | 32 | 32 | 32 | 32 | 32 | 32 | 32 | 32 | 32 | 32 | 32 | 32 | 32 | 32 | 32 | 32 | 32 | 32 | 32 | 32 | 32 | 32 | 32 | 32 | 32 | 32 | 32 | 32 | 32 | 32 | 32 | 32 | 32 | 32 | 32 | 32 | 32 | 32 | 32 | 32 | 32 | 32 | 32 | 32 | 32 | 32 | 32 | 32 | 32 | 32 | 32 | 32 | 32 | 32 | 32 | 32 | 32 | 32 | 32 | 32 | 32 | 32 | 32 | 32 | 32 | 32 | 32 | 32 | 32 | 32 | 32 | 32 | 32 | 32 | 32 | 32 | 32 | 32 | 32 | 32 | 32 | 32 | 32 | 32 | 32 | 32 | 32 | 32 | 32 | 32 | 32 | 32 | 32 | 32 | 32 | 32 | 32 | 32 | 32 | 32 | 32 | 32 | 32 | 32 | 32 | 32 | 32 | 32 | 32 | 32 | 32 | 32 | 32 | 32 | 32 | 32 | 32 | 32 | 32 | 32 | 32 | 32 | 32 | 32 | 32 | 32 | 32 | 32 | 32 | 32 | 32 | 32 | 32 | 32 | 32 | 32 | 32 | 32 | 32 | 32 | 32 | 32 | 32 | 32 | 32 | 32 | 32 | 32 | 32 | 32 | 32 | 32 | 32 | 32 | 32 | 32 | 32 | 32 | 32 | 32 | 32 | 32 | 32 | 32 | 32 | 32 | 32 | 32 | 32 | 32 | 32 | 32 | 32 | 32 | 32 | 32 | 32 | 32 | 32 | 32 | 32 | 32 | 32 | 32 | 32 | 32 | 32 | 32 | 32 | 32 | 32 | 32 | 32 | 32 | 32 | 32 | 32 | 32 | 32 | 32 | 32 | 32 | 32 | 32 | 32 | 32 | 32 | 32 | 32 | 32 | 32 | 32 | 32 | 32 | 32 | 32 | 32 | 32 | 32 | 32 | 32 | 32 | 32 | 32 | 32 | 32 | 32 | 32 | 32 | 32 | 32 | 32 | 32 | 32 | 32 | 32 | 32 | 32 | 32 | 32 | 32 | 32 | 32 | 32 | 32 | 32 | 32 | 32 | 32 | 32 | 32 | 32 | 32 | 32 | 32 | 32 | 32 | 32 | 32 | 32 | 32 | 32 | 32 | 32 | 32 | 32 | 32 | 32 | 32 | 32 | 32 | 32 | 32 | 32 | 32 | 32 | 32 | 32 | 32 | 32 | 32 | 32 | 32 | 32 | 32 | 32 | 32 | 32 | 32 | 32 | 32 | 32 | 32 | 32 | 32 | 32 | 32 | 32 | 32 | 32 | 32 | 32 | 32 | 32 | 32 | 32 | 32 | 32 | 32 | 32 | 32 | 32 | 32 | 32 | 32 | 32 | 32 | 32 | 32 | 32 | 32 | 32 | 32 | 32 | 32 | 32 | 32 | 32 | 32 | 32 | 32 | 32 | 32 | 32 | 32 | 32 | 32 | 32 | 32 | 32 | 32 | 32 | 32 | 32 | 32 | 32 | 32 | 32 | 32 | 32 | 32 | 32 | 32 | 32 | 32 | 32 | 32 | 32 | 32 | 32 | 32 | 32 | 32 | 32 | 32 | 32 | 32 | 32 | 32 | 32 | 32 | 32 | 32 | 32 | 32 | 32 | 32 | 32 | 32 | 32 | 32 | 32 | 32 | 32 | 32 | 32 | 32 | 32 | 32 | 32 | 32 | 32 | 32 | 32 | 32 | 32 | 32 | 32 | 32 | 32 | 32 | 32 | 32 | 32 | 32 | 32 | 32 | 32 | 32 | 32 | 32 | 32 | 32 | 32 | 32 | 32 | 32 | 32 | 32 | 32 | 32 | 32 | 32 | 32 | 32 | 32 | 32 | 32 | 32 | 32 | 32 | 32 | 32 | 32 | 32 | 32 | 32 | 32 | 32 | 32 | 32 | 32 | 32 | 32 | 32 | 32 | 32 | 32 | 32 | 32 | 32 | 32 | 32 | 32 | 32 | 32 | 32 | 32 | 32 | 32 | 32 | 32 | 32 | 32 | 32 | 32 | 32 | 32 | 32 | 32 | 32 | 32 | 32 | 32 | 32 | 32 | 32 | 32 | 32 | 32 | 32 | 32 | 32 | 32 | 32 | 32 | 32 | 32 | 32 | 32 | 32 | 32 | 32 | 32 | 32 | 32 | 32 | 32 | 32 | 32 | 32 | 32 | 32 | 32 | 32 | 32 | 32 | 32 | 32 | 32 | 32 | 32 | 32 | 32 | 32 | 32 | 32 | 32 | 32 | 32 | 32 | 32 | 32 | 32 | 32 | 32 | 32 | 32 | 32 | 32 | 32 | 32 | 32 | 32 | 32 | 32 | 32 | 32 | 32 | 32 | 32 | 32 | 32 | 32 | 32 | 32 | 32 | 32 | 32 | 32 | 32 | 32 | 32 | 32 | 32 | 32 | 32 | 32 | 32 | 32 | 32 | 32 | 32 | 32 | 32 | 32 | 32 | 32 | 32 | 32 | 32 | 32 | 32 | 32 | 32 | 32 | 32 | 32 | 32 | 32 | 32 | 32 | 32 | 32 | 32 | 32 | 32 | 32 | 32 | 32 | 32 | 32 | 32 | 32 | 32 | 32 | 32 | 32 | 32 | 32 | 32 | 32 | 32 | 32 | 32 | 32 | 32 | 32 | 32 | 32 | 32 | 32 | 32 | 32 | 32 | 32 | 32 | 32 | 32 | 32 | 32 | 32 | 32 | 32 | 32 | 32 | 32 | 32 | 32 | 32 | 32 | 32 | 32 | 32 | 32 | 32 | 32 | 32 | 32 | 32 | 32 | 32 | 32 | 32 | 32 | 32 | 32 | 32 | 32 | 32 | 32 | 32 | 32 | 32 | 32 | 32 | 32 | 32 | 32 | 32 | 32 | 32 | 32 | 32 | 32 | 32 | 32 | 32 | 32 | 32 | 32 | 32 | 32 | 32 | 32 | 32 | 32 | 32 | 32 | 32 | 32 | 32 | 32 | 32 | 32 | 32 | 32 | 32 | 32 | 32 | 32 | 32 | 32 | 32 | 32 | 32 | 32 | 32 | 32 | 32 | 32 | 32 | 32 | 32 | 32 | 32 | 32 | 32 | 32 | 32 | 32 | 32 | 32 | 32 | 32 | 32 | 32 | 32 | 32 | 32 | 32 | 32 | 32 | 32 | 32 | 32 | 32 | 32 | 32 | 32 | 32 | 32 | 32 | 32 | 32 | 32 | 32 | 32 | 32 | 32 | 32 | 32 | 32 | 32 | 32 | 32 | 32 | 32 | 32 | 32 | 32 | 32 | 32 | 32 | 32 | 32 | 32 | 32 | 32 | 32 | 32 | 32 | 32 | 32 | 32 | 32 | 32 | 32 | 32 | 32 | 32 | 32 | 32 | 32 | 32 | 32 | 32 | 32 | 32 | 32 | 32 | 32 | 32 | 32 | 32 | 32 | 32 | 32 | 32 | 32 | 32 | 32 | 32 | 32 | 32 | 32 | 32 | 32 | 32 | 32 | 32 | 32 | 32 | 32 | 32 | 32 | 32 | 32 | 32 | 32 | 32 | 32 | 32 | 32 | 32 | 32 | 32 | 32 | 32 | 32 | 32 | 32 | 32 | 32 | 32 | 32 | 32 | 32 | 32 | 32 | 32 | 32 | 32 | 32 | 32 | 32 | 32 | 32 | 32 | 32 | 32 | 32 | 32 | 32 | 32 | 32 | 32 | 32 | 32 | 32 | 32 | 32 | 32 | 32 | 32 | 32 | 32 | 32 | 32 | 32 | 32 | 32 | 32 | 32 | 32 | 32 | 32 | 32 | 32 | 32 | 32 | 32 | 32 | 32 | 32 | 32 | 32 | 32 | 32 | 32 | 32 | 32 | 32 | 32 | 32 | 32 | 32 | 32 | 32 | 32 | 32 | 32 | 32 | 32 | 32 | 32 | 32 | 32 | 32 | 32 | 32 | 32 | 32 | 32 | 32 | 32 | 32 | 32 | 32 | 32 | 32 | 32 | 32 | 32 | 32 | 32 | 32 | 32 | 32 | 32 | 32 | 32 | 32 | 32 | 32 | 32 | 32 | 32 | 32 | 32 | 32 | 32 | 32 | 32 | 32 | 32 | 32 | 32 | 32 | 32 | 32 | 32 | 32 | 32 | 32 | 32 | 32 | 32 | 32 | 32 | 32 | 32 | 32 | 32 | 32 | 32 | 32 | 32 | 32 | 32 | 32 | 32 | 32 | 32 | 32 | 32 | 32 | 32 | 32 | 32 | 32 | 32 | 32 | 32 | 32 | 32 | 32 | 32 | 32 | 32 | 32 | 32 | 32 | 32 | 32 | 32 | 32 | 32 | 32 | 32 | 32 | 32 | 32 | 32 | 32 | 32 | 32 | 32 | 32 | 32 | 32 | 32 | 32 | 32 | 32 | 32 | 32 | 32 | 32 | 32 | 32 | 32 | 32 | 32 | 32 | 32 | 32 | 32 | 32 | 32 | 32 | 32 | 32 | 32 | 32 | 32 | 32 | 32 | 32 | 32 | 32 | 32 | 32 | 32 | 32 | 32 | 32 | 32 | 32 | 32 | 32 | 32 | 32 | 32 | 32 | 32 | 32 | 32 | 32 | 32 | 32 | 32 | 32 | 32 | 32 | 32 | 32 | 32 | 32 | 32 | 32 | 32 | 32 | 32 | 32 | 32 | 32 | 32 | 32 | 32 | 32 | 32 | 32 | 32 | 32 | 32 | 32 | 32 | 32 | 32 | 32 | 32 | 32 | 32 | 32 | 32 | 32 | 32 | 32 | 32 | 32 | 32 | 32 | 32 | 32 | 32 | 32 | 32 | 32 | 32 | 32 | 32 | 32 | 32 | 32 | 32 | 32 | 32 | 32 | 32 | 32 | 32 | 32 | 32 | 32 | 32 | 32 | 32 | 32 | 32 | 32 | 32 | 32 | 32 | 32 | 32 | 32 | 32 | 32 | 32 | 32 | 32 | 32 | 32 | 32 | 32 | 32 | 32 | 32 | 32 | 32 | 32 | 32 | 32 | 32 | 32 | 32 | 32 | 32 | 32 | 32 | 32 | 32 | 32 | 32 | 32 | 32 | 32 | 32 | 32 | 32 | 32 | 32 | 32 | 32 | 32 | 32 | 32 | 32 | 32 | 32 | 32 | 32 | 32 | 32 | 32 | 32 | 32 | 32 | 32 | 32 | 32 | 32 | 32 | 32 | 32 | 32 | 32 | 32 | 32 | 32 | 32 | 32 | 32 | 32 | 32 | 32 | 32 | 32 | 32 | 32 | 32 | 32 | 32 | 32 | 32 | 32 | 32 | 32 | 32 | 32 | 32 | 32 | 32 | 32 | 32 | 32 | 32 | 32 | 32 | 32 | 32 | 32 | 32 | 32 | 32 | 32 | 32 | 32 | 32 | 32 | 32 | 32 | 32 | 32 | 32 | 32 | 32 | 32 | 32 | 32 | 32 | 32 | 32 | 32 | 32 | 32 | 32 | 32 | 32 | 32 | 32 | 32 | 32 | 32 | 32 | 32 | 32 | 32 | 32 | 32 | 32 | 32 | 32 | 32 | 32 | 32 | 32 | 32 | 32 | 32 | 32 | 32 | 32 | 32 | 32 | 32 | 32 | 32 | 32 | 32 | 32 | 32 | 32 | 32 | 32 | 32 | 32 | 32 | 32 | 32 | 32 | 32 | 32 | 32 | 32 | 32 | 32 | 32 | 32 | 32 | 32 | 32 | 32 | 32 | 32 | 32 | 32 | 32 | 32 | 32 | 32 | 32 | 32 | 32 | 32 | 32 | 32 | 32 | 32 | 32 | 32 | 32 | 32 | 32 | 32 | 32 | 32 | 32 | 32 | 32 | 32 | 32 | 32 | 32 | 32 | 32 | 32 | 32 | 32 | 32 | 32 | 32 | 32 | 32 | 32 | 32 | 32 | 32 | 32 | 32 | 32 | 32 | 32 | 32 | 32 | 32 | 32 | 32 | 32 | 32 | 32 | 32 | 32 | 32 | 32 | 32 | 32 | 32 | 32 | 32 | 32 | 32 | 32 | 32 | 32 | 32 | 32 | 32 | 32 | 32 | 32 | 32 | 32 | 32 | 32 | 32 | 32 | 32 | 32 | 32 | 32 | 32 | 32 | 32 | 32 | 32 | 32 | 32 | 32 | 32 | 32 | 32 | 32 | 32 | 32 | 32 | 32 | 32 | 32 | 32 | 32 | 32 | 32 | 32 | 32 | 32 | 32 | 32 | 32 | 32 | 32 | 32 | 32 | 32 | 32 | 32 | 32 | 32 | 32 | 32 | 32 | 32 | 32 | 32 | 32 | 32 | 32 | 32 | 32 | 32 | 32 | 32 | 32 | 32 | 32 | 32 | 32 | 32 | 32 | 32 | 32 | 32 | 32 | 32 | 32 | 32 | 32 | 32 | 32 | 32 | 32 | 32 | 32 | 32 | 32 | 32 | 32 | 32 | 32 | 32 | 32 | 32 | 32 | 32 | 32 | 32 | 32 | 32 | 32 | 32 | 32 | 32 | 32 | 32 | 32 | 32 | 32 | 32 | 32 | 32 | 32 | 32 | 32 | 32 | 32 | 32 | 32 | 32 | 32 | 32 | 32 | 32 | 32 | 32 | 32 | 32 | 32 | 32 | 32 | 32 | 32 | 32 | 32 | 32 | 32 | 32 | 32 | 32 | 32 | 32 | 32 | 32 | 32 | 32 | 32 | 32 | 32 | 32 | 32 | 32 | 32 | 32 | 32 | 32 | 32 | 32 | 32 | 32 | 32 | 32 | 32 | 32 | 32 | 32 | 32 | 32 | 32 | 32 | 32 | 32 | 32 | 32 | 32 | 32 | 32 | 32 | 32 | 32 | 32 | 32 | 32 | 32 | 32 | 32 | 32 | 32 | 32 | 32 | 32 | 32 | 32 | 32 | 32 | 32 | 32 | 32 | 32 | 32 | 32 | 32 | 32 | 32 | 32 | 32 | 32 | 32 | 32 | 32 | 32 | 32 | 32 | 32 | 32 | 32 | 32 | 32 | 32 | 32 | 32 | 32 | 32 | 32 | 32 | 32 | 32 | 32 | 32 | 32 | 32 | 32 | 32 | 32 | 32 | 32 | 32 | 32 | 32 | 32 | 32 | 32 | 32 | 32 | 32 | 32 | 32 | 32 | 32 | 32 | 32 | 32 | 32 | 32 | 32 | 32 | 32 | 32 | 32 | 32 | 32 | 32 | 32 | 32 | 32 | 32 | 32 | 32 | 32 | 32 | 32 | 32 | 32 | 32 | 32 | 32 | 32 | 32 | 32 | 32 | 32 | 32 | 32 | 32 | 32 | 32 | 32 | 32 | 32 | 32 | 32 | 32 | 32 | 32 | 32 | 32 | 32 | 32 | 32 | 32 | 32 | 32 | 32 | 32 | 32 | 32 | 32 | 32 | 32 | 32 | 32 | 32 | 32 | 32 | 32 | 32 | 32 | 32 | 32 | 32 | 32 | 32 | 32 | 32 | 32 | 32 | 32 | 32 | 32 | 32 | 32 | 32 | 32 | 32 | 32 | 32 | 32 | 32 | 32 | 32 | 32 | 32 | 32 | 32 | 32 | 32 | 32 | 32 | 32 | 32 | 32 | 32 | 32 | 32 | 32 | 32 | 32 | 32 | 32 | 32 | 32 | 32 | 32 | 32 | 32 | 32 | 32 | 32 | 32 | 32 | 32 | 32 | 32 | 32 | 32 | 32 | 32 | 32 | 32 | 32 | 32 | 32 | 32 | 32 | 32 | 32 | 32 | 32 | 32 | 32 | 32 | 32 | 32 | 32 | 32 | 32 | 32 | 32 | 32 | 32 | 32 | 32 | 32 | 32 | 32 | 32 | 32 | 32 | 32 | 32 | 32 | 32 | 32 | 32 | 32 | 32 | 32 | 32 | 32 | 32 | 32 | 32 | 32 | 32 | 32 | 32 | 32 | 32 | 32 | 32 | 32 | 32 | 32 | 32 | 32 | 32 | 32 | 32 | 32 | 32 | 32 | 32 | 32 | 32 | 32 | 32 | 32 | 32 | 32 | 32 | 32 | 32 | 32 | 32 | 32 | 32 | 32 | 32 | 32 | 32 | 32 | 32 | 32 | 32 | 32 | 32 | 32 | 32 | 32 | 32 | 32 | 32 | 32 | 32 | 32 | 32 | 32 | 32 | 32 | 32 | 32 | 32 | 32 | 32 | 32 | 32 | 32 | 32 | 32 | 32 | 32 | 32 | 32 | 32 | 32 | 32 | 32 | 32 | 32 | 32 | 32 | 32 | 32 | 32 | 32 | 32 | 32 | 32 | 32 | 32 | 32 | 32 | 32 | 32 | 32 | 32 | 32 | 32 | 32 | 32 | 32 | 32 | 32 | 32 | 32 | 32 | 32 | 32 | 32 | 32 | 32 | 32 | 32 | 32 | 32 | 32 | 32 | 32 | 32 | 32 | 32 | 32 | 32 | 32 | 32 | 32 | 32 | 32 | 32 | 32 | 32 | 32 | 32 | 32 | 32 | 32 | 32 | 32 | 32 | 32 | 32 | 32 | 32 | 32 | 32 | 32 | 32 | 32 | 32 | 32 | 32 | 32 | 32 | 32 | 32 | 32 | 32 | 32 | 32 | 32 | 32 | 32 | 32 | 32 | 32 | 32 | 32 | 32 | 32 | 32 | 32 | 32 | 32 | 32 | 32 | 32 | 32 | 32 | 32 | 32 | 32 | 32 | 32 | 32 | 32 | 32 | 32 | 32 | 32 | 32 | 32 | 32 | 32 | 32 | 32 | 32 | 32 | 32 | 32 | 32 | 32 | 32 | 32 | 32 | 32 | 32 | 32 | 32 | 32 | 32 | 32 | 32 | 32 | 32 | 32 | 32 | 32 | 32 | 32 | 32 | 32 | 32 | 32 | 32 | 32 | 32 | 32 | 32 | 32 | 32 | 32 | 32 | 32 | 32 | 32 | 32 | 32 | 32 | 32 | 32 | 32 | 32 | 32 | 32 | 32 | 32 | 32 | 32 | 32 | 32 | 32 | 32 | 32 | 32 | 32 | 32 | 32 | 32 | 32 | 32 | 32 | 32 | 32 | 32 | 32 | 32 | 32 | 32 | 32 | 32 | 32 | 32 | 32 | 32 | 32 | 32 | 32 | 32 | 32 | 32 | 32 | 32 | 32 | 32 | 32 | 32 | 32 | 32 | 32 | 32 | 32 | 32 | 32 | 32 | 32 | 32 | 32 | 32 | 32 | 32 | 32 | 32 | 32 | 32 | 32 | 32 | 32 | 32 | 32 | 32 | 32 | 32 | 32 | 32 | 32 | 32 | 32 | 32 | 32 | 32 | 32 | 32 | 32 | 32 | 32 | 32 | 32 | 32 | 32 | 32 | 32 | 32 | 32 | 32 | 32 | 32 | 32 | 32 | 32 | 32 | 32 | 32 | 32 | 32 | 32 | 32 | 32 | 32 | 32 | 32 | 32 | 32 | 32 | 32 | 32 | 32 | 32 | 32 | 32 | 32 | 32 | 32 | 32 | 32 | 32 | 32 | 32 | 32 | 32 | 32 | 32 | 32 | 32 | 32 | 32 | 32 | 32 | 32 | 32 | 32 | 32 | 32 | 32 | 32 | 32 | 32 | 32 | 32 | 32 | 32 | 32 | 32 | 32 | 32 | 32 | 32 | 32 | 32 | 32 | 32 | 32 | 32 | 32 | 32 | 32 | 32 | 32 | 32 | 32 | 32 | 32 | 32 | 32 | 32 | 32 | 32 | 32 | 32 | 32 | 32 | 32 | 32 | 32 | 32 | 32 | 32 | 32 | 32 | 32 | 32 | 32 | 32 | 32 | 32 | 32 | 32 | 32 | 32 | 32 | 32 | 32 | 32 | 32 | 32 | 32 | 32 | 32 | 32 | 32 | 32 | 32 | 32 | 32 | 32 | 32 | 32 | 32 | 32 | 32 | 32 | 32 | 32 | 32 | 32 | 32 | 32 | 32 | 32 | 32 | 32 | 32 | 32 | 32 | 32 | 32 | 32 | 32 | 32 | 32 | 32 | 32 | 32 | 32 | 32 | 32 | 32 | 32 | 32 | 32 | 32 | 32 | 32 | 32 | 32 | 32 | 32 | 32 | 32 | 32 | 32 | 32 | 32 | 32 | 32 | 32 | 32 | 32 | 32 | 32 | 32 | 32 | 32 | 32 | 32 | 32 | 32 | 32 | 32 | 32 | 32 | 32 | 32 | 32 | 32 | 32 | 32 | 32 | 32 | 32 | 32 | 32 | 32 | 32 | 32 | 32 | 32 | 32 | 32 | 32 | 32 | 32 | 32 | 32 | 32 | 32 | 32 | 32 | 32 | 32 | 32 | 32 | 32 | 32 | 32 | 32 | 32 | 32 | 32 | 32 | 32 | 32 | 32 | 32 | 32 | 32 | 32 | 32 | 32 | 32 | 32 | 32 | 32 | 32 | 32 | 32 | 32 | 32 | 32 | 32 | 32 | 32 | 32 | 32 | 32 | 32 | 32 | 32 | 32 | 32 | 32 | 32 | 32 | 32 | 32 | 32 | 32 | 32 | 32 | 32 | 32 | 32 | 32 | 32 | 32 | 32 | 32 | 32 | 32 | 32 | 32 | 32 | 32 | 32 | 32 | 32 | 32 | 32 | 32 | 32 | 32 | 32 | 32 | 32 | 32 | 32 | 32 | 32 | 32 | 32 | 32 | 32 | 32 | 32 | 32 | 32 | 32 | 32 | 32 | 32 | 32 | 32 | 32 | 32 | 32 | 32 | 32 | 32 | 32 | 32 | 32 | 32 | 32 | 32 | 32 | 32 | 32 | 32 | 32 | 32 | 32 | 32 | 32 | 32 | 32 | 32 | 32 | 32 | 32 | 32 | 32 | 32 | 32 | 32 | 32 | 32 | 32 | 32 | 32 | 32 | 32 | 32 | 32 | 32 | 32 | 32 | 32 | 32 | 32 | 32 | 32 | 32 | 32 | 32 | 32 | 32 | 32 | 32 | 32 | 32 | 32 | 32 | 32 | 32 | 32 | 32 | 32 | 32 | 32 | 32 | 32 | 32 | 32 | 32 | 32 | 32 | 32 | 32 | 32 | 32 | 32 | 32 | 32 | 32 | 32 | 32 | 32 | 32 | 32 | 32 | 32 | 32 | 32 | 32 | 32 | 32 | 32 | 32 | 32 | 32 | 32 | 32 | 32 | 32 | 32 | 32 | 32 | 32 | 32 | 32 | 32 | 32 | 32 | 32 | 32 | 32 | 32 | 32 | 32 | 32 | 32 | 32 | 32 | 32 | 32 | 32 | 32 | 32 | 32 | 32 | 32 | 32 | 32 | 32 | 32 | 32 | 32 | 32 | 32 | 32 | 32 | 32 | 32 | 32 | 32 | 32 | 32 | 32 | 32 | 32 | 32 | 32 | 32 | 32 | 32 | 32 | 32 | 32 | 32 | 32 | 32 | 32 | 32 | 32 | 32 | 32 | 32 | 32 | 32 | 32 | 32 | 32 | 32 | 32 | 32 | 32 | 32 | 32 | 32 | 32 | 32 | 32 | 32 | 32 | 32 | 32 | 32 | 32 | 32 | 32 | 32 | 32 | 32 | 32 | 32 | 32 | 32 | 32 | 32 | 32 | 32 | 32 | 32 | 32 | 32 | 32 | 32 | 32 | 32 | 32 | 32 | 32 | 32 | 32 | 32 | 32 | 32 | 32 | 32 | 32 | 32 | 32 | 32 | 32 | 32 | 32 | 32 | 32 | 32 | 32 | 32 | 32 | 32 | 32 | 32 | 32 | 32 | 32 | 32 | 32 | 32 | 32 | 32 | 32 | 32 | 32 | 32 | 32 | 32 | 32 | 32 | 32 | 32 | 32 | 32 | 32 | 32 | 32 | 32 | 32 | 32 | 32 | 32 | 32 | 32 | 32 | 32 | 32 | 32 | 32 | 32 | 32 | 32 | 32 | 32 | 32 | 32 | 32 | 32 | 32 | 32 | 32 | 32 | 32 | 32 | 32 | 32 | 32 | 32 | 32 | 32 | 32 | 32 | 32 | 32 | 32 | 32 | 32 | 32 | 32 | 32 | 32 | 32 | 32 | 32 | 32 | 32 | 32 | 32 | 32 | 32 | 32 | 32 | 32 | 32 | 32 | 32 | 32 | 32 | 32 | 32 | 32 | 32 | 32 | 32 | 32 | 32 | 32 | 32 | 32 | 32 | 32 | 32 | 32 | 32 | 32 | 32 | 32 | 32 | 32 | 32 | 32 | 32 | 32 | 32 | 32 | 32 | 32 | 32 | 32 | 32 | 32 | 32 | 32 | 32 | 32 | 32 | 32 | 32 | 32 | 32 | 32 | 32 | 32 | 32 | 32 | 32 | 32 | 32 | 32 | 32 | 32 | 32 | 32 | 32 | 32 | 32 | 32 | 32 | 32 | 32 | 32 | 32 | 32 | 32 | 32 | 32 | 32 | 32 | 32 | 32 | 32 | 32 | 32 | 32 | 32 | 32 | 32 | 32 | 32 | 32 | 32 | 32 | 32 | 32 | 32 | 32 | 32 | 32 | 32 | 32 | 32 | 32 | 32 | 32 | 32 | 32 | 32 | 32 | 32 | 32 | 32 | 32 | 32 | 32 | 32 | 32 | 32 | 32 | 32 | 32 | 32 | 32 | 32 | 32 | 32 | 32 | 32 | 32 | 32 | 32 | 32 | 32 | 32 | 32 | 32 | 32 | 32 | 32 | 32 | 32 | 32 | 32 | 32 | 32 | 32 | 32 | 32 | 32 | 32 | 32 | 32 | 32 | 32 | 32 | 32 | 32 | 32 | 32 | 32 | 32 | 32 | 32 | 32 | 32 | 32 | 32 | 32 | 32 | 32 | 32 | 32 | 32 | 32 | 32 | 32 | 32 | 32 | 32 | 32 | 32 | 32 | 32 | 32 | 32 | 32 | 32 | 32 | 32 | 32 | 32 | 32 | 32 | 32 | 32 | 32 | 32 | 32 | 32 | 32 | 32 | 32 | 32 | 32 | 32 | 32 | 32 | 32 | 32 | 32 | 32 | 32 | 32 | 32 | 32 | 32 | 32 | 32 | 32 | 32 | 32 | 32 | 32 | 32 | 32 | 32 | 32 | 32 | 32 | 32 | 32 | 32 | 32 | 32 | 32 | 32 | 32 | 32 | 32 | 32 | 32 | 32 | 32 | 32 | 32 | 32 | 32 | 32 | 32 | 32 | 32 | 32 | 32 | 32 | 32 | 32 | 32 | 32 | 32 | 32 | 32 | 32 | 32 | 32 | 32 | 32 | 32 | 32 | 32 | 32 | 32 | 32 | 32 | 32 | 32 | 32 | 32 | 32 | 32 | 32 | 32 | 32 | 32 | 32 | 32 | 32 | 32 | 32 | 32 | 32 | 32 | 32 | 32 | 32 | 32 | 32 | 32 | 32 | 32 | 32 | 32 | 32 | 32 | 32 | 32 | 32 | 32 | 32 | 32 | 32 | 32 | 32 | 32 | 32 | 32 | 32 | 32 | 32 | 32 | 32 | 32 | 32 | 32 | 32 | 32 | 32 | 32 | 32 | 32 | 32 | 32 | 32 | 32 | 32 | 32 | 32 | 32 | 32 | 32 | 32 | 32 | 32 | 32 | 32 | 32 | 32 | 32 | 32 | 32 | 32 | 32 | 32 | 32 | 32 | 32 | 32 | 32 | 32 | 32 | 32 | 32 | 32 | 32 | 32 | 32 | 32 | 32 | 32 | 32 | 32 | 32 | 32 | 32 | 32 | 32 | 32 | 32 | 32 | 32 | 32 | 32 | 32 | 32 | 32 | 32 | 32 | 32 | 32 | 32 | 32 | 32 | 32 | 32 | 32 | 32 | 32 | 32 | 32 | 32 | 32 | 32 | 32 | 32 | 32 | 32 | 32 | 32 | 32 | 32 | 32 | 32 | 32 | 32 | 32 | 32 | 32 | 32 | 32 | 32 | 32 | 32 | 32 | 32 | 32 | 32 | 32 | 32 | 32 | 32 | 32 | 32 | 32 | 32 | 32 | 32 | 32 | 32 | 32 | 32 | 32 | 32 | 32 | 32 | 32 | 32 | 32 | 32 | 32 | 32 | 32 | 32 | 32 | 32 | 32 | 32 | 32 | 32 | 32 | 32 | 32 | 32 | 32 | 32 | 32 | 32 | 32 | 32 | 32 | 32 | 32 | 32 | 32 | 32 | 32 | 32 | 32 | 32 | 32 | 32 | 32 | 32 | 32 | 32 | 32 | 32 | 32 | 32 | 32 | 32 | 32 | 32 | 32 | 32 | 32 | 32 | 32 | 32 | 32 | 32 | 32 | 32 | 32 | 32 | 32 | 32 | 32 | 32 | 32 | 32 | 32 | 32 | 32 | 32 | 32 | 32 | 32 | 32 | 32 | 32 | 32 | 32 | 32 | 32 | 32 | 32 | 32 | 32 | 32 | 32 | 32 | 32 | 32 | 32 | 32 | 32 | 32 | 32 | 32 | 32 | 32 | 32 | 32 | 32 | 32 | 32 | 32 | 32 | 32 | 32 | 32 | 32 | 32 | 32 | 32 | 32 | 32 | 32 | 32 | 32 | 32 | 32 | 32 | 32 | 32 | 32 | 32 | 32 | 32 | 32 | 32 | 32 | 32 | 32 | 32 | 32 | 32 | 32 | 32 | 32 | 32 | 32 | 32 | 32 | 32 | 32 | 32 | 32 | 32 | 32 | 32 | 32 | 32 | 32 | 32 | 32 | 32 | 32 | 32 | 32 | 32 | 32 | 32 | 32 | 32 | 32 | 32 | 32 | 32 | 32 | 32 | 32 | 32 | 32 | 32 | 32 | 32 | 32 | 32 | 32 | 32 | 32 | 32 | 32 | 32 | 32 | 32 | 32 | 32 | 32 | 32 | 32 | 32 | 32 | 32 | 32 | 32 | 32 | 32 | 32 | 32 | 32 | 32 | 32 | 32 | 32 | 32 | 32 | 32 | 32 | 32 | 32 | 32 | 32 | 32 | 32 | 32 | 32 | 32 | 32 | 32 | 32 | 32 | 32 | 32 | 32 | 32 | 32 | 32 | 32 | 32 | 32 | 32 | 32 | 32 | 32 | 32 | 32 | 32 | 32 | 32 | 32 | 32 | 32 | 32 | 32 | 32 | 32 | 32 | 32 | 32 | 32 | 32 | 32 | 32 | 32 | 32 | 32 | 32 | 32 | 32 | 32 | 32 | 32 | 32 | 32 | 32 | 32 | 32 | 32 | 32 | 32 | 32 | 32 | 32 | 32 | 32 | 32 | 32 | 32 | 32 | 32 | 32 | 32 | 32 | 32 | 32 | 32 | 32 | 32 | 32 | 32 | 32 | 32 | 32 | 32 | 32 | 32 | 32 | 32 | 32 | 32 | 32 | 32 | 32 | 32 | 32 | 32 | 32 | 32 | 32 | 32 | 32 | 32 | 32 | 32 | 32 | 32 | 32 | 32 | 32 | 32 | 32 | 32 | 32 | 32 | 32 | 32 | 32 | 32 | 32 | 32 | 32 | 32 | 32 | 32 | 32 | 32 | 32 | 32 | 32 | 32 | 32 | 32 | 32 | 32 | 32 | 32 | 32 | 32 | 32 | 32 | 32 | 32 | 32 | 32 | 32 | 32 | 32 | 32 | 32 | 32 | 32 | 32 | 32 | 32 | 32 | 32 | 32 | 32 | 32 | 32 | 32 | 32 | 32 | 32 | 32 | 32 | 32 | 32 | 32 | 32 | 32 | 32 | 32 | 32 | 32 | 32 | 32 | 32 | 32 | 32 | 32 | 32 | 32 | 32 | 32 | 32 | 32 | 32 | 32 | 32 | 32 | 32 | 32 | 32 | 32 | 32 | 32 | 32 | 32 | 32 | 32 | 32 | 32 | 32 | 32 | 32 | 32 | 32 | 32 | 32 | 32 | 32 | 32 | 32 | 32 | 32 | 32 | 32 | 32 | 32 | 32 | 32 | 32 | 32 | 32 | 32 | 32 | 32 | 32 | 32 | 32 | 32 | 32 | 32 | 32 | 32 | 32 | 32 | 32 | 32 | 32 | 32 | 32 | 32 | 32 | 32 | 32 | 32 | 32 | 32 | 32 | 32 | 32 | 32 | 32 | 32 | 32 | 32 | 32 | 32 | 32 | 32 | 32 | 32 | 32 | 32 | 32 | 32 | 32 | 32 | 32 | 32 | 32 | 32 | 32 | 32 | 32 | 32 | 32 | 32 | 32 | 32 | 32 | 32 | 32 | 32 | 32 | 32 | 32 | 32 | 32 | 32 | 32 | 32 | 32 | 32 | 32 | 32 | 32 | 32 | 32 | 32 | 32 | 32 | 32 | 32 | 32 | 32 | 32 | 32 | 32 | 32 | 32 | 32 | 32 | 32 | 32 | 32 | 32 | 32 | 32 | 32 | 32 | 32 | 32 | 32 | 32 | 32 | 32 | 32 | 32 | 32 | 32 | 32 | 32 | 32 | 32 | 32 | 32 | 32 | 32 | 32 | 32 | 32 | 32 | 32 | 32 | 32 | 32 | 32 | 32 | 32 | 32 | 32 | 32 | 32 | 32 | 32 | 32 | 32 | 32 | 32 | 32 | 32 | 32 | 32 | 32 | 32 | 32 | 32 | 32 | 32 | 32 | 32 | 32 | 32 | 32 | 32 | 32 | 32 | 32 | 32 | 32 | 32 | 32 | 32 | 32 | 32 | 32 | 32 | 32 | 32 | 32 | 32 | 32 | 32 | 32 | 32 | 32 | 32 | 32 | 32 | 32 | 32 | 32 | 32 | 32 | 32 | 32 | 32 | 32 | 32 | 32 | 32 | 32 | 32 | 32 | 32 | 32 | 32 | 32 | 32 | 32 | 32 | 32 | 32 | 32 | 32 | 32 | 32 | 32 | 32 | 32 | 32 | 32 | 32 | 32 | 32 | 32 | 32 | 32 | 32 | 32 | 32 | 32 | 32 | 32 | 32 | 32 | 32 | 32 | 32 | 32 | 32 | 32 | 32 | 32 | 32 | 32 | 32 | 32 | 32 | 32 | 32 | 32 | 32 | 32 | 32 | 32 | 32 | 32 | 32 | 32 | 32 | 32 | 32 | 32 | 32 | 32 | 32 | 32 | 32 | 32 | 32 | 32 | 32 | 32 | 32 | 32 | 32 | 32 | 32 | 32 | 32 | 32 | 32 | 32 | 32 | 32 | 32 | 32 | 32 | 32 | 32 | 32 | 32 | 32 | 32 | 32 | 32 | 32 | 32 | 32 | 32 | 32 | 32 | 32 | 32 | 32 | 32 | 32 | 32 | 32 | 32 | 32 | 32 | 32 | 32 | 32 | 32 | 32 | 32 | 32 | 32 | 32 | 32 | 32 | 32 | 32 | 32 | 32 | 32 | 32 | 32 | 32 | 32 | 32 | 32 | 32 | 32 | 32 | 32 | 32 | 32 | 32 | 32 | 32 | 32 | 32 | 32 | 32 | 32 | 32 | 32 | 32 | 32 | 32 | 32 | 32 | 32 | 32 | 32 | 32 | 32 | 32 | 32 | 32 | 32 | 32 | 32 | 32 | 32 | 32 | 32 | 32 | 32 | 32 | 32 | 32 | 32 | 32 | 32 | 32 | 32 | 32 | 32 | 32 | 32 | 32 | 32 | 32 | 32 | 32 | 32 | 32 | 32 | 32 | 32 | 32 | 32 | 32 | 32 | 32 | 32 | 32 | 32 | 32 | 32 | 32 | 32 | 32 | 32 | 32 | 32 | 32 | 32 | 32 | 32 | 32 | 32 | 32 | 32 | 32 | 32 | 32 | 32 | 32 | 32 | 32 | 32 | 32 | 32 | 32 | 32 | 32 | 32 | 32 | 32 | 32 | 32 | 32 | 32 | 32 | 32 | 32 | 32 | 32 | 32 | 32 | 32 | 32 | 32 | 32 | 32 | 32 | 32 | 32 | 32 | 32 | 32 | 32 | 32 | 32 | 32 | 32 | 32 | 32 | 32 | 32 | 32 | 32 | 32 | 32 | 32 | 32 | 32 | 32 | 32 | 32 | 32 | 32 | 32 | 32 | 32 | 32 | 32 | 32 | 32 | 32 | 32 | 32 | 32 | 32 | 32 | 32 | 32 | 32 | 32 | 32 | 32 | 32 | 32 | 32 | 32 | 32 | 32 | 32 | 32 | 32 | 32 | 32 | 32 | 32 | 32 | 32 | 32 | 32 | 32 | 32 | 32 | 32 | 32 | 32 | 32 | 32 | 32 | 32 | 32 | 32 | 32 | 32 | 32 | 32 | 32 | 32 | 32 | 32 | 32 | 32 | 32 | 32 | 32 | 32 | 32 | 32 | 32 | 32 | 32 | 32 | 32 | 32 | 32 | 32 | 32 | 32 | 32 | 32 | 32 | 32 | 32 | 32 | 32 | 32 | 32 | 32 | 32 | 32 | 32 | 32 | 32 | 32 | 32 | 32 | 32 | 32 | 32 | 32 | 32 | 32 | 32 | 32 | 32 | 32 | 32 | 32 | 32 | 32 | 32 | 32 | 32 | 32 | 32 | 32 | 32 | 32 | 32 | 32 | 32 | 32 | 32 | 32 | 32 | 32 | 32 | 32 | 32 | 32 | 32 | 32 | 32 | 32 | 32 | 32 | 32 | 32 | 32 | 32 | 32 | 32 | 32 | 32 | 32 | 32 | 32 | 32 | 32 | 32 | 32 | 32 | 32 | 32 | 32 | 32 | 32 | 32 | 32 | 32 | 32 | 32 | 32 | 32 | 32 | 32 | 32 | 32 | 32 | 32 | 32 | 32 | 32 | 32 | 32 | 32 | 32 | 32 | 32 | 32 | 32 | 32 | 32 | 32 | 32 | 32 | 32 | 32 | 32 | 32 | 32 | 32 | 32 | 32 | 32 | 32 | 32 | 32 | 32 | 32 | 32 | 32 | 32 | 32 | 32 | 32 | 32 | 32 | 32 | 32 | 32 | 32 | 32 | 32 | 32 | 32 | 32 | 32 | 32 | 32 | 32 | 32 | 32 | 32 | 32 | 32 | 32 | 32 | 32 | 32 | 32 | 32 | 32 | 32 | 32 | 32 | 32 | 32 | 32 | 32 | 32 | 32 | 32 | 32 | 32 | 32 | 32 | 32 | 32 | 32 | 32 | 32 | 32 | 32 | 32 | 32 | 32 | 32 | 32 | 32 | 32 | 32 | 32 | 32 | 32 | 32 | 32 | 32 | 32 | 32 | 32 | 32 | 32 | 32 | 32 | 32 | 32 | 32 | 32 | 32 | 32 | 32 | 32 | 32 | 32 | 32 | 32 | 32 | 32 | 32 | 32 | 32 | 32 | 32 | 32 | 32 | 32 | 32 | 32 | 32 | 32 | 32 | 32 | 32 | 32 | 32 | 32 | 32 | 32 | 32 | 32 | 32 | 32 | 32 | 32 | 32 | 32 | 32 | 32 | 32 | 32 | 32 | 32 | 32 | 32 | 32 | 32 | 32 | 32 | 32 | 32 | 32 | 32 | 32 | 32 | 32 | 32 | 32 | 32 | 32 | 32 | 32 | 32 | 32 | 32 | 32 | 32 | 32 | 32 | 32 | 32 | 32 | 32 | 32 | 32 | 32 | 32 | 32 | 32 | 32 | 32 | 32 | 32 | 32 | 32 | 32 | 32 | 32 | 32 | 32 | 32 | 32 | 32 | 32 | 32 | 32 | 32 | 32 | 32 | 32 | 32 | 32 | 32 | 32 | 32 | 32 | 32 | 32 | 32 | 32 | 32 | 32 | 32 | 32 | 32 | 32 | 32 | 32 | 32 | 32 | 32 | 32 | 32 | 32 | 32 | 32 | 32 | 32 | 32 | 32 | 32 | 32 | 32 | 32 | 32 | 32 | 32 | 32 | 32 | 32 | 32 | 32 | 32 | 32 | 32 | 32 | 32 | 32 | 32 | 32 | 32 | 32 | 32 | 32 | 32 | 32 | 32 | 32 | 32 | 32 | 32 | 32 | 32 | 32 | 32 | 32 | 32 | 32 | 32 | 32 | 32 | 32 | 32 | 32 | 32 | 32 | 32 | 32 | 32 | 32 | 32 | 32 | 32 | 32 | 32 | 32 | 32 | 32 | 32 | 32 | 32 | 32 | 32 | 32 | 32 | 32 | 32 | 32 | 32 | 32 | 32 | 32 | 32 | 32 | 32 | 32 | 32 | 32 | 32 | 32 | 32 | 32 | 32 | 32 | 32 | 32 | 32 | 32 | 32 | 32 | 32 | 32 | 32 | 32 | 32 | 32 | 32 | 32 | 32 | 32 | 32 | 32 | 32 | 32 | 32 | 32 | 32 | 32 | 32 | 32 | 32 | 32 | 32 | 32 | 32 | 32 | 32 | 32 | 32 | 32 | 32 | 32 | 32 | 32 | 32 | 32 | 32 | 32 | 32 | 32 | 32 | 32 | 32 | 32 | 32 | 32 | 32 | 32 | 32 | 32 | 32 | 32 | 32 | 32 | 32 | 32 | 32 | 32 | 32 | 32 | 32 | 32 | 32 | 32 | 32 | 32 | 32 | 32 | 32 | 32 | 32 | 32 | 32 | 32 | 32 | 32 | 32 | 32 | 32 | 32 | 32 | 32 | 32 | 32 | 32 | 32 | 32 | 32 | 32 | 32 | 32 | 32 | 32 | 32 | 32 | 32 | 32 | 32 | 32 | 32 | 32 | 32 | 32 | 32 | 32 | 32 | 32 | 32 | 32 | 32 | 32 | 32 | 32 | 32 | 32 | 32 | 32 | 32 | 32 | 32 | 32 | 32 | 32 | 32 | 32 | 32 | 32 | 32 | 32 | 32 | 32 | 32 | 32 | 32 | 32 | 32 | 32 | 32 | 32 | 32 | 32 | 32 | 32 | 32 | 32 | 32 | 32 | 32 | 32 | 32 | 32 | 32 | 32 | 32 | 32 | 32 | 32 | 32 | 32 | 32 | 32 | 32 | 32 | 32 | 32 | 32 | 32 | 32 | 32 | 32 | 32 | 32 | 32 | 32 | 32 | 32 | 32 | 32 | 32 | 32 | 32 | 32 | 32 | 32 | 32 | 32 | 32 | 32 | 32 | 32 | 32 | 32 | 32 | 32 | 32 | 32 | 32 | 32 | 32 | 32 | 32 | 32 | 32 | 32 | 32 | 32 | 32 | 32 | 32 | 32 | 32 | 32 | 32 | 32 | 32 | 32 | 32 | 32 | 32 | 32 | 32 | 32 | 32 | 32 | 32 | 32 | 32 | 32 | 32 | 32 | 32 | 32 | 32 | 32 | 32 | 32 | 32 | 32 | 32 | 32 | 32 | 32 | 32 | 32 | 32 | 32 | 32 | 32 | 32 | 32 | 32 | 32 | 32 | 32 | 32 | 32 | 32 | 32 | 32 | 32 | 32 | 32 | 32 | 32 | 32 | 32 | 32 | 32 | 32 | 32 | 32 | 32 | 32 | 32 | 32 | 32 | 32 | 32 | 32 | 32 | 32 | 32 | 32 | 32 | 32 | 32 | 32 | 32 | 32 | 32 | 32 | 32 | 32 | 32 | 32 | 32 | 32 | 32 | 32 | 32 | 32 | 32 | 32 | 32 | 32 | 32 | 32 | 32 | 32 | 32 | 32 | 32 | 32 | 32 | 32 | 32 | 32 | 32 | 32 | 32 | 32 | 32 | 32 | 32 | 32 | 32 | 32 | 32 | 32 | 32 | 32 | 32 | 32 | 32 | 32 | 32 | 32 | 32 | 32 | 32 | 32 | 32 | 32 | 32 | 32 | 32 | 32 | 32 | 32 | 32 | 32 | 32 | 32 | 32 | 32 | 32 | 32 | 32 | 32 | 32 | 32 | 32 | 32 | 32 | 32 | 32 | 32 | 32 | 32 | 32 | 32 | 32 | 32 | 32 | 32 | 32 | 32 | 32 | 32 | 32 | 32 | 32 | 32 | 32 | 32 | 32 | 32 | 32 | 32 | 32 | 32 | 32 | 32 | 32 | 32 | 32 | 32 | 32 | 32 | 32 | 32 | 32 | 32 | 32 | 32 | 32 | 32 | 32 | 32 | 32 | 32 | 32 | 32 | 32 | 32 | 32 | 32 | 32 | 32 | 32 | 32 | 32 | 32 | 32 | 32 | 32 | 32 | 32 | 32 | 32 | 32 | 32 | 32 | 32 | 32 | 32 | 32 | 32 | 32 | 32 | 32 | 32 | 32 | 32 | 32 | 32 | 32 | 32 | 32 | 32 | 32 | 32 | 32 | 32 | 32 | 32 | 32 | 32 | 32 | 32 | 32 | 32 | 32 | 32 | 32 | 32 | 32 | 32 | 32 | 32 | 32 | 32 | 32 | 32 | 32 | 32 | 32 | 32 | 32 | 32 | 32 | 32 | 32 | 32 | 32 | 32 | 32 | 32 | 32 | 32 | 32 | 32 | 32 | 32 | 32 | 32 | 32 | 32 | 32 | 32 | 32 | 32 | 32 | 32 | 32 | 32 | 32 | 32 | 32 | 32 | 32 | 32 | 32 | 32 | 32 | 32 | 32 | 32 | 32 | 32 | 32 | 32 | 32 | 32 | 32 | 32 | 32 | 32 | 32 | 32 | 32 | 32 | 32 | 32 | 32 | 32 | 32 | 32 | 32 | 32 | 32 | 32 | 32 | 32 | 32 | 32 | 32 | 32 | 32 | 32 | 32 | 32 | 32 | 32 | 32 | 32 | 32 | 32 | 32 | 32 | 32 | 32 | 32 | 32 | 32 | 32 | 32 | 32 | 32 | 32 | 32 | 32 | 32 | 32 | 32 | 32 | 32 | 32 | 32 | 32 | 32 | 32 | 32 | 32 | 32 | 32 | 32 | 32 | 32 | 32 | 32 | 32 | 32 | 32 | 32 | 32 | 32 | 32 | 32 | 32 | 32 | 32 | 32 | 32 | 32 | 32 | 32 | 32 | 32 | 32 | 32 | 32 | 32 | 32 | 32 | 32 | 32 | 32 | 32 | 32 | 32 | 32 | 32 | 32 | 32 | 32 | 32 | 32 | 32 | 32 | 32 | 32 | 32 | 32 | 32 | 32 | 32 | 32 | 32 | 32 | 32 | 32 | 32 | 32 | 32 | 32 | 32 | 32 | 32 | 32 | 32 | 32 | 32 | 32 | 32 | 32 | 32 | 32 | 32 | 32 | 32 | 32 | 32 | 32 | 32 | 32 | 32 | 32 | 32 | 32 | 32 | 32 | 32 | 32 | 32 | 32 | 32 | 32 | 32 | 32 | 32 | 32 | 32 | 32 | 32 | 32 | 32 | 32 | 32 | 32 | 32 | 32 | 32 | 32 | 32 | 32 | 32 | 32 | 32 | 32 | 32 | 32 | 32 | 32 | 32 | 32 | 32 | 32 | 32 | 32 | 32 | 32 | 32 | 32 | 32 | 32 | 32 | 32 | 32 | 32 | 32 | 32 | 32 | 32 | 32 | 32 | 32 | 32 | 32 | 32 | 32 | 32 | 32 | 32 | 32 | 32 | 32 | 32 | 32 | 32 | 32 | 32 | 32 | 32 | 32 | 32 | 32 | 32 | 32 | 32 | 32 | 32 | 32 | 32 | 32 | 32 | 32 | 32 | 32 | 32 | 32 | 32 | 32 | 32 | 32 | 32 | 32 | 32 | 32 | 32 | 32 | 32 | 32 | 32 | 32 | 32 | 32 | 32 | 32 | 32 | 32 | 32 | 32 | 32 | 32 | 32 | 32 | 32 | 32 | 32 | 32 | 32 | 32 | 32 | 32 | 32 | 32 | 32 | 32 | 32 | 32 | 32 | 32 | 32 | 32 | 32 | 32 | 32 | 32 | 32 | 32 | 32 | 32 | 32 | 32 | 32 | 32 | 32 | 32 | 32 | 32 | 32 | 32 | 32 | 32 | 32 | 32 | 32 | 32 | 32 | 32 | 32 | 32 | 32 | 32 | 32 | 32 | 32 | 32 | 32 | 32 | 32 | 32 | 32 | 32 | 32 | 32 | 32 | 32 | 32 | 32 | 32 | 32 | 32 | 32 | 32 | 32 | 32 | 32 | 32 | 32 | 32 | 32 | 32 | 32 | 32 | 32 | 32 | 32 | 32 | 32 | 32 | 32 | 32 | 32 | 32 | 32 | 32 | 32 | 32 | 32 | 32 | 32 | 32 | 32 | 32 | 32 | 32 | 32 | 32 | 32 | 32 | 32 | 32 | 32 | 32 | 32 | 32 | 32 | 32 | 32 | 32 | 32 | 32 | 32 | 32 | 32 | 32 | 32 | 32 | 32 | 32 | 32 | 32 | 32 | 32 | 32 | 32 | 32 | 32 | 32 | 32 | 32 | 32 | 32 | 32 | 32 | 32 | 32 | 32 | 32 | 32 | 32 | 32 | 32 | 32 | 32 | 32 | 32 | 32 | 32 | 32 | 32 | 32 | 32 | 32 | 32 | 32 | 32 | 32 | 32 | 32 | 32 | 32 | 32 | 32 | 32 | 32 | 32 | 32 | 32 | 32 | 32 | 32 | 32 | 32 | 32 | 32 | 32 | 32 | 32 | 32 | 32 | 32 | 32 | 32 | 32 | 32 | 32 | 32 | 32 | 32 | 32 | 32 | 32 | 32 | 32 | 32 | 32 | 32 | 32 | 32 | 32 | 32 | 32 | 32 | 32 | 32 | 32 | 32 | 32 | 32 | 32 | 32 | 32 | 32 | 32 | 32 | 32 | 32 | 32 | 32 | 32 | 32 | 32 | 32 | 32 | 32 | 32 | 32 | 32 | 32 | 32 | 32 | 32 | 32 | 32 | 32 | 32 | 32 | 32 | 32 | 32 | 32 | 32 | 32 | 32 | 32 | 32 | 32 | 32 | 32 | 32 | 32 | 32 | 32 | 32 | 32 | 32 | 32 | 32 | 32 | 32 | 32 | 32 | 32 | 32 | 32 | 32 | 32 | 32 | 32 | 32 | 32 | 32 | 32 | 32 | 32 | 32 | 32 | 32 | 32 | 32 | 32 | 32 | 32 | 32 | 32 | 32 | 32 | 32 | 32 | 32 | 32 | 32 | 32 | 32 | 32 | 32 | 32 | 32 | 32 | 32 | 32 | 32 | 32 | 32 | 32 | 32 | 32 | 32 | 32 | 32 | 32 | 32 | 32 | 32 | 32 | 32 | 32 | 32 | 32 | 32 | 32 | 32 | 32 | 32 | 32 | 32 | 32 | 32 | 32 | 32 | 32 | 32 | 32 | 32 | 32 | 32 | 32 | 32 | 32 | 32 | 32 | 32 | 32 | 32 | 32 | 32 | 32 | 32 | 32 | 32 | 32 | 32 | 32 | 32 | 32 | 32 | 32 | 32 | 32 | 32 | 32 | 32 | 32 | 32 | 32 | 32 | 32 | 32 | 32 | 32 | 32 | 32 | 32 | 32 | 32 | 32 | 32 | 32 | 32 | 32 | 32 | 32 | 32 | 32 | 32 | 32 | 32 | 32 | 32 | 32 | 32 | 32 | 32 | 32 | 32 | 32 | 32 | 32 | 32 | 32 | 32 | 32 | 32 | 32 | 32 | 32 | 32 | 32 | 32 | 32 | 32 | 32 | 32 | 32 | 32 | 32 | 32 | 32 | 32 | 32 | 32 | 32 | 32 | 32 | 32 | 32 | 32 | 32 | 32 | 32 | 32 | 32 | 32 | 32 | 32 | 32 | 32 | 32 | 32 | 32 | 32 | 32 | 32 | 32 | 32 | 32 | 32 | 32 | 32 | 32 | 32 | 32 | 32 | 32 | 32 | 32 | 32 | 32 | 32 | 32 | 32 | 32 | 32 | 32 | 32 | 32 | 32 | 32 | 32 | 32 | 32 | 32 | 32 | 32 | 32 | 32 | 32 | 32 | 32 | 32 | 32 | 32 | 32 | 32 | 32 | 32 | 32 | 32 | 32 | 32 | 32 | 32 | 32 | 32 | 32 | 32 | 32 | 32 | 32 | 32 | 32 | 32 | 32 | 32 | 32 | 32 | 32 | 32 | 32 | 32 | 32 | 32 | 32 | 32 | 32 | 32 | 32 | 32 | 32 | 32 | 32 | 32 | 32 | 32 | 32 | 32 | 32 | 32 | 32 | 32 | 32 | 32 | 32 | 32 | 32 | 32 | 32 | 32 | 32 | 32 | 32 | 32 | 32 | 32 | 32 | 32 | 32 | 32 | 32 | 32 | 32 | 32 | 32 | 32 | 32 | 32 | 32 | 32 | 32 | 32 | 32 | 32 | 32 | 32 | 32 | 32 | 32 | 32 | 32 | 32 | 32 | 32 | 32 | 32 | 32 | 32 | 32 | 32 | 32 | 32 | 32 | 32 | 32 | 32 | 32 | 32 | 32 | 32 | 32 | 32 | 32 | 32 | 32 | 32 | 32 | 32 | 32 | 32 | 32 | 32 | 32 | 32 | 32 | 32 | 32 | 32 | 32 | 32 | 32 | 32 | 32 | 32 | 32 | 32 | 32 | 32 | 32 | 32 | 32 | 32 | 32 | 32 | 32 | 32 | 32 | 32 | 32 | 32 | 32 | 32 | 32 | 32 | 32 | 32 | 32 | 32 | 32 | 32 | 32 | 32 | 32 | 32 | 32 | 32 | 32 | 32 | 32 | 32 | 32 | 32 | 32 | 32 | 32 | 32 | 32 | 32 | 32 | 32 | 32 | 32 | 32 | 32 | 32 | 32 | 32 | 32 | 32 | 32 | 32 | 32 | 32 | 32 | 32 | 32 | 32 | 32 | 32 | 32 | 32 | 32 | 32 | 32 | 32 | 32 | 32 | 32 | 32 | 32 | 32 | 32 | 32 | 32 | 32 | 32 | 32 | 32 | 32 | 32 | 32 | 32 | 32 | 32 | 32 | 32 | 32 | 32 | 32 | 32 | 32 | 32 | 32 | 32 | 32 | 32 | 32 | 32 | 32 | 32 | 32 | 32 | 32 | 32 | 32 | 32 | 32 | 32 | 32 | 32 | 32 | 32 | 32 | 32 | 32 | 32 | 32 | 32 | 32 | 32 | 32 | 32 | 32 | 32 | 32 | 32 | 32 | 32 | 32 | 32 | 32 | 32 | 32 | 32 | 32 | 32 | 32 | 32 | 32 | 32 | 32 | 32 | 32 | 32 | 32 | 32 | 32 | 32 | 32 | 32 | 32 | 32 | 32 | 32 | 32 | 32 | 32 | 32 | 32 | 32 | 32 | 32 | 32 | 32 | 32 | 32 | 32 | 32 | 32 | 32 | 32 | 32 | 32 | 32 | 32 | 32 | 32 | 32 | 32 | 32 | 32 | 32 | 32 | 32 | 32 | 32 | 32 | 32 | 32 | 32 | 32 | 32 | 32 | 32 | 32 | 32 | 32 | 32 | 32 | 32 | 32 | 32 | 32 | 32 | 32 | 32 | 32 | 32 | 32 | 32 | 32 | 32 | 32 | 32 | 32 | 32 | 32 | 32 | 32 | 32 | 32 | 32 | 32 | 32 | 32 | 32 | 32 | 32 | 32 | 32 | 32 | 32 | 32 | 32 | 32 | 32 | 32 | 32 | 32 | 32 | 32 | 32 | 32 | 32 | 32 | 32 | 32 | 32 | 32 | 32 | 32 | 32 | 32 | 32 | 32 | 32 | 32 | 32 | 32 | 32 | 32 | 32 | 32 | 32 | 32 | 32 | 32 | 32 | 32 | 32 | 32 | 32 | 32 | 32 | 32 | 32 | 32 | 32 | 32 | 32 | 32 | 32 | 32 | 32 | 32 | 32 | 32 | 32 | 32 | 32 | 32 | 32 | 32 | 32 | 32 | 32 | 32 | 32 | 32 | 32 | 32 | 32 | 32 | 32 | 32 | 32 | 32 | 32 | 32 | 32 | 32 | 32 | 32 | 32 | 32 | 32 | 32 | 32 | 32 | 32 | 32 | 32 | 32 | 32 | 32 | 32 | 32 | 32 | 32 | 32 | 32 | 32 | 32 | 32 | 32 | 32 | 32 | 32 | 32 | 32 | 32 | 32 | 32 | 32 | 32 | 32 | 32 | 32 | 32 | 32 | 32 | 32 | 32 | 32 | 32 | 32 | 32 | 32 | 32 | 32 | 32 | 32 | 32 | 32 | 32 | 32 | 32 | 32 | 32 | 32 | 32 | 32 | 32 | 32 | 32 | 32 | 32 | 32 | 32 | 32 | 32 | 32 | 32 | 32 | 32 | 32 | 32 | 32 | 32 | 32 | 32 | 32 | 32 | 32 | 32 | 32 | 32 | 32 | 32 | 32 | 32 | 32 | 32 | 32 | 32 | 32 | 32 | 32 | 32 | 32 | 32 | 32 | 32 | 32 | 32 | 32 | 32 | 32 | 32 | 32 | 32 | 32 | 32 | 32 | 32 | 32 | 32 | 32 | 32 | 32 | 32 | 32 | 32 | 32 | 32 | 32 | 32 | 32 | 32 | 32 | 32 | 32 | 32 | 32 | 32 | 32 | 32 | 32 | 32 | 32 | 32 | 32 | 32 | 32 | 32 | 32 | 32 | 32 | 32 | 32 | 32 | 32 | 32 | 32 | 32 | 32 | 32 | 32 | 32 | 32 | 32 | 32 | 32 | 32 | 32 | 32 | 32 | 32 | 32 | 32 | 32 | 32 | 32 | 32 | 32 | 32 | 32 | 32 | 32 | 32 | 32 | 32 | 32 | 32 | 32 | 32 | 32 | 32 | 32 | 32 | 32 | 32 | 32 | 32 | 32 | 32 | 32 | 32 | 32 | 32 | 32 | 32 | 32 | 32 | 32 | 32 | 32 | 32 | 32 | 32 | 32 | 32 | 32 | 32 | 32 | 32 | 32 | 32 | 32 | 32 | 32 | 32 | 32 | 32 | 32 | 32 | 32 | 32 | 32 | 32 | 32 | 32 | 32 | 32 | 32 | 32 | 32 | 32 | 32 | 32 | 32 | 32 | 32 | 32 | 32 | 32 | 32 | 32 | 32 | 32 | 32 | 32 | 32 | 32 | 32 | 32 | 32 | 32 | 32 | 32 | 32 | 32 | 32 | 32 | 32 | 32 | 32 | 32 | 32 | 32 | 32 | 32 | 32 | 32 | 32 | 32 | 32 | 32 | 32 | 32 | 32 | 32 | 32 | 32 | 32 | 32 | 32 | 32 | 32 | 32 | 32 | 32 | 32 | 32 | 32 | 32 | 32 | 32 | 32 | 32 | 32 | 32 | 32 | 32 | 32 | 32 | 32 | 32 | 32 | 32 | 32 | 32 | 32 | 32 | 32 | 32 | 32 | 32 | 32 | 32 | 32 | 32 | 32 | 32 | 32 | 32 | 32 | 32 | 32 | 32 | 32 | 32 | 32 | 32 | 32 | 32 | 32 | 32 | 32 | 32 | 32 | 32 | 32 | 32 | 32 | 32 | 32 | 32 | 32 | 32 | 32 | 32 | 32 | 32 | 32 | 32 | 32 | 32 | 32 | 32 | 32 | 32 | 32 | 32 | 32 | 32 | 32 | 32 | 32 | 32 | 32 | 32 | 32 | 32 | 32 | 32 | 32 | 32 | 32 | 32 | 32 | 32 | 32 | 32 | 32 | 32 | 32 | 32 | 32 | 32 | 32 | 32 | 32 | 32 | 32 | 32 | 32 | 32 | 32 | 32 | 32 | 32 | 32 | 32 | 32 | 32 | 32 | 32 | 32 | 32 | 32 | 32 | 32 | 32 | 32 | 32 | 32 | 32 | 32 | 32 | 32 | 32 | 32 | 32 | 32 | 32 | 32 | 32 | 32 | 32 | 32 | 32 | 32 | 32 | 32 | 32 | 32 | 32 | 32 | 32 | 32 | 32 | 32 | 32 | 32 | 32 | 32 | 32 | 32 | 32 | 32 | 32 | 32 | 32 | 32 | 32 | 32 | 32 | 32 | 32 | 32 | 32 | 32 | 32 | 32 | 32 | 32 | 32 | 32 | 32 | 32 | 32 | 32 | 32 | 32 | 32 | 32 | 32 | 32 | 32 | 32 | 32 | 32 | 32 | 32 | 32 | 32 | 32 | 32 | 32 | 32 | 32 | 32 | 32 | 32 | 32 | 32 | 32 | 32 | 32 | 32 | 32 | 32 | 32 | 32 | 32 | 32 | 32 | 32 | 32 | 32 | 32 | 32 | 32 | 32 | 32 | 32 | 32 | 32 | 32 | 32 | 32 | 32 | 32 | 32 | 32 | 32 | 32 | 32 | 32 | 32 | 32 | 32 | 32 | 32 | 32 | 32 | 32 | 32 | 32 | 32 | 32 | 32 | 32 | 32
Exposure time | T | constant | 25200 |  | s | Exposure time in seconds | T | 25200 | 25200 | 25200 | 25200 | 25200 | 25200 | 25200 | 25200 | 25200 | 25200 | 25200 | 25200 | 25200 | 25200 | 25200 | 25200 | 25200 | 25200 | 25200 | 25200 | 25200 | 25200 | 25200 | 25200 | 25200 | 25200 | 25200 | 25200 | 25200 | 25200 | 25200 | 25200 | 25200 | 25200 | 25200 | 25200 | 25200 | 25200 | 25200 | 25200 | 25200 | 25200 | 25200 | 25200 | 25200 | 25200 | 25200 | 25200 | 25200 | 25200 | 25200 | 25200 | 25200 | 25200 | 25200 | 25200 | 25200 | 25200 | 25200 | 25200 | 25200 | 25200 | 25200 | 25200 | 25200 | 25200 | 25200 | 25200 | 25200 | 25200 | 25200 | 25200 | 25200 | 25200 | 25200 | 25200 | 25200 | 25200 | 25200 | 25200 | 25200 | 25200 | 25200 | 25200 | 25200 | 25200 | 25200 | 25200 | 25200 | 25200 | 25200 | 25200 | 25200 | 25200 | 25200 | 25200 | 25200 | 25200 | 25200 | 25200 | 25200 | 25200 | 25200 | 25200 | 25200 | 25200 | 25200 | 25200 | 25200 | 25200 | 25200 | 25200 | 25200 | 25200 | 25200 | 25200 | 25200 | 25200 | 25200 | 25200 | 25200 | 25200 | 25200 | 25200 | 25200 | 25200 | 25200 | 25200 | 25200 | 25200 | 25200 | 25200 | 25200 | 25200 | 25200 | 25200 | 25200 | 25200 | 25200 | 25200 | 25200 | 25200 | 25200 | 25200 | 25200 | 25200 | 25200 | 25200 | 25200 | 25200 | 25200 | 25200 | 25200 | 25200 | 25200 | 25200 | 25200 | 25200 | 25200 | 25200 | 25200 | 25200 | 25200 | 25200 | 25200 | 25200 | 25200 | 25200 | 25200 | 25200 | 25200 | 25200 | 25200 | 25200 | 25200 | 25200 | 25200 | 25200 | 25200 | 25200 | 25200 | 25200 | 25200 | 25200 | 25200 | 25200 | 25200 | 25200 | 25200 | 25200 | 25200 | 25200 | 25200 | 25200 | 25200 | 25200 | 25200 | 25200 | 25200 | 25200 | 25200 | 25200 | 25200 | 25200 | 25200 | 25200 | 25200 | 25200 | 25200 | 25200 | 25200 | 25200 | 25200 | 25200 | 25200 | 25200 | 25200 | 25200 | 25200 | 25200 | 25200 | 25200 | 25200 | 25200 | 25200 | 25200 | 25200 | 25200 | 25200 | 25200 | 25200 | 25200 | 25200 | 25200 | 25200 | 25200 | 25200 | 25200 | 25200 | 25200 | 25200 | 25200 | 25200 | 25200 | 25200 | 25200 | 25200 | 25200 | 25200 | 25200 | 25200 | 25200 | 25200 | 25200 | 25200 | 25200 | 25200 | 25200 | 25200 | 25200 | 25200 | 25200 | 25200 | 25200 | 25200 | 25200 | 25200 | 25200 | 25200 | 25200 | 25200 | 25200 | 25200 | 25200 | 25200 | 25200 | 25200 | 25200 | 25200 | 25200 | 25200 | 25200 | 25200 | 25200 | 25200 | 25200 | 25200 | 25200 | 25200 | 25200 | 25200 | 25200 | 25200 | 25200 | 25200 | 25200 | 25200 | 25200 | 25200 | 25200 | 25200 | 25200 | 25200 | 25200 | 25200 | 25200 | 25200 | 25200 | 25200 | 25200 | 25200 | 25200 | 25200 | 25200 | 25200 | 25200 | 25200 | 25200 | 25200 | 25200 | 25200 | 25200 | 25200 | 25200 | 25200 | 25200 | 25200 | 25200 | 25200 | 25200 | 25200 | 25200 | 25200 | 25200 | 25200 | 25200 | 25200 | 25200 | 25200 | 25200 | 25200 | 25200 | 25200 | 25200 | 25200 | 25200 | 25200 | 25200 | 25200 | 25200 | 25200 | 25200 | 25200 | 25200 | 25200 | 25200 | 25200 | 25200 | 25200 | 25200 | 25200 | 25200 | 25200 | 25200 | 25200 | 25200 | 25200 | 25200 | 25200 | 25200 | 25200 | 25200 | 25200 | 25200 | 25200 | 25200 | 25200 | 25200 | 25200 | 25200 | 25200 | 25200 | 25200 | 25200 | 25200 | 25200 | 25200 | 25200 | 25200 | 25200 | 25200 | 25200 | 25200 | 25200 | 25200 | 25200 | 25200 | 25200 | 25200 | 25200 | 25200 | 25200 | 25200 | 25200 | 25200 | 25200 | 25200 | 25200 | 25200 | 25200 | 25200 | 25200 | 25200 | 25200 | 25200 | 25200 | 25200 | 25200 | 25200 | 25200 | 25200 | 25200 | 25200 | 25200 | 25200 | 25200 | 25200 | 25200 | 25200 | 25200 | 25200 | 25200 | 25200 | 25200 | 25200 | 25200 | 25200 | 25200 | 25200 | 25200 | 25200 | 25200 | 25200 | 25200 | 25200 | 25200 | 25200 | 25200 | 25200 | 25200 | 25200 | 25200 | 25200 | 25200 | 25200 | 25200 | 25200 | 25200 | 25200 | 25200 | 25200 | 25200 | 25200 | 25200 | 25200 | 25200 | 25200 | 25200 | 25200 | 25200 | 25200 | 25200 | 25200 | 25200 | 25200 | 25200 | 25200 | 25200 | 25200 | 25200 | 25200 | 25200 | 25200 | 25200 | 25200 | 25200 | 25200 | 25200 | 25200 | 25200 | 25200 | 25200 | 25200 | 25200 | 25200 | 25200 | 25200 | 25200 | 25200 | 25200 | 25200 | 25200 | 25200 | 25200 | 25200 | 25200 | 25200 | 25200 | 25200 | 25200 | 25200 | 25200 | 25200 | 25200 | 25200 | 25200 | 25200 | 25200 | 25200 | 25200 | 25200 | 25200 | 25200 | 25200 | 25200 | 25200 | 25200 | 25200 | 25200 | 25200 | 25200 | 25200 | 25200 | 25200 | 25200 | 25200 | 25200 | 25200 | 25200 | 25200 | 25200 | 25200 | 25200 | 25200 | 25200 | 25200 | 25200 | 25200 | 25200 | 25200 | 25200 | 25200 | 25200 | 25200 | 25200 | 25200 | 25200 | 25200 | 25200 | 25200 | 25200 | 25200 | 25200 | 25200 | 25200 | 25200 | 25200 | 25200 | 25200 | 25200 | 25200 | 25200 | 25200 | 25200 | 25200 | 25200 | 25200 | 25200 | 25200 | 25200 | 25200 | 25200 | 25200 | 25200 | 25200 | 25200 | 25200 | 25200 | 25200 | 25200 | 25200 | 25200 | 25200 | 25200 | 25200 | 25200 | 25200 | 25200 | 25200 | 25200 | 25200 | 25200 | 25200 | 25200 | 25200 | 25200 | 25200 | 25200 | 25200 | 25200 | 25200 | 25200 | 25200 | 25200 | 25200 | 25200 | 25200 | 25200 | 25200 | 25200 | 25200 | 25200 | 25200 | 25200 | 25200 | 25200 | 25200 | 25200 | 25200 | 25200 | 25200 | 25200 | 25200 | 25200 | 25200 | 25200 | 25200 | 25200 | 25200 | 25200 | 25200 | 25200 | 25200 | 25200 | 25200 | 25200 | 25200 | 25200 | 25200 | 25200 | 25200 | 25200 | 25200 | 25200 | 25200 | 25200 | 25200 | 25200 | 25200 | 25200 | 25200 | 25200 | 25200 | 25200 | 25200 | 25200 | 25200 | 25200 | 25200 | 25200 | 25200 | 25200 | 25200 | 25200 | 25200 | 25200 | 25200 | 25200 | 25200 | 25200 | 25200 | 25200 | 25200 | 25200 | 25200 | 25200 | 25200 | 25200 | 25200 | 25200 | 25200 | 25200 | 25200 | 25200 | 25200 | 25200 | 25200 | 25200 | 25200 | 25200 | 25200 | 25200 | 25200 | 25200 | 25200 | 25200 | 25200 | 25200 | 25200 | 25200 | 25200 | 25200 | 25200 | 25200 | 25200 | 25200 | 25200 | 25200 | 25200 | 25200 | 25200 | 25200 | 25200 | 25200 | 25200 | 25200 | 25200 | 25200 | 25200 | 25200 | 25200 | 25200 | 25200 | 25200 | 25200 | 25200 | 25200 | 25200 | 25200 | 25200 | 25200 | 25200 | 25200 | 25200 | 25200 | 25200 | 25200 | 25200 | 25200 | 25200 | 25200 | 25200 | 25200 | 25200 | 25200 | 25200 | 25200 | 25200 | 25200 | 25200 | 25200 | 25200 | 25200 | 25200 | 25200 | 25200 | 25200 | 25200 | 25200 | 25200 | 25200 | 25200 | 25200 | 25200 | 25200 | 25200 | 25200 | 25200 | 25200 | 25200 | 25200 | 25200 | 25200 | 25200 | 25200 | 25200 | 25200 | 25200 | 25200 | 25200 | 25200 | 25200 | 25200 | 25200 | 25200 | 25200 | 25200 | 25200 | 25200 | 25200 | 25200 | 25200 | 25200 | 25200 | 25200 | 25200 | 25200 | 25200 | 25200 | 25200 | 25200 | 25200 | 25200 | 25200 | 25200 | 25200 | 25200 | 25200 | 25200 | 25200 | 25200 | 25200 | 25200 | 25200 | 25200 | 25200 | 25200 | 25200 | 25200 | 25200 | 25200 | 25200 | 25200 | 25200 | 25200 | 25200 | 25200 | 25200 | 25200 | 25200 | 25200 | 25200 | 25200 | 25200 | 25200 | 25200 | 25200 | 25200 | 25200 | 25200 | 25200 | 25200 | 25200 | 25200 | 25200 | 25200 | 25200 | 25200 | 25200 | 25200 | 25200 | 25200 | 25200 | 25200 | 25200 | 25200 | 25200 | 25200 | 25200 | 25200 | 25200 | 25200 | 25200 | 25200 | 25200 | 25200 | 25200 | 25200 | 25200 | 25200 | 25200 | 25200 | 25200 | 25200 | 25200 | 25200 | 25200 | 25200 | 25200 | 25200 | 25200 | 25200 | 25200 | 25200 | 25200 | 25200 | 25200 | 25200 | 25200 | 25200 | 25200 | 25200 | 25200 | 25200 | 25200 | 25200 | 25200 | 25200 | 25200 | 25200 | 25200 | 25200 | 25200 | 25200 | 25200 | 25200 | 25200 | 25200 | 25200 | 25200 | 25200 | 25200 | 25200 | 25200 | 25200 | 25200 | 25200 | 25200 | 25200 | 25200 | 25200 | 25200 | 25200 | 25200 | 25200 | 25200 | 25200 | 25200 | 25200 | 25200 | 25200 | 25200 | 25200 | 25200 | 25200 | 25200 | 25200 | 25200 | 25200 | 25200 | 25200 | 25200 | 25200 | 25200 | 25200 | 25200 | 25200 | 25200 | 25200 | 25200 | 25200 | 25200 | 25200 | 25200 | 25200 | 25200 | 25200 | 25200 | 25200 | 25200 | 25200 | 25200 | 25200 | 25200 | 25200 | 25200 | 25200 | 25200 | 25200 | 25200 | 25200 | 25200 | 25200 | 25200 | 25200 | 25200 | 25200 | 25200 | 25200 | 25200 | 25200 | 25200 | 25200 | 25200 | 25200 | 25200 | 25200 | 25200 | 25200 | 25200 | 25200 | 25200 | 25200 | 25200 | 25200 | 25200 | 25200 | 25200 | 25200 | 25200 | 25200 | 25200 | 25200 | 25200 | 25200 | 25200 | 25200 | 25200 | 25200 | 25200 | 25200 | 25200 | 25200 | 25200 | 25200 | 25200 | 25200 | 25200 | 25200 | 25200 | 25200 | 25200 | 25200 | 25200 | 25200 | 25200 | 25200 | 25200 | 25200 | 25200 | 25200 | 25200 | 25200 | 25200 | 25200 | 25200 | 25200 | 25200 | 25200 | 25200 | 25200 | 25200 | 25200 | 25200 | 25200 | 25200 | 25200 | 25200 | 25200 | 25200 | 25200 | 25200 | 25200 | 25200 | 25200 | 25200 | 25200 | 25200 | 25200 | 25200 | 25200 | 25200 | 25200 | 25200 | 25200 | 25200 | 25200 | 25200 | 25200 | 25200 | 25200 | 25200 | 25200 | 25200 | 25200 | 25200 | 25200 | 25200 | 25200 | 25200 | 25200 | 25200 | 25200 | 25200 | 25200 | 25200 | 25200 | 25200 | 25200 | 25200 | 25200 | 25200 | 25200 | 25200 | 25200 | 25200 | 25200 | 25200 | 25200 | 25200 | 25200 | 25200 | 25200 | 25200 | 25200 | 25200 | 25200 | 25200 | 25200 | 25200 | 25200 | 25200 | 25200 | 25200 | 25200 | 25200 | 25200 | 25200 | 25200 | 25200 | 25200 | 25200 | 25200 | 25200 | 25200 | 25200 | 25200 | 25200 | 25200 | 25200 | 25200 | 25200 | 25200 | 25200 | 25200 | 25200 | 25200 | 25200 | 25200 | 25200 | 25200 | 25200 | 25200 | 25200 | 25200 | 25200 | 25200 | 25200 | 25200 | 25200 | 25200 | 25200 | 25200 | 25200 | 25200 | 25200 | 25200 | 25200 | 25200 | 25200 | 25200 | 25200 | 25200 | 25200 | 25200 | 25200 | 25200 | 25200 | 25200 | 25200 | 25200 | 25200 | 25200 | 25200 | 25200 | 25200 | 25200 | 25200 | 25200 | 25200 | 25200 | 25200 | 25200 | 25200 | 25200 | 25200 | 25200 | 25200 | 25200 | 25200 | 25200 | 25200 | 25200 | 25200 | 25200 | 25200 | 25200 | 25200 | 25200 | 25200 | 25200 | 25200 | 25200 | 25200 | 25200 | 25200 | 25200 | 25200 | 25200 | 25200 | 25200 | 25200 | 25200 | 25200 | 25200 | 25200 | 25200 | 25200 | 25200 | 25200 | 25200 | 25200 | 25200 | 25200 | 25200 | 25200 | 25200 | 25200 | 25200 | 25200 | 25200 | 25200 | 25200 | 25200 | 25200 | 25200 | 25200 | 25200 | 25200 | 25200 | 25200 | 25200 | 25200 | 25200 | 25200 | 25200 | 25200 | 25200 | 25200 | 25200 | 25200 | 25200 | 25200 | 25200 | 25200 | 25200 | 25200 | 25200 | 25200 | 25200 | 25200 | 25200 | 25200 | 25200 | 25200 | 25200 | 25200 | 25200 | 25200 | 25200 | 25200 | 25200 | 25200 | 25200 | 25200 | 25200 | 25200 | 25200 | 25200 | 25200 | 25200 | 25200 | 25200 | 25200 | 25200 | 25200 | 25200 | 25200 | 25200 | 25200 | 25200 | 25200 | 25200 | 25200 | 25200 | 25200 | 25200 | 25200 | 25200 | 25200 | 25200 | 25200 | 25200 | 25200 | 25200 | 25200 | 25200 | 25200 | 25200 | 25200 | 25200 | 25200 | 25200 | 25200 | 25200 | 25200 | 25200 | 25200 | 25200 | 25200 | 25200 | 25200 | 25200 | 25200 | 25200 | 25200 | 25200 | 25200 | 25200 | 25200 | 25200 | 25200 | 25200 | 25200 | 25200 | 25200 | 25200 | 25200 | 25200 | 25200 | 25200 | 25200 | 25200 | 25200 | 25200 | 25200 | 25200 | 25200 | 25200 | 25200 | 25200 | 25200 | 25200 | 25200 | 25200 | 25200 | 25200 | 25200 | 25200 | 25200 | 25200 | 25200 | 25200 | 25200 | 25200 | 25200 | 25200 | 25200 | 25200 | 25200 | 25200 | 25200 | 25200 | 25200 | 25200 | 25200 | 25200 | 25200 | 25200 | 25200 | 25200 | 25200 | 25200 | 25200 | 25200 | 25200 | 25200 | 25200 | 25200 | 25200 | 25200 | 25200 | 25200 | 25200 | 25200 | 25200 | 25200 | 25200 | 25200 | 25200 | 25200 | 25200 | 25200 | 25200 | 25200 | 25200 | 25200 | 25200 | 25200 | 25200 | 25200 | 25200 | 25200 | 25200 | 25200 | 25200 | 25200 | 25200 | 25200 | 25200 | 25200 | 25200 | 25200 | 25200 | 25200 | 25200 | 25200 | 25200 | 25200 | 25200 | 25200 | 25200 | 25200 | 25200 | 25200 | 25200 | 25200 | 25200 | 25200 | 25200 | 25200 | 25200 | 25200 | 25200 | 25200 | 25200 | 25200 | 25200 | 25200 | 25200 | 25200 | 25200 | 25200 | 25200 | 25200 | 25200 | 25200 | 25200 | 25200 | 25200 | 25200 | 25200 | 25200 | 25200 | 25200 | 25200 | 25200 | 25200 | 25200 | 25200 | 25200 | 25200 | 25200 | 25200 | 25200 | 25200 | 25200 | 25200 | 25200 | 25200 | 25200 | 25200 | 25200 | 25200 | 25200 | 25200 | 25200 | 25200 | 25200 | 25200 | 25200 | 25200 | 25200 | 25200 | 25200 | 25200 | 25200 | 25200 | 25200 | 25200 | 25200 | 25200 | 25200 | 25200 | 25200 | 25200 | 25200 | 25200 | 25200 | 25200 | 25200 | 25200 | 25200 | 25200 | 25200 | 25200 | 25200 | 25200 | 25200 | 25200 | 25200 | 25200 | 25200 | 25200 | 25200 | 25200 | 25200 | 25200 | 25200 | 25200 | 25200 | 25200 | 25200 | 25200 | 25200 | 25200 | 25200 | 25200 | 25200 | 25200 | 25200 | 25200 | 25200 | 25200 | 25200 | 25200 | 25200 | 25200 | 25200 | 25200 | 25200 | 25200 | 25200 | 25200 | 25200 | 25200 | 25200 | 25200 | 25200 | 25200 | 25200 | 25200 | 25200 | 25200 | 25200 | 25200 | 25200 | 25200 | 25200 | 25200 | 25200 | 25200 | 25200 | 25200 | 25200 | 25200 | 25200 | 25200 | 25200 | 25200 | 25200 | 25200 | 25200 | 25200 | 25200 | 25200 | 25200 | 25200 | 25200 | 25200 | 25200 | 25200 | 25200 | 25200 | 25200 | 25200 | 25200 | 25200 | 25200 | 25200 | 25200 | 25200 | 25200 | 25200 | 25200 | 25200 | 25200 | 25200 | 25200 | 25200 | 25200 | 25200 | 25200 | 25200 | 25200 | 25200 | 25200 | 25200 | 25200 | 25200 | 25200 | 25200 | 25200 | 25200 | 25200 | 25200 | 25200 | 25200 | 25200 | 25200 | 25200 | 25200 | 25200 | 25200 | 25200 | 25200 | 25200 | 25200 | 25200 | 25200 | 25200 | 25200 | 25200 | 25200 | 25200 | 25200 | 25200 | 25200 | 25200 | 25200 | 25200 | 25200 | 25200 | 25200 | 25200 | 25200 | 25200 | 25200 | 25200 | 25200 | 25200 | 25200 | 25200 | 25200 | 25200 | 25200 | 25200 | 25200 | 25200 | 25200 | 25200 | 25200 | 25200 | 25200 | 25200 | 25200 | 25200 | 25200 | 25200 | 25200 | 25200 | 25200 | 25200 | 25200 | 25200 | 25200 | 25200 | 25200 | 25200 | 25200 | 25200 | 25200 | 25200 | 25200 | 25200 | 25200 | 25200 | 25200 | 25200 | 25200 | 25200 | 25200 | 25200 | 25200 | 25200 | 25200 | 25200 | 25200 | 25200 | 25200 | 25200 | 25200 | 25200 | 25200 | 25200 | 25200 | 25200 | 25200 | 25200 | 25200 | 25200 | 25200 | 25200 | 25200 | 25200 | 25200 | 25200 | 25200 | 25200 | 25200 | 25200 | 25200 | 25200 | 25200 | 25200 | 25200 | 25200 | 25200 | 25200 | 25200 | 25200 | 25200 | 25200 | 25200 | 25200 | 25200 | 25200 | 25200 | 25200 | 25200 | 25200 | 25200 | 25200 | 25200 | 25200 | 25200 | 25200 | 25200 | 25200 | 25200 | 25200 | 25200 | 25200 | 25200 | 25200 | 25200 | 25200 | 25200 | 25200 | 25200 | 25200 | 25200 | 25200 | 25200 | 25200 | 25200 | 25200 | 25200 | 25200 | 25200 | 25200 | 25200 | 25200 | 25200 | 25200 | 25200 | 25200 | 25200 | 25200 | 25200 | 25200 | 25200 | 25200 | 25200 | 25200 | 25200 | 25200 | 25200 | 25200 | 25200 | 25200 | 25200 | 25200 | 25200 | 25200 | 25200 | 25200 | 25200 | 25200 | 25200 | 25200 | 25200 | 25200 | 25200 | 25200 | 25200 | 25200 | 25200 | 25200 | 25200 | 25200 | 25200 | 25200 | 25200 | 25200 | 25200 | 25200 | 25200 | 25200 | 25200 | 25200 | 25200 | 25200 | 25200 | 25200 | 25200 | 25200 | 25200 | 25200 | 25200 | 25200 | 25200 | 25200 | 25200 | 25200 | 25200 | 25200 | 25200 | 25200 | 25200 | 25200 | 25200 | 25200 | 25200 | 25200 | 25200 | 25200 | 25200 | 25200 | 25200 | 25200 | 25200 | 25200 | 25200 | 25200 | 25200 | 25200 | 25200 | 25200 | 25200 | 25200 | 25200 | 25200 | 25200 | 25200 | 25200 | 25200 | 25200 | 25200 | 25200 | 25200 | 25200 | 25200 | 25200 | 25200 | 25200 | 25200 | 25200 | 25200 | 25200 | 25200 | 25200 | 25200 | 25200 | 25200 | 25200 | 25200 | 25200 | 25200 | 25200 | 25200 | 25200 | 25200 | 25200 | 25200 | 25200 | 25200 | 25200 | 25200 | 25200 | 25200 | 25200 | 25200 | 25200 | 25200 | 25200 | 25200 | 25200 | 25200 | 25200 | 25200 | 25200 | 25200 | 25200 | 25200 | 25200 | 25200 | 25200 | 25200 | 25200 | 25200 | 25200 | 25200 | 25200 | 25200 | 25200 | 25200 | 25200 | 25200 | 25200 | 25200 | 25200 | 25200 | 25200 | 25200 | 25200 | 25200 | 25200 | 25200 | 25200 | 25200 | 25200 | 25200 | 25200 | 25200 | 25200 | 25200 | 25200 | 25200 | 25200 | 25200 | 25200 | 25200 | 25200 | 25200 | 25200 | 25200 | 25200 | 25200 | 25200 | 25200 | 25200 | 25200 | 25200 | 25200 | 25200 | 25200 | 25200 | 25200 | 25200 | 25200 | 25200 | 25200 | 25200 | 25200 | 25200 | 25200 | 25200 | 25200 | 25200 | 25200 | 25200 | 25200 | 25200 | 25200 | 25200 | 25200 | 25200 | 25200 | 25200 | 25200 | 25200 | 25200 | 25200 | 25200 | 25200 | 25200 | 25200 | 25200 | 25200 | 25200 | 25200 | 25200 | 25200 | 25200 | 25200 | 25200 | 25200 | 25200 | 25200 | 25200 | 25200 | 25200 | 25200 | 25200 | 25200 | 25200 | 25200 | 25200 | 25200 | 25200 | 25200 | 25200 | 25200 | 25200 | 25200 | 25200 | 25200 | 25200 | 25200 | 25200 | 25200 | 25200 | 25200 | 25200 | 25200 | 25200 | 25200 | 25200 | 25200 | 25200 | 25200 | 25200 | 25200 | 25200 | 25200 | 25200 | 25200 | 25200 | 25200 | 25200 | 25200 | 25200 | 25200 | 25200 | 25200 | 25200 | 25200 | 25200 | 25200 | 25200 | 25200 | 25200 | 25200 | 25200 | 25200 | 25200 | 25200 | 25200 | 25200 | 25200 | 25200 | 25200 | 25200 | 25200 | 25200 | 25200 | 25200 | 25200 | 25200 | 25200 | 25200 | 25200 | 25200 | 25200 | 25200 | 25200 | 25200 | 25200 | 25200 | 25200 | 25200 | 25200 | 25200 | 25200 | 25200 | 25200 | 25200 | 25200 | 25200 | 25200 | 25200 | 25200 | 25200 | 25200 | 25200 | 25200 | 25200 | 25200 | 25200 | 25200 | 25200 | 25200 | 25200 | 25200 | 25200 | 25200 | 25200 | 25200 | 25200 | 25200 | 25200 | 25200 | 25200 | 25200 | 25200 | 25200 | 25200 | 25200 | 25200 | 25200 | 25200 | 25200 | 25200 | 25200 | 25200 | 25200 | 25200 | 25200 | 25200 | 25200 | 25200 | 25200 | 25200 | 25200 | 25200 | 25200 | 25200 | 25200 | 25200 | 25200 | 25200 | 25200 | 25200 | 25200 | 25200 | 25200 | 25200 | 25200 | 25200 | 25200 | 25200 | 25200 | 25200 | 25200 | 25200 | 25200 | 25200 | 25200 | 25200 | 25200 | 25200 | 25200 | 25200 | 25200 | 25200 | 25200 | 25200 | 25200 | 25200 | 25200 | 25200 | 25200 | 25200 | 25200 | 25200 | 25200 | 25200 | 25200 | 25200 | 25200 | 25200 | 25200 | 25200 | 25200 | 25200 | 25200 | 25200 | 25200 | 25200 | 25200 | 25200 | 25200 | 25200 | 25200 | 25200 | 25200 | 25200 | 25200 | 25200 | 25200 | 25200 | 25200 | 25200 | 25200 | 25200 | 25200 | 25200 | 25200 | 25200 | 25200 | 25200 | 25200 | 25200 | 25200 | 25200 | 25200 | 25200 | 25200 | 25200 | 25200 | 25200 | 25200 | 25200 | 25200 | 25200 | 25200 | 25200 | 25200 | 25200 | 25200 | 25200 | 25200 | 25200 | 25200 | 25200 | 25200 | 25200 | 25200 | 25200 | 25200 | 25200 | 25200 | 25200 | 25200 | 25200 | 25200 | 25200 | 25200 | 25200 | 25200 | 25200 | 25200 | 25200 | 25200 | 25200 | 25200 | 25200 | 25200 | 25200 | 25200 | 25200 | 25200 | 25200 | 25200 | 25200 | 25200 | 25200 | 25200 | 25200 | 25200 | 25200 | 25200 | 25200 | 25200 | 25200 | 25200 | 25200 | 25200 | 25200 | 25200 | 25200 | 25200 | 25200 | 25200 | 25200 | 25200 | 25200 | 25200 | 25200 | 25200 | 25200 | 25200 | 25200 | 25200 | 25200 | 25200 | 25200 | 25200 | 25200 | 25200 | 25200 | 25200 | 25200 | 25200 | 25200 | 25200 | 25200 | 25200 | 25200 | 25200 | 25200 | 25200 | 25200 | 25200 | 25200 | 25200 | 25200 | 25200 | 25200 | 25200 | 25200 | 25200 | 25200 | 25200 | 25200 | 25200 | 25200 | 25200 | 25200 | 25200 | 25200 | 25200 | 25200 | 25200 | 25200 | 25200 | 25200 | 25200 | 25200 | 25200 | 25200 | 25200 | 25200 | 25200 | 25200 | 25200 | 25200 | 25200 | 25200 | 25200 | 25200 | 25200 | 25200 | 25200 | 25200 | 25200 | 25200 | 25200 | 25200 | 25200 | 25200 | 25200 | 25200 | 25200 | 25200 | 25200 | 25200 | 25200 | 25200 | 25200 | 25200 | 25200 | 25200 | 25200 | 25200 | 25200 | 25200 | 25200 | 25200 | 25200 | 25200 | 25200 | 25200 | 25200 | 25200 | 25200 | 25200 | 25200 | 25200 | 25200 | 25200 | 25200 | 25200 | 25200 | 25200 | 25200 | 25200 | 25200 | 25200 | 25200 | 25200 | 25200 | 25200 | 25200 | 25200 | 25200 | 25200 | 25200 | 25200 | 25200 | 25200 | 25200 | 25200 | 25200 | 25200 | 25200 | 25200 | 25200 | 25200 | 25200 | 25200 | 25200 | 25200 | 25200 | 25200 | 25200 | 25200 | 25200 | 25200 | 25200 | 25200 | 25200 | 25200 | 25200 | 25200 | 25200 | 25200 | 25200 | 25200 | 25200 | 25200 | 25200 | 25200 | 25200 | 25200 | 25200 | 25200 | 25200 | 25200 | 25200 | 25200 | 25200 | 25200 | 25200 | 25200 | 25200 | 25200 | 25200 | 25200 | 25200 | 25200 | 25200 | 25200 | 25200 | 25200 | 25200 | 25200 | 25200 | 25200 | 25200 | 25200 | 25200 | 25200 | 25200 | 25200 | 25200 | 25200 | 25200 | 25200 | 25200 | 25200 | 25200 | 25200 | 25200 | 25200 | 25200 | 25200 | 25200 | 25200 | 25200 | 25200 | 25200 | 25200 | 25200 | 25200 | 25200 | 25200 | 25200 | 25200 | 25200 | 25200 | 25200 | 25200 | 25200 | 25200 | 25200 | 25200 | 25200 | 25200 | 25200 | 25200 | 25200 | 25200 | 25200 | 25200 | 25200 | 25200 | 25200 | 25200 | 25200 | 25200 | 25200 | 25200 | 25200 | 25200 | 25200 | 25200 | 25200 | 25200 | 25200 | 25200 | 25200 | 25200 | 25200 | 25200 | 25200 | 25200 | 25200 | 25200 | 25200 | 25200 | 25200 | 25200 | 25200 | 25200 | 25200 | 25200 | 25200 | 25200 | 25200 | 25200 | 25200 | 25200 | 25200 | 25200 | 25200 | 25200 | 25200 | 25200 | 25200 | 25200 | 25200 | 25200 | 25200 | 25200 | 25200 | 25200 | 25200 | 25200 | 25200 | 25200 | 25200 | 25200 | 25200 | 25200 | 25200 | 25200 | 25200 | 25200 | 25200 | 25200 | 25200 | 25200 | 25200 | 25200 | 25200 | 25200 | 25200 | 25200 | 25200 | 25200 | 25200 | 25200 | 25200 | 25200 | 25200 | 25200 | 25200 | 25200 | 25200 | 25200 | 25200 | 25200 | 25200 | 25200 | 25200 | 25200 | 25200 | 25200 | 25200 | 25200 | 25200 | 25200 | 25200 | 25200 | 25200 | 25200 | 25200 | 25200 | 25200 | 25200 | 25200 | 25200 | 25200 | 25200 | 25200 | 25200 | 25200 | 25200 | 25200 | 25200 | 25200 | 25200 | 25200 | 25200 | 25200 | 25200 | 25200 | 25200 | 25200 | 25200 | 25200 | 25200 | 25200 | 25200 | 25200 | 25200 | 25200 | 25200 | 25200 | 25200 | 25200 | 25200 | 25200 | 25200 | 25200 | 25200 | 25200 | 25200 | 25200 | 25200 | 25200 | 25200 | 25200 | 25200 | 25200 | 25200 | 25200 | 25200 | 25200 | 25200 | 25200 | 25200 | 25200 | 25200 | 25200 | 25200 | 25200 | 25200 | 25200 | 25200 | 25200 | 25200 | 25200 | 25200 | 25200 | 25200 | 25200 | 25200 | 25200 | 25200 | 25200 | 25200 | 25200 | 25200 | 25200 | 25200 | 25200 | 25200 | 25200 | 25200 | 25200 | 25200 | 25200 | 25200 | 25200 | 25200 | 25200 | 25200 | 25200 | 25200 | 25200 | 25200 | 25200 | 25200 | 25200 | 25200 | 25200 | 25200 | 25200 | 25200 | 25200 | 25200 | 25200 | 25200 | 25200 | 25200 | 25200 | 25200 | 25200 | 25200 | 25200 | 25200 | 25200 | 25200 | 25200 | 25200 | 25200 | 25200 | 25200 | 25200 | 25200 | 25200 | 25200 | 25200 | 25200 | 25200 | 25200 | 25200 | 25200 | 25200 | 25200 | 25200 | 25200 | 25200 | 25200 | 25200 | 25200 | 25200 | 25200 | 25200 | 25200 | 25200 | 25200 | 25200 | 25200 | 25200 | 25200 | 25200 | 25200 | 25200 | 25200 | 25200 | 25200 | 25200 | 25200 | 25200 | 25200 | 25200 | 25200 | 25200 | 25200 | 25200 | 25200 | 25200 | 25200 | 25200 | 25200 | 25200 | 25200 | 25200 | 25200 | 25200 | 25200 | 25200 | 25200 | 25200 | 25200 | 25200 | 25200 | 25200 | 25200 | 25200 | 25200 | 25200 | 25200 | 25200 | 25200 | 25200 | 25200 | 25200 | 25200 | 25200 | 25200 | 25200 | 25200 | 25200 | 25200 | 25200 | 25200 | 25200 | 25200 | 25200 | 25200 | 25200 | 25200 | 25200 | 25200 | 25200 | 25200 | 25200 | 25200 | 25200 | 25200 | 25200 | 25200 | 25200 | 25200 | 25200 | 25200 | 25200 | 25200 | 25200 | 25200 | 25200 | 25200 | 25200 | 25200 | 25200 | 25200 | 25200 | 25200 | 25200 | 25200 | 25200 | 25200 | 25200 | 25200 | 25200 | 25200 | 25200 | 25200 | 25200 | 25200 | 25200 | 25200 | 25200 | 25200 | 25200 | 25200 | 25200 | 25200 | 25200 | 25200 | 25200 | 25200 | 25200 | 25200 | 25200 | 25200 | 25200 | 25200 | 25200 | 25200 | 25200 | 25200 | 25200 | 25200 | 25200 | 25200 | 25200 | 25200 | 25200 | 25200 | 25200 | 25200 | 25200 | 25200 | 25200 | 25200 | 25200 | 25200 | 25200 | 25200 | 25200 | 25200 | 25200 | 25200 | 25200 | 25200 | 25200 | 25200 | 25200 | 25200 | 25200 | 25200 | 25200 | 25200 | 25200 | 25200 | 25200 | 25200 | 25200 | 25200 | 25200 | 25200 | 25200 | 25200 | 25200 | 25200 | 25200 | 25200 | 25200 | 25200 | 25200 | 25200 | 25200 | 25200 | 25200 | 25200 | 25200 | 25200 | 25200 | 25200 | 25200 | 25200 | 25200 | 25200 | 25200 | 25200 | 25200 | 25200 | 25200 | 25200 | 25200 | 25200 | 25200 | 25200 | 25200 | 25200 | 25200 | 25200 | 25200 | 25200 | 25200 | 25200 | 25200 | 25200 | 25200 | 25200 | 25200 | 25200 | 25200 | 25200 | 25200 | 25200 | 25200 | 25200 | 25200 | 25200 | 25200 | 25200 | 25200 | 25200 | 25200 | 25200 | 25200 | 25200 | 25200 | 25200 | 25200 | 25200 | 25200 | 25200 | 25200 | 25200 | 25200 | 25200 | 25200 | 25200 | 25200 | 25200 | 25200 | 25200 | 25200 | 25200 | 25200 | 25200 | 25200 | 25200 | 25200 | 25200 | 25200 | 25200 | 25200 | 25200 | 25200 | 25200 | 25200 | 25200 | 25200 | 25200 | 25200 | 25200 | 25200 | 25200 | 25200 | 25200 | 25200 | 25200 | 25200 | 25200 | 25200 | 25200 | 25200 | 25200 | 25200 | 25200 | 25200 | 25200 | 25200 | 25200 | 25200 | 25200 | 25200 | 25200 | 25200 | 25200 | 25200 | 25200 | 25200 | 25200 | 25200 | 25200 | 25200 | 25200 | 25200 | 25200 | 25200 | 25200 | 25200 | 25200 | 25200 | 25200 | 25200 | 25200 | 25200 | 25200 | 25200 | 25200 | 25200 | 25200 | 25200 | 25200 | 25200 | 25200 | 25200 | 25200 | 25200 | 25200 | 25200 | 25200 | 25200 | 25200 | 25200 | 25200 | 25200 | 25200 | 25200 | 25200 | 25200 | 25200 | 25200 | 25200 | 25200 | 25200 | 25200 | 25200 | 25200 | 25200 | 25200 | 25200 | 25200 | 25200 | 25200 | 25200 | 25200 | 25200 | 25200 | 25200 | 25200 | 25200 | 25200 | 25200 | 25200 | 25200 | 25200 | 25200 | 25200 | 25200 | 25200 | 25200 | 25200 | 25200 | 25200 | 25200 | 25200 | 25200 | 25200 | 25200 | 25200 | 25200 | 25200 | 25200 | 25200 | 25200 | 25200 | 25200 | 25200 | 25200 | 25200 | 25200 | 25200 | 25200 | 25200 | 25200 | 25200 | 25200 | 25200 | 25200 | 25200 | 25200 | 25200 | 25200 | 25200 | 25200 | 25200 | 25200 | 25200 | 25200 | 25200 | 25200 | 25200 | 25200 | 25200 | 25200 | 25200 | 25200 | 25200 | 25200 | 25200 | 25200 | 25200 | 25200 | 25200 | 25200 | 25200 | 25200 | 25200 | 25200 | 25200 | 25200 | 25200 | 25200 | 25200 | 25200 | 25200 | 25200 | 25200 | 25200 | 25200 | 25200 | 25200 | 25200 | 25200 | 25200 | 25200 | 25200 | 25200 | 25200 | 25200 | 25200 | 25200 | 25200 | 25200 | 25200 | 25200 | 25200 | 25200 | 25200 | 25200 | 25200 | 25200 | 25200 | 25200 | 25200 | 25200 | 25200 | 25200 | 25200 | 25200 | 25200 | 25200 | 25200 | 25200 | 25200 | 25200 | 25200 | 25200 | 25200 | 25200 | 25200 | 25200 | 25200 | 25200 | 25200 | 25200 | 25200 | 25200 | 25200 | 25200 | 25200 | 25200 | 25200 | 25200 | 25200 | 25200 | 25200 | 25200 | 25200 | 25200 | 25200 | 25200 | 25200 | 25200 | 25200 | 25200 | 25200 | 25200 | 25200 | 25200 | 25200 | 25200 | 25200 | 25200 | 25200 | 25200 | 25200 | 25200 | 25200 | 25200 | 25200 | 25200 | 25200 | 25200 | 25200 | 25200 | 25200 | 25200 | 25200 | 25200 | 25200 | 25200 | 25200 | 25200 | 25200 | 25200 | 25200 | 25200 | 25200 | 25200 | 25200 | 25200 | 25200 | 25200 | 25200 | 25200 | 25200 | 25200 | 25200 | 25200 | 25200 | 25200 | 25200 | 25200 | 25200 | 25200 | 25200 | 25200 | 25200 | 25200 | 25200 | 25200 | 25200 | 25200 | 25200 | 25200 | 25200 | 25200 | 25200 | 25200 | 25200 | 25200 | 25200 | 25200 | 25200 | 25200 | 25200 | 25200 | 25200 | 25200 | 25200 | 25200 | 25200 | 25200 | 25200 | 25200 | 25200 | 25200 | 25200 | 25200 | 25200 | 25200 | 25200 | 25200 | 25200 | 25200 | 25200 | 25200 | 25200 | 25200 | 25200 | 25200 | 25200 | 25200 | 25200 | 25200 | 25200 | 25200 | 25200 | 25200 | 25200 | 25200 | 25200 | 25200 | 25200 | 25200 | 25200 | 25200 | 25200 | 25200 | 25200 | 25200 | 25200 | 25200 | 25200 | 25200 | 25200 | 25200 | 25200 | 25200 | 25200 | 25200 | 25200 | 25200 | 25200 | 25200 | 25200 | 25200 | 25200 | 25200 | 25200 | 25200 | 25200 | 25200 | 25200 | 25200 | 25200 | 25200 | 25200 | 25200 | 25200 | 25200 | 25200 | 25200 | 25200 | 25200 | 25200 | 25200 | 25200 | 25200 | 25200 | 25200 | 25200 | 25200 | 25200 | 25200 | 25200 | 25200 | 25200 | 25200 | 25200 | 25200 | 25200 | 25200 | 25200 | 25200 | 25200 | 25200 | 25200 | 25200 | 25200 | 25200 | 25200 | 25200 | 25200 | 25200 | 25200 | 25200 | 25200 | 25200 | 25200 | 25200 | 25200 | 25200 | 25200 | 25200 | 25200 | 25200 | 25200 | 25200 | 25200 | 25200 | 25200 | 25200 | 25200 | 25200 | 25200 | 25200 | 25200 | 25200 | 25200 | 25200 | 25200 | 25200 | 25200 | 25200 | 25200 | 25200 | 25200 | 25200 | 25200 | 25200 | 25200 | 25200 | 25200 | 25200 | 25200 | 25200 | 25200 | 25200 | 25200 | 25200 | 25200 | 25200 | 25200 | 25200 | 25200 | 25200 | 25200 | 25200 | 25200 | 25200 | 25200 | 25200 | 25200 | 25200 | 25200 | 25200 | 25200 | 25200 | 25200 | 25200 | 25200 | 25200 | 25200 | 25200 | 25200 | 25200 | 25200 | 25200 | 25200 | 25200 | 25200 | 25200 | 25200 | 25200 | 25200 | 25200 | 25200 | 25200 | 25200 | 25200 | 25200 | 25200 | 25200 | 25200 | 25200 | 25200 | 25200 | 25200 | 25200 | 25200 | 25200 | 25200 | 25200 | 25200 | 25200 | 25200 | 25200 | 25200 | 25200 | 25200 | 25200 | 25200 | 25200 | 25200 | 25200 | 25200 | 25200 | 25200 | 25200 | 25200 | 25200 | 25200 | 25200 | 25200 | 25200 | 25200 | 25200 | 25200 | 25200 | 25200 | 25200 | 25200 | 25200 | 25200 | 25200 | 25200 | 25200 | 25200 | 25200 | 25200 | 25200 | 25200 | 25200 | 25200 | 25200 | 25200 | 25200 | 25200 | 25200 | 25200 | 25200 | 25200 | 25200 | 25200 | 25200 | 25200 | 25200 | 25200 | 25200 | 25200 | 25200 | 25200 | 25200 | 25200 | 25200 | 25200 | 25200 | 25200 | 25200 | 25200 | 25200 | 25200 | 25200 | 25200 | 25200 | 25200 | 25200 | 25200 | 25200 | 25200 | 25200 | 25200 | 25200 | 25200 | 25200 | 25200 | 25200 | 25200 | 25200 | 25200 | 25200 | 25200 | 25200 | 25200 | 25200 | 25200 | 25200 | 25200 | 25200 | 25200 | 25200 | 25200 | 25200 | 25200 | 25200 | 25200 | 25200 | 25200 | 25200 | 25200 | 25200 | 25200 | 25200 | 25200 | 25200 | 25200 | 25200 | 25200 | 25200 | 25200 | 25200 | 25200 | 25200 | 25200 | 25200 | 25200 | 25200 | 25200 | 25200 | 25200 | 25200 | 25200 | 25200 | 25200 | 25200 | 25200 | 25200 | 25200 | 25200 | 25200 | 25200 | 25200 | 25200 | 25200 | 25200 | 25200 | 25200 | 25200 | 25200 | 25200 | 25200 | 25200 | 25200 | 25200 | 25200 | 25200 | 25200 | 25200 | 25200 | 25200 | 25200 | 25200 | 25200 | 25200 | 25200 | 25200 | 25200 | 25200 | 25200 | 25200 | 25200 | 25200 | 25200 | 25200 | 25200 | 25200 | 25200 | 25200 | 25200 | 25200 | 25200 | 25200 | 25200 | 25200 | 25200 | 25200 | 25200 | 25200 | 25200 | 25200 | 25200 | 25200 | 25200 | 25200 | 25200 | 25200 | 25200 | 25200 | 25200 | 25200 | 25200 | 25200 | 25200 | 25200 | 25200 | 25200 | 25200 | 25200 | 25200 | 25200 | 25200 | 25200 | 25200 | 25200 | 25200 | 25200 | 25200 | 25200 | 25200 | 25200 | 25200 | 25200 | 25200 | 25200 | 25200 | 25200 | 25200 | 25200 | 25200 | 25200 | 25200 | 25200 | 25200 | 25200 | 25200 | 25200 | 25200 | 25200 | 25200 | 25200 | 25200 | 25200 | 25200 | 25200 | 25200 | 25200 | 25200 | 25200 | 25200 | 25200 | 25200 | 25200 | 25200 | 25200 | 25200 | 25200 | 25200 | 25200 | 25200 | 25200 | 25200 | 25200 | 25200 | 25200 | 25200 | 25200 | 25200 | 25200 | 25200 | 25200 | 25200 | 25200 | 25200 | 25200 | 25200 | 25200 | 25200 | 25200 | 25200 | 25200 | 25200 | 25200 | 25200 | 25200 | 25200 | 25200 | 25200 | 25200 | 25200 | 25200 | 25200 | 25200 | 25200 | 25200 | 25200 | 25200 | 25200 | 25200 | 25200 | 25200 | 25200 | 25200 | 25200 | 25200 | 25200 | 25200 | 25200 | 25200 | 25200 | 25200 | 25200 | 25200 | 25200 | 25200 | 25200 | 25200 | 25200 | 25200 | 25200 | 25200 | 25200 | 25200 | 25200 | 25200 | 25200 | 25200 | 25200 | 25200 | 25200 | 25200 | 25200 | 25200 | 25200 | 25200 | 25200 | 25200 | 25200 | 25200 | 25200 | 25200 | 25200 | 25200 | 25200 | 25200 | 25200 | 25200 | 25200 | 25200 | 25200 | 25200 | 25200 | 25200 | 25200 | 25200 | 25200 | 25200 | 25200 | 25200 | 25200 | 25200 | 25200 | 25200 | 25200 | 25200 | 25200 | 25200 | 25200 | 25200 | 25200 | 25200 | 25200 | 25200 | 25200 | 25200 | 25200 | 25200 | 25200 | 25200 | 25200 | 25200 | 25200 | 25200 | 25200 | 25200 | 25200 | 25200 | 25200 | 25200 | 25200 | 25200 | 25200 | 25200 | 25200 | 25200 | 25200 | 25200 | 25200 | 25200 | 25200 | 25200 | 25200 | 25200 | 25200 | 25200 | 25200 | 25200 | 25200 | 25200 | 25200 | 25200 | 25200 | 25200 | 25200 | 25200 | 25200 | 25200 | 25200 | 25200 | 25200 | 25200 | 25200 | 25200 | 25200 | 25200 | 25200 | 25200 | 25200 | 25200 | 25200 | 25200 | 25200 | 25200 | 25200 | 25200 | 25200 | 25200 | 25200 | 25200 | 25200 | 25200 | 25200 | 25200 | 25200 | 25200 | 25200 | 25200 | 25200 | 25200 | 25200 | 25200 | 25200 | 25200 | 25200 | 25200 | 25200 | 25200 | 25200 | 25200 | 25200 | 25200 | 25200 | 25200 | 25200 | 25200 | 25200 | 25200 | 25200 | 25200 | 25200 | 25200 | 25200 | 25200 | 25200 | 25200 | 25200 | 25200 | 25200 | 25200 | 25200 | 25200 | 25200 | 25200 | 25200 | 25200 | 25200 | 25200 | 25200 | 25200 | 25200 | 25200 | 25200 | 25200 | 25200 | 25200 | 25200 | 25200 | 25200 | 25200 | 25200 | 25200 | 25200 | 25200 | 25200 | 25200 | 25200 | 25200 | 25200 | 25200 | 25200 | 25200 | 25200 | 25200 | 25200 | 25200 | 25200 | 25200 | 25200 | 25200 | 25200 | 25200 | 25200 | 25200 | 25200 | 25200 | 25200 | 25200 | 25200 | 25200 | 25200 | 25200 | 25200 | 25200 | 25200 | 25200 | 25200 | 25200 | 25200 | 25200 | 25200 | 25200 | 25200 | 25200 | 25200 | 25200 | 25200 | 25200 | 25200 | 25200 | 25200 | 25200 | 25200 | 25200 | 25200 | 25200 | 25200 | 25200 | 25200 | 25200 | 25200 | 25200 | 25200 | 25200 | 25200 | 25200 | 25200 | 25200 | 25200 | 25200 | 25200 | 25200 | 25200 | 25200 | 25200 | 25200 | 25200 | 25200 | 25200 | 25200 | 25200 | 25200 | 25200 | 25200 | 25200 | 25200 | 25200 | 25200 | 25200 | 25200 | 25200 | 25200 | 25200 | 25200 | 25200 | 25200 | 25200 | 25200 | 25200 | 25200 | 25200 | 25200 | 25200 | 25200 | 25200 | 25200 | 25200 | 25200 | 25200 | 25200 | 25200 | 25200 | 25200 | 25200 | 25200 | 25200 | 25200 | 25200 | 25200 | 25200 | 25200 | 25200 | 25200 | 25200 | 25200 | 25200 | 25200 | 25200 | 25200 | 25200 | 25200 | 25200 | 25200 | 25200 | 25200 | 25200 | 25200 | 25200 | 25200 | 25200 | 25200 | 25200 | 25200 | 25200 | 25200 | 25200 | 25200 | 25200 | 25200 | 25200 | 25200 | 25200 | 25200 | 25200 | 25200 | 25200 | 25200 | 25200 | 25200 | 25200 | 25200 | 25200 | 25200 | 25200 | 25200 | 25200 | 25200 | 25200 | 25200 | 25200 | 25200 | 25200 | 25200 | 25200 | 25200 | 25200 | 25200 | 25200 | 25200 | 25200 | 25200 | 25200 | 25200 | 25200 | 25200 | 25200 | 25200 | 25200 | 25200 | 25200 | 25200 | 25200 | 25200 | 25200 | 25200 | 25200 | 25200 | 25200 | 25200 | 25200 | 25200 | 25200 | 25200 | 25200 | 25200 | 25200 | 25200 | 25200 | 25200 | 25200 | 25200 | 25200 | 25200 | 25200 | 25200 | 25200 | 25200 | 25200 | 25200 | 25200 | 25200 | 25200 | 25200 | 25200 | 25200 | 25200 | 25200 | 25200 | 25200 | 25200 | 25200 | 25200 | 25200 | 25200 | 25200 | 25200 | 25200 | 25200 | 25200 | 25200 | 25200 | 25200 | 25200 | 25200 | 25200 | 25200 | 25200 | 25200 | 25200 | 25200 | 25200 | 25200 | 25200 | 25200 | 25200 | 25200 | 25200 | 25200 | 25200 | 25200 | 25200 | 25200 | 25200 | 25200 | 25200 | 25200 | 25200 | 25200 | 25200 | 25200 | 25200 | 25200 | 25200 | 25200 | 25200 | 25200 | 25200 | 25200 | 25200 | 25200 | 25200 | 25200 | 25200 | 25200 | 25200 | 25200 | 25200 | 25200 | 25200 | 25200 | 25200 | 25200 | 25200 | 25200 | 25200 | 25200 | 25200 | 25200 | 25200 | 25200 | 25200 | 25200 | 25200 | 25200 | 25200 | 25200 | 25200 | 25200 | 25200 | 25200 | 25200 | 25200 | 25200 | 25200 | 25200 | 25200 | 25200 | 25200 | 25200 | 25200 | 25200 | 25200 | 25200 | 25200 | 25200 | 25200 | 25200 | 25200 | 25200 | 25200 | 25200 | 25200 | 25200 | 25200 | 25200 | 25200 | 25200 | 25200 | 25200 | 25200 | 25200 | 25200 | 25200 | 25200 | 25200 | 25200 | 25200 | 25200 | 25200 | 25200 | 25200 | 25200 | 25200 | 25200 | 25200 | 25200 | 25200 | 25200 | 25200 | 25200 | 25200 | 25200 | 25200 | 25200 | 25200 | 25200 | 25200 | 25200 | 25200 | 25200 | 25200 | 25200 | 25200 | 25200 | 25200 | 25200 | 25200 | 25200 | 25200 | 25200 | 25200 | 25200 | 25200 | 25200 | 25200 | 25200 | 25200 | 25200 | 25200 | 25200 | 25200 | 25200 | 25200 | 25200 | 25200 | 25200 | 25200 | 25200 | 25200 | 25200 | 25200 | 25200 | 25200 | 25200 | 25200 | 25200 | 25200 | 25200 | 25200 | 25200 | 25200 | 25200 | 25200 | 25200 | 25200 | 25200 | 25200 | 25200 | 25200 | 25200 | 25200 | 25200 | 25200 | 25200 | 25200 | 25200 | 25200 | 25200 | 25200 | 25200 | 25200 | 25200 | 25200 | 25200 | 25200 | 25200 | 25200 | 25200 | 25200 | 25200 | 25200 | 25200 | 25200 | 25200 | 25200 | 25200 | 25200 | 25200 | 25200 | 25200 | 25200 | 25200 | 25200 | 25200 | 25200 | 25200 | 25200 | 25200 | 25200 | 25200 | 25200 | 25200 | 25200 | 25200 | 25200 | 25200 | 25200 | 25200 | 25200 | 25200 | 25200 | 25200 | 25200 | 25200 | 25200 | 25200 | 25200 | 25200 | 25200 | 25200 | 25200 | 25200 | 25200 | 25200 | 25200 | 25200 | 25200 | 25200 | 25200 | 25200 | 25200 | 25200 | 25200 | 25200 | 25200 | 25200 | 25200 | 25200 | 25200 | 25200 | 25200 | 25200 | 25200 | 25200 | 25200 | 25200 | 25200 | 25200 | 25200 | 25200 | 25200 | 25200 | 25200 | 25200 | 25200 | 25200 | 25200 | 25200 | 25200 | 25200 | 25200 | 25200 | 25200 | 25200 | 25200 | 25200 | 25200 | 25200 | 25200 | 25200 | 25200 | 25200 | 25200 | 25200 | 25200 | 25200 | 25200 | 25200 | 25200 | 25200 | 25200 | 25200 | 25200 | 25200 | 25200 | 25200 | 25200 | 25200 | 25200 | 25200 | 25200 | 25200 | 25200 | 25200 | 25200 | 25200 | 25200 | 25200 | 25200 | 25200 | 25200 | 25200 | 25200 | 25200 | 25200 | 25200 | 25200 | 25200 | 25200 | 25200 | 25200 | 25200 | 25200 | 25200 | 25200 | 25200 | 25200 | 25200 | 25200 | 25200 | 25200 | 25200 | 25200 | 25200 | 25200 | 25200 | 25200 | 25200 | 25200 | 25200 | 25200 | 25200 | 25200 | 25200 | 25200 | 25200 | 25200 | 25200 | 25200 | 25200 | 25200 | 25200 | 25200 | 25200 | 25200 | 25200 | 25200 | 25200 | 25200 | 25200 | 25200 | 25200 | 25200 | 25200 | 25200 | 25200 | 25200 | 25200 | 25200 | 25200 | 25200 | 25200 | 25200 | 25200 | 25200 | 25200 | 25200 | 25200 | 25200 | 25200 | 25200 | 25200 | 25200 | 25200 | 25200 | 25200 | 25200 | 25200 | 25200 | 25200 | 25200 | 25200 | 25200 | 25200 | 25200 | 25200 | 25200 | 25200 | 25200 | 25200 | 25200 | 25200 | 25200 | 25200 | 25200 | 25200 | 25200 | 25200 | 25200 | 25200 | 25200 | 25200 | 25200 | 25200 | 25200 | 25200 | 25200 | 25200 | 25200 | 25200 | 25200 | 25200 | 25200 | 25200 | 25200 | 25200 | 25200 | 25200 | 25200 | 25200 | 25200 | 25200 | 25200 | 25200 | 25200 | 25200 | 25200 | 25200 | 25200 | 25200 | 25200 | 25200 | 25200 | 25200 | 25200 | 25200 | 25200 | 25200 | 25200 | 25200 | 25200 | 25200 | 25200 | 25200 | 25200 | 25200 | 25200 | 25200 | 25200 | 25200 | 25200 | 25200 | 25200 | 25200 | 25200 | 25200 | 25200 | 25200 | 25200 | 25200 | 25200 | 25200 | 25200 | 25200 | 25200 | 25200 | 25200 | 25200 | 25200 | 25200 | 25200 | 25200 | 25200 | 25200 | 25200 | 25200 | 25200 | 25200 | 25200 | 25200 | 25200 | 25200 | 25200 | 25200 | 25200 | 25200 | 25200 | 25200 | 25200 | 25200 | 25200 | 25200 | 25200 | 25200 | 25200 | 25200 | 25200 | 25200 | 25200 | 25200 | 25200 | 25200 | 25200 | 25200 | 25200 | 25200 | 25200 | 25200 | 25200 | 25200 | 25200 | 25200 | 25200 | 25200 | 25200 | 25200 | 25200 | 25200 | 25200 | 25200 | 25200 | 25200 | 25200 | 25200 | 25200 | 25200 | 25200 | 25200 | 25200 | 25200 | 25200 | 25200 | 25200 | 25200 | 25200 | 25200 | 25200 | 25200 | 25200 | 25200 | 25200 | 25200 | 25200 | 25200 | 25200 | 25200 | 25200 | 25200 | 25200 | 25200 | 25200 | 25200 | 25200 | 25200 | 25200 | 25200 | 25200 | 25200 | 25200 | 25200 | 25200 | 25200 | 25200 | 25200 | 25200 | 25200 | 25200 | 25200 | 25200 | 25200 | 25200 | 25200 | 25200 | 25200 | 25200 | 25200 | 25200 | 25200 | 25200 | 25200 | 25200 | 25200 | 25200 | 25200 | 25200 | 25200 | 25200 | 25200 | 25200 | 25200 | 25200 | 25200 | 25200 | 25200 | 25200 | 25200 | 25200 | 25200 | 25200 | 25200 | 25200 | 25200 | 25200 | 25200 | 25200 | 25200 | 25200 | 25200 | 25200 | 25200 | 25200 | 25200 | 25200 | 25200 | 25200 | 25200 | 25200 | 25200 | 25200 | 25200 | 25200 | 25200 | 25200 | 25200 | 25200 | 25200 | 25200 | 25200 | 25200 | 25200 | 25200 | 25200 | 25200 | 25200 | 25200 | 25200 | 25200 | 25200 | 25200 | 25200 | 25200 | 25200 | 25200 | 25200 | 25200 | 25200 | 25200 | 25200 | 25200 | 25200 | 25200 | 25200 | 25200 | 25200 | 25200 | 25200 | 25200 | 25200 | 25200 | 25200 | 25200 | 25200 | 25200 | 25200 | 25200 | 25200 | 25200 | 25200 | 25200 | 25200 | 25200 | 25200 | 25200 | 25200 | 25200 | 25200 | 25200 | 25200 | 25200 | 25200 | 25200 | 25200 | 25200 | 25200 | 25200 | 25200 | 25200 | 25200 | 25200 | 25200 | 25200 | 25200 | 25200 | 25200 | 25200 | 25200 | 25200 | 25200 | 25200 | 25200 | 25200 | 25200 | 25200 | 25200 | 25200 | 25200 | 25200 | 25200 | 25200 | 25200 | 25200 | 25200 | 25200 | 25200 | 25200 | 25200 | 25200 | 25200 | 25200 | 25200 | 25200 | 25200 | 25200 | 25200 | 25200 | 25200 | 25200 | 25200 | 25200 | 25200 | 25200 | 25200 | 25200 | 25200 | 25200 | 25200 | 25200 | 25200 | 25200 | 25200 | 25200 | 25200 | 25200 | 25200 | 25200 | 25200 | 25200 | 25200 | 25200 | 25200 | 25200 | 25200 | 25200 | 25200 | 25200 | 25200 | 25200 | 25200 | 25200 | 25200 | 25200 | 25200 | 25200 | 25200 | 25200 | 25200 | 25200 | 25200 | 25200 | 25200 | 25200 | 25200 | 25200 | 25200 | 25200 | 25200 | 25200 | 25200 | 25200 | 25200 | 25200 | 25200 | 25200 | 25200 | 25200 | 25200 | 25200 | 25200 | 25200 | 25200 | 25200 | 25200 | 25200 | 25200 | 25200 | 25200 | 25200 | 25200 | 25200 | 25200 | 25200 | 25200 | 25200 | 25200 | 25200 | 25200 | 25200 | 25200 | 25200 | 25200 | 25200 | 25200 | 25200 | 25200 | 25200 | 25200 | 25200 | 25200 | 25200 | 25200 | 25200 | 25200 | 25200 | 25200 | 25200 | 25200 | 25200 | 25200 | 25200 | 25200 | 25200 | 25200 | 25200 | 25200 | 25200 | 25200 | 25200 | 25200 | 25200 | 25200 | 25200 | 25200 | 25200 | 25200 | 25200 | 25200 | 25200 | 25200 | 25200 | 25200 | 25200 | 25200 | 25200 | 25200 | 25200 | 25200 | 25200 | 25200 | 25200 | 25200 | 25200 | 25200 | 25200 | 25200 | 25200 | 25200 | 25200 | 25200 | 25200 | 25200 | 25200 | 25200 | 25200 | 25200 | 25200 | 25200 | 25200 | 25200 | 25200 | 25200 | 25200 | 25200 | 25200 | 25200 | 25200 | 25200 | 25200 | 25200 | 25200 | 25200 | 25200 | 25200 | 25200 | 25200 | 25200 | 25200 | 25200 | 25200 | 25200 | 25200 | 25200 | 25200 | 25200 | 25200 | 25200 | 25200 | 25200 | 25200 | 25200 | 25200 | 25200 | 25200 | 25200 | 25200 | 25200 | 25200 | 25200 | 25200 | 25200 | 25200 | 25200 | 25200 | 25200 | 25200 | 25200 | 25200 | 25200 | 25200 | 25200 | 25200 | 25200 | 25200 | 25200 | 25200 | 25200 | 25200 | 25200 | 25200 | 25200 | 25200 | 25200 | 25200 | 25200 | 25200 | 25200 | 25200 | 25200 | 25200 | 25200 | 25200 | 25200 | 25200 | 25200 | 25200 | 25200 | 25200 | 25200 | 25200 | 25200 | 25200 | 25200 | 25200 | 25200 | 25200 | 25200 | 25200 | 25200 | 25200 | 25200 | 25200 | 25200 | 25200 | 25200 | 25200 | 25200 | 25200 | 25200 | 25200 | 25200 | 25200 | 25200 | 25200 | 25200 | 25200 | 25200 | 25200 | 25200 | 25200 | 25200 | 25200 | 25200 | 25200 | 25200 | 25200 | 25200 | 25200 | 25200 | 25200 | 25200 | 25200 | 25200 | 25200 | 25200 | 25200 | 25200 | 25200 | 25200 | 25200 | 25200 | 25200 | 25200 | 25200 | 25200 | 25200 | 25200 | 25200 | 25200 | 25200 | 25200 | 25200 | 25200 | 25200 | 25200 | 25200 | 25200 | 25200 | 25200 | 25200 | 25200 | 25200 | 25200 | 25200 | 25200 | 25200 | 25200 | 25200 | 25200 | 25200 | 25200 | 25200 | 25200 | 25200 | 25200 | 25200 | 25200 | 25200 | 25200 | 25200 | 25200 | 25200 | 25200 | 25200 | 25200 | 25200 | 25200 | 25200 | 25200 | 25200 | 25200 | 25200 | 25200 | 25200 | 25200 | 25200 | 25200 | 25200 | 25200 | 25200 | 25200 | 25200 | 25200 | 25200 | 25200 | 25200 | 25200 | 25200 | 25200 | 25200 | 25200 | 25200 | 25200 | 25200 | 25200 | 25200 | 25200 | 25200 | 25200 | 25200 | 25200 | 25200 | 25200 | 25200 | 25200 | 25200 | 25200 | 25200 | 25200 | 25200 | 25200 | 25200 | 25200 | 25200 | 25200 | 25200 | 25200 | 25200 | 25200 | 25200 | 25200 | 25200 | 25200 | 25200 | 25200 | 25200 | 25200 | 25200 | 25200 | 25200 | 25200 | 25200 | 25200 | 25200 | 25200 | 25200 | 25200 | 25200 | 25200 | 25200 | 25200 | 25200 | 25200 | 25200 | 25200 | 25200 | 25200 | 25200 | 25200 | 25200 | 25200 | 25200 | 25200 | 25200 | 25200 | 25200 | 25200 | 25200 | 25200 | 25200 | 25200 | 25200 | 25200 | 25200 | 25200 | 25200 | 25200 | 25200 | 25200 | 25200 | 25200 | 25200 | 25200 | 25200 | 25200 | 25200 | 25200 | 25200 | 25200 | 25200 | 25200 | 25200 | 25200 | 25200 | 25200 | 25200 | 25200 | 25200 | 25200 | 25200 | 25200 | 25200 | 25200 | 25200 | 25200 | 25200 | 25200 | 25200 | 25200 | 25200 | 25200 | 25200 | 25200 | 25200 | 25200 | 25200 | 25200 | 25200 | 25200 | 25200 | 25200 | 25200 | 25200 | 25200 | 25200 | 25200 | 25200 | 25200 | 25200 | 25200 | 25200 | 25200 | 25200 | 25200 | 25200 | 25200 | 25200 | 25200 | 25200 | 25200 | 25200 | 25200 | 25200 | 25200 | 25200 | 25200 | 25200 | 25200 | 25200 | 25200 | 25200 | 25200 | 25200 | 25200 | 25200 | 25200 | 25200 | 25200 | 25200 | 25200 | 25200 | 25200 | 25200 | 25200 | 25200 | 25200 | 25200 | 25200 | 25200 | 25200 | 25200 | 25200 | 25200 | 25200 | 25200 | 25200 | 25200 | 25200 | 25200 | 25200 | 25200 | 25200 | 25200 | 25200 | 25200 | 25200 | 25200 | 25200 | 25200 | 25200 | 25200 | 25200 | 25200 | 25200 | 25200 | 25200 | 25200 | 25200 | 25200 | 25200 | 25200 | 25200 | 25200 | 25200 | 25200 | 25200 | 25200 | 25200 | 25200 | 25200 | 25200 | 25200 | 25200 | 25200 | 25200 | 25200 | 25200 | 25200 | 25200 | 25200 | 25200 | 25200 | 25200 | 25200 | 25200 | 25200 | 25200 | 25200 | 25200 | 25200 | 25200 | 25200 | 25200 | 25200 | 25200 | 25200 | 25200 | 25200 | 25200 | 25200 | 25200 | 25200 | 25200 | 25200 | 25200 | 25200 | 25200 | 25200 | 25200 | 25200 | 25200 | 25200 | 25200 | 25200 | 25200 | 25200 | 25200 | 25200 | 25200 | 25200 | 25200 | 25200 | 25200 | 25200 | 25200 | 25200 | 25200 | 25200 | 25200 | 25200 | 25200 | 25200 | 25200 | 25200 | 25200 | 25200 | 25200 | 25200 | 25200 | 25200 | 25200 | 25200 | 25200 | 25200 | 25200 | 25200 | 25200 | 25200 | 25200 | 25200 | 25200 | 25200 | 25200 | 25200 | 25200 | 25200 | 25200 | 25200 | 25200 | 25200 | 25200 | 25200 | 25200 | 25200 | 25200 | 25200 | 25200 | 25200 | 25200 | 25200 | 25200 | 25200 | 25200 | 25200 | 25200 | 25200 | 25200 | 25200 | 25200 | 25200 | 25200 | 25200 | 25200 | 25200 | 25200 | 25200 | 25200 | 25200 | 25200 | 25200 | 25200 | 25200 | 25200 | 25200 | 25200 | 25200 | 25200 | 25200 | 25200 | 25200 | 25200 | 25200 | 25200 | 25200 | 25200 | 25200 | 25200 | 25200 | 25200 | 25200 | 25200 | 25200 | 25200 | 25200 | 25200 | 25200 | 25200 | 25200 | 25200 | 25200 | 25200 | 25200 | 25200 | 25200 | 25200 | 25200 | 25200 | 25200 | 25200 | 25200 | 25200 | 25200 | 25200 | 25200 | 25200 | 25200 | 25200 | 25200 | 25200 | 25200 | 25200 | 25200 | 25200 | 25200 | 25200 | 25200 | 25200 | 25200 | 25200 | 25200 | 25200 | 25200 | 25200 | 25200 | 25200 | 25200 | 25200 | 25200 | 25200 | 25200 | 25200 | 25200 | 25200 | 25200 | 25200 | 25200 | 25200 | 25200 | 25200 | 25200 | 25200 | 25200 | 25200 | 25200 | 25200 | 25200 | 25200 | 25200 | 25200 | 25200 | 25200 | 25200 | 25200 | 25200 | 25200 | 25200 | 25200 | 25200 | 25200 | 25200 | 25200 | 25200 | 25200 | 25200 | 25200 | 25200 | 25200 | 25200 | 25200 | 25200 | 25200 | 25200 | 25200 | 25200 | 25200 | 25200 | 25200 | 25200 | 25200 | 25200 | 25200 | 25200 | 25200 | 25200 | 25200 | 25200 | 25200 | 25200 | 25200 | 25200 | 25200 | 25200 | 25200 | 25200 | 25200 | 25200 | 25200 | 25200 | 25200 | 25200 | 25200 | 25200 | 25200 | 25200 | 25200 | 25200 | 25200 | 25200 | 25200 | 25200 | 25200 | 25200 | 25200 | 25200 | 25200 | 25200 | 25200 | 25200 | 25200 | 25200 | 25200 | 25200 | 25200 | 25200 | 25200 | 25200 | 25200 | 25200 | 25200 | 25200 | 25200 | 25200 | 25200 | 25200 | 25200 | 25200 | 25200 | 25200 | 25200 | 25200 | 25200 | 25200 | 25200 | 25200 | 25200 | 25200 | 25200 | 25200 | 25200 | 25200 | 25200 | 25200 | 25200 | 25200 | 25200 | 25200 | 25200 | 25200 | 25200 | 25200 | 25200 | 25200 | 25200 | 25200 | 25200 | 25200 | 25200 | 25200 | 25200 | 25200 | 25200 | 25200 | 25200 | 25200 | 25200 | 25200 | 25200 | 25200 | 25200 | 25200 | 25200 | 25200 | 25200 | 25200 | 25200 | 25200 | 25200 | 25200 | 25200 | 25200 | 25200 | 25200 | 25200 | 25200 | 25200 | 25200 | 25200 | 25200 | 25200 | 25200 | 25200 | 25200 | 25200 | 25200 | 25200 | 25200 | 25200 | 25200 | 25200 | 25200 | 25200 | 25200 | 25200 | 25200 | 25200 | 25200 | 25200 | 25200 | 25200 | 25200 | 25200 | 25200 | 25200 | 25200 | 25200 | 25200 | 25200 | 25200 | 25200 | 25200 | 25200 | 25200 | 25200 | 25200 | 25200 | 25200 | 25200 | 25200 | 25200 | 25200 | 25200 | 25200 | 25200 | 25200 | 25200 | 25200 | 25200 | 25200 | 25200 | 25200 | 25200 | 25200 | 25200 | 25200 | 25200 | 25200 | 25200 | 25200 | 25200 | 25200 | 25200 | 25200 | 25200 | 25200 | 25200 | 25200 | 25200 | 25200 | 25200 | 25200 | 25200 | 25200 | 25200 | 25200 | 25200 | 25200 | 25200 | 25200 | 25200 | 25200 | 25200 | 25200 | 25200 | 25200 | 25200 | 25200 | 25200 | 25200 | 25200 | 25200 | 25200 | 25200 | 25200 | 25200 | 25200 | 25200 | 25200 | 25200 | 25200 | 25200 | 25200 | 25200 | 25200 | 25200 | 25200 | 25200 | 25200 | 25200 | 25200 | 25200 | 25200 | 25200 | 25200 | 25200 | 25200 | 25200 | 25200 | 25200 | 25200 | 25200 | 25200 | 25200 | 25200 | 25200 | 25200 | 25200 | 25200 | 25200 | 25200 | 25200 | 25200 | 25200 | 25200 | 25200 | 25200 | 25200 | 25200 | 25200 | 25200 | 25200 | 25200 | 25200 | 25200 | 25200 | 25200 | 25200 | 25200 | 25200 | 25200 | 25200 | 25200 | 25200 | 25200 | 25200 | 25200 | 25200 | 25200 | 25200 | 25200 | 25200 | 25200 | 25200 | 25200 | 25200 | 25200 | 25200 | 25200 | 25200 | 25200 | 25200 | 25200 | 25200 | 25200 | 25200 | 25200 | 25200 | 25200 | 25200 | 25200 | 25200 | 25200 | 25200 | 25200 | 25200 | 25200 | 25200 | 25200 | 25200 | 25200 | 25200 | 25200 | 25200 | 25200 | 25200 | 25200 | 25200 | 25200 | 25200 | 25200 | 25200 | 25200 | 25200 | 25200 | 25200 | 25200 | 25200 | 25200 | 25200 | 25200 | 25200 | 25200 | 25200 | 25200 | 25200 | 25200 | 25200 | 25200 | 25200 | 25200 | 25200 | 25200 | 25200 | 25200 | 25200 | 25200 | 25200 | 25200 | 25200 | 25200 | 25200 | 25200 | 25200 | 25200 | 25200 | 25200 | 25200 | 25200 | 25200 | 25200 | 25200 | 25200 | 25200 | 25200 | 25200 | 25200 | 25200 | 25200 | 25200 | 25200 | 25200 | 25200 | 25200 | 25200 | 25200 | 25200 | 25200 | 25200 | 25200 | 25200 | 25200 | 25200 | 25200 | 25200 | 25200 | 25200 | 25200 | 25200 | 25200 | 25200 | 25200 | 25200 | 25200 | 25200 | 25200 | 25200 | 25200 | 25200 | 25200 | 25200 | 25200 | 25200 | 25200 | 25200 | 25200 | 25200 | 25200 | 25200 | 25200 | 25200 | 25200 | 25200 | 25200 | 25200 | 25200 | 25200 | 25200 | 25200 | 25200 | 25200 | 25200 | 25200 | 25200 | 25200 | 25200 | 25200 | 25200 | 25200 | 25200 | 25200 | 25200 | 25200 | 25200 | 25200 | 25200 | 25200 | 25200 | 25200 | 25200 | 25200 | 25200 | 25200 | 25200 | 25200 | 25200 | 25200 | 25200 | 25200 | 25200 | 25200 | 25200 | 25200 | 25200 | 25200 | 25200 | 25200 | 25200 | 25200 | 25200 | 25200 | 25200 | 25200 | 25200 | 25200 | 25200 | 25200 | 25200 | 25200 | 25200 | 25200 | 25200 | 25200 | 25200 | 25200 | 25200 | 25200 | 25200 | 25200 | 25200 | 25200 | 25200 | 25200 | 25200 | 25200 | 25200 | 25200 | 25200 | 25200 | 25200 | 25200 | 25200 | 25200 | 25200 | 25200 | 25200 | 25200 | 25200 | 25200 | 25200 | 25200 | 25200 | 25200 | 25200 | 25200 | 25200 | 25200 | 25200 | 25200 | 25200 | 25200 | 25200 | 25200 | 25200 | 25200 | 25200 | 25200 | 25200 | 25200 | 25200 | 25200 | 25200 | 25200 | 25200 | 25200 | 25200 | 25200 | 25200 | 25200 | 25200 | 25200 | 25200 | 25200 | 25200 | 25200 | 25200 | 25200 | 25200 | 25200 | 25200 | 25200 | 25200 | 25200 | 25200 | 25200 | 25200 | 25200 | 25200 | 25200 | 25200 | 25200 | 25200 | 25200 | 25200 | 25200 | 25200 | 25200 | 25200 | 25200 | 25200 | 25200 | 25200 | 25200 | 25200 | 25200 | 25200 | 25200 | 25200 | 25200 | 25200 | 25200 | 25200 | 25200 | 25200 | 25200 | 25200 | 25200 | 25200 | 25200 | 25200 | 25200 | 25200 | 25200 | 25200 | 25200 | 25200 | 25200 | 25200 | 25200 | 25200 | 25200 | 25200 | 25200 | 25200 | 25200 | 25200 | 25200 | 25200 | 25200 | 25200 | 25200 | 25200 | 25200 | 25200 | 25200 | 25200 | 25200 | 25200 | 25200 | 25200 | 25200 | 25200 | 25200 | 25200 | 25200 | 25200 | 25200 | 25200 | 25200 | 25200 | 25200 | 25200 | 25200 | 25200 | 25200 | 25200 | 25200 | 25200 | 25200 | 25200 | 25200 | 25200 | 25200 | 25200 | 25200 | 25200 | 25200 | 25200 | 25200 | 25200 | 25200 | 25200 | 25200 | 25200 | 25200 | 25200 | 25200 | 25200 | 25200 | 25200 | 25200 | 25200 | 25200 | 25200 | 25200 | 25200 | 25200 | 25200 | 25200 | 25200 | 25200 | 25200 | 25200 | 25200 | 25200 | 25200 | 25200 | 25200 | 25200 | 25200 | 25200 | 25200 | 25200 | 25200 | 25200 | 25200 | 25200 | 25200 | 25200 | 25200 | 25200 | 25200 | 25200 | 25200 | 25200 | 25200 | 25200 | 25200 | 25200 | 25200 | 25200 | 25200 | 25200 | 25200 | 25200 | 25200 | 25200 | 25200 | 25200 | 25200 | 25200 | 25200 | 25200 | 25200 | 25200 | 25200 | 25200 | 25200 | 25200 | 25200 | 25200 | 25200 | 25200 | 25200 | 25200 | 25200 | 25200 | 25200 | 25200 | 25200 | 25200 | 25200 | 25200 | 25200 | 25200 | 25200 | 25200 | 25200 | 25200 | 25200 | 25200 | 25200 | 25200 | 25200 | 25200 | 25200 | 25200 | 25200 | 25200 | 25200 | 25200 | 25200 | 25200 | 25200 | 25200 | 25200 | 25200 | 25200 | 25200 | 25200 | 25200 | 25200 | 25200 | 25200 | 25200 | 25200 | 25200 | 25200 | 25200 | 25200 | 25200 | 25200 | 25200 | 25200 | 25200 | 25200 | 25200 | 25200 | 25200 | 25200 | 25200 | 25200 | 25200 | 25200 | 25200 | 25200 | 25200 | 25200 | 25200 | 25200 | 25200 | 25200 | 25200 | 25200 | 25200 | 25200 | 25200 | 25200 | 25200 | 25200 | 25200 | 25200 | 25200 | 25200 | 25200 | 25200 | 25200 | 25200 | 25200 | 25200 | 25200 | 25200 | 25200 | 25200 | 25200 | 25200 | 25200 | 25200 | 25200 | 25200 | 25200 | 25200 | 25200 | 25200 | 25200 | 25200 | 25200 | 25200 | 25200 | 25200 | 25200 | 25200 | 25200 | 25200 | 25200 | 25200 | 25200 | 25200 | 25200 | 25200 | 25200 | 25200 | 25200 | 25200 | 25200 | 25200 | 25200 | 25200 | 25200 | 25200 | 25200 | 25200 | 25200 | 25200 | 25200 | 25200 | 25200 | 25200 | 25200 | 25200 | 25200 | 25200 | 25200 | 25200 | 25200 | 25200 | 25200 | 25200 | 25200 | 25200 | 25200 | 25200 | 25200 | 25200 | 25200 | 25200 | 25200 | 25200 | 25200 | 25200 | 25200 | 25200 | 25200 | 25200 | 25200 | 25200 | 25200 | 25200 | 25200 | 25200 | 25200 | 25200 | 25200 | 25200 | 25200 | 25200 | 25200 | 25200 | 25200 | 25200 | 25200 | 25200 | 25200 | 25200 | 25200 | 25200 | 25200 | 25200 | 25200 | 25200 | 25200 | 25200 | 25200 | 25200 | 25200 | 25200 | 25200 | 25200 | 25200 | 25200 | 25200 | 25200 | 25200 | 25200 | 25200 | 25200 | 25200 | 25200 | 25200 | 25200 | 25200 | 25200 | 25200 | 25200 | 25200 | 25200 | 25200 | 25200 | 25200 | 25200 | 25200 | 25200 | 25200 | 25200 | 25200 | 25200 | 25200 | 25200 | 25200 | 25200 | 25200 | 25200 | 25200 | 25200 | 25200 | 25200 | 25200 | 25200 | 25200 | 25200 | 25200 | 25200 | 25200 | 25200 | 25200 | 25200 | 25200 | 25200 | 25200 | 25200 | 25200 | 25200 | 25200 | 25200 | 25200 | 25200 | 25200 | 25200 | 25200 | 25200 | 25200 | 25200 | 25200 | 25200 | 25200 | 25200 | 25200 | 25200 | 25200 | 25200 | 25200 | 25200 | 25200 | 25200 | 25200 | 25200 | 25200 | 25200 | 25200 | 25200 | 25200 | 25200 | 25200 | 25200 | 25200 | 25200 | 25200 | 25200 | 25200 | 25200 | 25200 | 25200 | 25200 | 25200 | 25200 | 25200 | 25200 | 25200 | 25200 | 25200 | 25200 | 25200 | 25200 | 25200 | 25200 | 25200 | 25200 | 25200 | 25200 | 25200 | 25200 | 25200 | 25200 | 25200 | 25200 | 25200 | 25200 | 25200 | 25200 | 25200 | 25200 | 25200 | 25200 | 25200 | 25200 | 25200 | 25200 | 25200 | 25200 | 25200 | 25200 | 25200 | 25200 | 25200 | 25200 | 25200 | 25200 | 25200 | 25200 | 25200 | 25200 | 25200 | 25200 | 25200 | 25200 | 25200 | 25200 | 25200 | 25200 | 25200 | 25200 | 25200 | 25200 | 25200 | 25200 | 25200 | 25200 | 25200 | 25200 | 25200 | 25200 | 25200 | 25200 | 25200 | 25200 | 25200 | 25200 | 25200 | 25200 | 25200 | 25200 | 25200 | 25200 | 25200 | 25200 | 25200 | 25200 | 25200 | 25200 | 25200 | 25200 | 25200 | 25200 | 25200 | 25200 | 25200 | 25200 | 25200 | 25200 | 25200 | 25200 | 25200 | 25200 | 25200 | 25200 | 25200 | 25200 | 25200 | 25200 | 25200 | 25200 | 25200 | 25200 | 25200 | 25200 | 25200 | 25200 | 25200 | 25200 | 25200 | 25200 | 25200 | 25200 | 25200 | 25200 | 25200 | 25200 | 25200 | 25200 | 25200 | 25200 | 25200 | 25200 | 25200 | 25200 | 25200 | 25200 | 25200 | 25200 | 25200 | 25200 | 25200 | 25200 | 25200 | 25200 | 25200 | 25200 | 25200 | 25200 | 25200 | 25200 | 25200 | 25200 | 25200 | 25200 | 25200 | 25200 | 25200 | 25200 | 25200 | 25200 | 25200 | 25200 | 25200 | 25200 | 25200 | 25200 | 25200 | 25200 | 25200 | 25200 | 25200 | 25200 | 25200 | 25200 | 25200 | 25200 | 25200 | 25200 | 25200 | 25200 | 25200 | 25200 | 25200 | 25200 | 25200 | 25200 | 25200 | 25200 | 25200 | 25200 | 25200 | 25200 | 25200 | 25200 | 25200 | 25200 | 25200 | 25200 | 25200 | 25200 | 25200 | 25200 | 25200 | 25200 | 25200 | 25200 | 25200 | 25200 | 25200 | 25200 | 25200 | 25200 | 25200 | 25200 | 25200 | 25200 | 25200 | 25200 | 25200 | 25200 | 25200 | 25200 | 25200 | 25200 | 25200 | 25200 | 25200 | 25200 | 25200 | 25200 | 25200 | 25200 | 25200 | 25200 | 25200 | 25200 | 25200 | 25200 | 25200 | 25200 | 25200 | 25200 | 25200 | 25200 | 25200 | 25200 | 25200 | 25200 | 25200 | 25200 | 25200 | 25200 | 25200 | 25200 | 25200 | 25200 | 25200 | 25200 | 25200 | 25200 | 25200 | 25200 | 25200 | 25200 | 25200 | 25200 | 25200 | 25200 | 25200 | 25200 | 25200 | 25200 | 25200 | 25200 | 25200 | 25200 | 25200 | 25200 | 25200 | 25200 | 25200 | 25200 | 25200 | 25200 | 25200 | 25200 | 25200 | 25200 | 25200 | 25200 | 25200 | 25200 | 25200 | 25200 | 25200 | 25200 | 25200 | 25200 | 25200 | 25200 | 25200 | 25200 | 25200 | 25200 | 25200 | 25200 | 25200 | 25200 | 25200 | 25200 | 25200 | 25200 | 25200 | 25200 | 25200 | 25200 | 25200 | 25200 | 25200 | 25200 | 25200 | 25200 | 25200 | 25200 | 25200 | 25200 | 25200 | 25200 | 25200 | 25200 | 25200 | 25200 | 25200 | 25200 | 25200 | 25200 | 25200 | 25200 | 25200 | 25200 | 25200 | 25200 | 25200 | 25200 | 25200 | 25200 | 25200 | 25200 | 25200 | 25200 | 25200 | 25200 | 25200 | 25200 | 25200 | 25200 | 25200 | 25200 | 25200 | 25200 | 25200 | 25200 | 25200 | 25200 | 25200 | 25200 | 25200 | 25200 | 25200 | 25200 | 25200 | 25200 | 25200 | 25200 | 25200 | 25200 | 25200 | 25200 | 25200 | 25200 | 25200 | 25200 | 25200 | 25200 | 25200 | 25200 | 25200 | 25200 | 25200 | 25200 | 25200 | 25200 | 25200 | 25200 | 25200 | 25200 | 25200 | 25200 | 25200 | 25200 | 25200 | 25200 | 25200 | 25200 | 25200 | 25200 | 25200 | 25200 | 25200 | 25200 | 25200 | 25200 | 25200 | 25200 | 25200 | 25200 | 25200 | 25200 | 25200 | 25200 | 25200 | 25200 | 25200 | 25200 | 25200 | 25200 | 25200 | 25200 | 25200 | 25200 | 25200 | 25200 | 25200 | 25200 | 25200 | 25200 | 25200 | 25200 | 25200 | 25200 | 25200 | 25200 | 25200 | 25200 | 25200 | 25200 | 25200 | 25200 | 25200 | 25200 | 25200 | 25200 | 25200 | 25200 | 25200 | 25200 | 25200 | 25200 | 25200 | 25200 | 25200 | 25200 | 25200 | 25200 | 25200 | 25200 | 25200 | 25200 | 25200 | 25200 | 25200 | 25200 | 25200 | 25200 | 25200 | 25200 | 25200 | 25200 | 25200 | 25200 | 25200 | 25200 | 25200 | 25200 | 25200 | 25200 | 25200 | 25200 | 25200 | 25200 | 25200 | 25200 | 25200 | 25200 | 25200 | 25200 | 25200 | 25200 | 25200 | 25200 | 25200 | 25200 | 25200 | 25200 | 25200 | 25200 | 25200 | 25200 | 25200 | 25200 | 25200 | 25200 | 25200 | 25200 | 25200 | 25200 | 25200 | 25200 | 25200 | 25200 | 25200 | 25200 | 25200 | 25200 | 25200 | 25200 | 25200 | 25200 | 25200 | 25200 | 25200 | 25200 | 25200 | 25200 | 25200 | 25200 | 25200 | 25200 | 25200 | 25200 | 25200 | 25200 | 25200 | 25200 | 25200 | 25200 | 25200 | 25200 | 25200 | 25200 | 25200 | 25200 | 25200 | 25200 | 25200 | 25200 | 25200 | 25200 | 25200 | 25200 | 25200 | 25200 | 25200 | 25200 | 25200 | 25200 | 25200 | 25200 | 25200 | 25200 | 25200 | 25200 | 25200 | 25200 | 25200 | 25200 | 25200 | 25200 | 25200 | 25200 | 25200 | 25200 | 25200 | 25200 | 25200 | 25200 | 25200 | 25200 | 25200 | 25200 | 25200 | 25200 | 25200 | 25200 | 25200 | 25200 | 25200 | 25200 | 25200 | 25200 | 25200 | 25200 | 25200 | 25200 | 25200 | 25200 | 25200 | 25200 | 25200 | 25200 | 25200 | 25200 | 25200 | 25200 | 25200 | 25200 | 25200 | 25200 | 25200 | 25200 | 25200 | 25200 | 25200 | 25200 | 25200 | 25200 | 25200 | 25200 | 25200 | 25200 | 25200 | 25200 | 25200 | 25200 | 25200 | 25200 | 25200 | 25200 | 25200 | 25200 | 25200 | 25200 | 25200 | 25200 | 25200 | 25200 | 25200 | 25200 | 25200 | 25200 | 25200 | 25200 | 25200 | 25200 | 25200 | 25200 | 25200 | 25200 | 25200 | 25200 | 25200 | 25200 | 25200 | 25200 | 25200 | 25200 | 25200 | 25200 | 25200 | 25200 | 25200 | 25200 | 25200 | 25200 | 25200 | 25200 | 25200 | 25200 | 25200 | 25200 | 25200 | 25200 | 25200 | 25200 | 25200 | 25200 | 25200 | 25200 | 25200 | 25200 | 25200 | 25200 | 25200 | 25200 | 25200 | 25200 | 25200 | 25200 | 25200 | 25200 | 25200 | 25200 | 25200 | 25200 | 25200 | 25200 | 25200 | 25200 | 25200 | 25200 | 25200 | 25200 | 25200 | 25200 | 25200 | 25200 | 25200 | 25200 | 25200 | 25200 | 25200 | 25200 | 25200 | 25200 | 25200 | 25200 | 25200 | 25200 | 25200 | 25200 | 25200 | 25200 | 25200 | 25200 | 25200 | 25200 | 25200 | 25200 | 25200 | 25200 | 25200 | 25200 | 25200 | 25200 | 25200 | 25200 | 25200 | 25200 | 25200 | 25200 | 25200 | 25200 | 25200 | 25200 | 25200 | 25200 | 25200 | 25200 | 25200 | 25200 | 25200 | 25200 | 25200 | 25200 | 25200 | 25200 | 25200 | 25200 | 25200 | 25200 | 25200 | 25200 | 25200 | 25200 | 25200 | 25200 | 25200 | 25200 | 25200 | 25200 | 25200 | 25200 | 25200 | 25200 | 25200 | 25200 | 25200 | 25200 | 25200 | 25200 | 25200 | 25200 | 25200 | 25200 | 25200 | 25200 | 25200 | 25200 | 25200 | 25200 | 25200 | 25200 | 25200 | 25200 | 25200 | 25200 | 25200 | 25200 | 25200 | 25200 | 25200 | 25200 | 25200 | 25200 | 25200 | 25200 | 25200 | 25200 | 25200 | 25200 | 25200 | 25200 | 25200 | 25200 | 25200 | 25200 | 25200 | 25200 | 25200 | 25200 | 25200 | 25200 | 25200 | 25200 | 25200 | 25200 | 25200 | 25200 | 25200 | 25200 | 25200 | 25200 | 25200 | 25200 | 25200 | 25200 | 25200 | 25200 | 25200 | 25200 | 25200 | 25200 | 25200 | 25200 | 25200 | 25200 | 25200 | 25200 | 25200 | 25200 | 25200 | 25200 | 25200 | 25200 | 25200 | 25200 | 25200 | 25200 | 25200 | 25200 | 25200 | 25200 | 25200 | 25200 | 25200 | 25200 | 25200 | 25200 | 25200 | 25200 | 25200 | 25200 | 25200 | 25200 | 25200 | 25200 | 25200 | 25200 | 25200 | 25200 | 25200 | 25200 | 25200 | 25200 | 25200 | 25200 | 25200 | 25200 | 25200 | 25200 | 25200 | 25200 | 25200 | 25200 | 25200 | 25200 | 25200 | 25200 | 25200 | 25200 | 25200 | 25200 | 25200 | 25200 | 25200 | 25200 | 25200 | 25200 | 25200 | 25200 | 25200 | 25200 | 25200 | 25200 | 25200 | 25200 | 25200 | 25200 | 25200 | 25200 | 25200 | 25200 | 25200 | 25200 | 25200 | 25200 | 25200 | 25200 | 25200 | 25200 | 25200 | 25200 | 25200 | 25200 | 25200 | 25200 | 25200 | 25200 | 25200 | 25200 | 25200 | 25200 | 25200 | 25200 | 25200 | 25200 | 25200 | 25200 | 25200 | 25200 | 25200 | 25200 | 25200 | 25200 | 25200 | 25200 | 25200 | 25200 | 25200 | 25200 | 25200 | 25200 | 25200 | 25200 | 25200 | 25200 | 25200 | 25200 | 25200 | 25200 | 25200 | 25200 | 25200 | 25200 | 25200 | 25200 | 25200 | 25200 | 25200 | 25200 | 25200 | 25200 | 25200 | 25200 | 25200 | 25200 | 25200 | 25200 | 25200 | 25200 | 25200 | 25200 | 25200 | 25200 | 25200 | 25200 | 25200 | 25200 | 25200 | 25200 | 25200 | 25200 | 25200 | 25200 | 25200 | 25200 | 25200 | 25200 | 25200 | 25200 | 25200 | 25200 | 25200 | 25200 | 25200 | 25200 | 25200 | 25200 | 25200 | 25200 | 25200 | 25200 | 25200 | 25200 | 25200 | 25200 | 25200 | 25200 | 25200 | 25200 | 25200 | 25200 | 25200 | 25200 | 25200 | 25200 | 25200 | 25200 | 25200 | 25200 | 25200 | 25200 | 25200 | 25200 | 25200 | 25200 | 25200 | 25200 | 25200 | 25200 | 25200 | 25200 | 25200 | 25200 | 25200 | 25200 | 25200 | 25200 | 25200 | 25200 | 25200 | 25200 | 25200 | 25200 | 25200 | 25200 | 25200 | 25200 | 25200 | 25200 | 25200 | 25200 | 25200 | 25200 | 25200 | 25200 | 25200 | 25200 | 25200 | 25200 | 25200 | 25200 | 25200 | 25200 | 25200 | 25200 | 25200 | 25200 | 25200 | 25200 | 25200 | 25200 | 25200 | 25200 | 25200 | 25200 | 25200 | 25200 | 25200 | 25200 | 25200 | 25200 | 25200 | 25200 | 25200 | 25200 | 25200 | 25200 | 25200 | 25200 | 25200 | 25200 | 25200 | 25200 | 25200 | 25200 | 25200 | 25200 | 25200 | 25200 | 25200 | 25200 | 25200 | 25200 | 25200 | 25200 | 25200 | 25200 | 25200 | 25200 | 25200 | 25200 | 25200 | 25200 | 25200 | 25200 | 25200 | 25200 | 25200 | 25200 | 25200 | 25200 | 25200 | 25200 | 25200 | 25200 | 25200 | 25200 | 25200 | 25200 | 25200 | 25200 | 25200 | 25200 | 25200 | 25200 | 25200 | 25200 | 25200 | 25200 | 25200 | 25200 | 25200 | 25200 | 25200 | 25200 | 25200 | 25200 | 25200 | 25200 | 25200 | 25200 | 25200 | 25200 | 25200 | 25200 | 25200 | 25200 | 25200 | 25200 | 25200 | 25200 | 25200 | 25200 | 25200 | 25200 | 25200 | 25200 | 25200 | 25200 | 25200 | 25200 | 25200 | 25200 | 25200 | 25200 | 25200 | 25200 | 25200 | 25200 | 25200 | 25200 | 25200 | 25200 | 25200 | 25200 | 25200 | 25200 | 25200 | 25200 | 25200 | 25200 | 25200 | 25200 | 25200 | 25200 | 25200 | 25200 | 25200 | 25200 | 25200 | 25200 | 25200 | 25200 | 25200 | 25200 | 25200 | 25200 | 25200 | 25200 | 25200 | 25200 | 25200 | 25200 | 25200 | 25200 | 25200 | 25200 | 25200 | 25200 | 25200 | 25200 | 25200 | 25200 | 25200 | 25200 | 25200 | 25200 | 25200 | 25200 | 25200 | 25200 | 25200 | 25200 | 25200 | 25200 | 25200 | 25200 | 25200 | 25200 | 25200 | 25200 | 25200 | 25200 | 25200 | 25200 | 25200 | 25200 | 25200 | 25200 | 25200 | 25200 | 25200 | 25200 | 25200 | 25200 | 25200 | 25200 | 25200 | 25200 | 25200 | 25200 | 25200 | 25200 | 25200 | 25200 | 25200 | 25200 | 25200 | 25200 | 25200 | 25200 | 25200 | 25200 | 25200 | 25200 | 25200 | 25200 | 25200 | 25200 | 25200 | 25200 | 25200 | 25200 | 25200 | 25200 | 25200 | 25200 | 25200 | 25200 | 25200 | 25200 | 25200 | 25200 | 25200 | 25200 | 25200 | 25200 | 25200 | 25200 | 25200 | 25200 | 25200 | 25200 | 25200 | 25200 | 25200 | 25200 | 25200 | 25200 | 25200 | 25200 | 25200 | 25200 | 25200 | 25200 | 25200 | 25200 | 25200 | 25200 | 25200 | 25200 | 25200 | 25200 | 25200 | 25200 | 25200 | 25200 | 25200 | 25200 | 25200 | 25200 | 25200 | 25200 | 25200 | 25200 | 25200 | 25200 | 25200 | 25200 | 25200 | 25200 | 25200 | 25200 | 25200 | 25200 | 25200 | 25200 | 25200 | 25200 | 25200 | 25200 | 25200 | 25200 | 25200 | 25200 | 25200 | 25200 | 25200 | 25200 | 25200 | 25200 | 25200 | 25200 | 25200 | 25200 | 25200 | 25200 | 25200 | 25200 | 25200 | 25200 | 25200 | 25200 | 25200 | 25200 | 25200 | 25200 | 25200 | 25200 | 25200 | 25200 | 25200 | 25200 | 25200 | 25200 | 25200 | 25200 | 25200 | 25200 | 25200 | 25200 | 25200 | 25200 | 25200 | 25200 | 25200 | 25200 | 25200 | 25200 | 25200 | 25200 | 25200 | 25200 | 25200 | 25200 | 25200 | 25200 | 25200 | 25200 | 25200 | 25200 | 25200 | 25200 | 25200 | 25200 | 25200 | 25200 | 25200 | 25200 | 25200 | 25200 | 25200 | 25200 | 25200 | 25200 | 25200 | 25200 | 25200 | 25200 | 25200 | 25200 | 25200 | 25200 | 25200 | 25200 | 25200 | 25200 | 25200 | 25200 | 25200 | 25200 | 25200 | 25200 | 25200 | 25200 | 25200 | 25200 | 25200 | 25200 | 25200 | 25200 | 25200 | 25200 | 25200 | 25200 | 25200 | 25200 | 25200 | 25200 | 25200 | 25200 | 25200 | 25200 | 25200 | 25200 | 25200 | 25200 | 25200 | 25200 | 25200 | 25200 | 25200 | 25200 | 25200 | 25200 | 25200 | 25200 | 25200 | 25200 | 25200 | 25200 | 25200 | 25200 | 25200 | 25200 | 25200 | 25200 | 25200 | 25200 | 25200 | 25200 | 25200 | 25200 | 25200 | 25200 | 25200 | 25200 | 25200 | 25200 | 25200 | 25200 | 25200 | 25200 | 25200 | 25200 | 25200 | 25200 | 25200 | 25200 | 25200 | 25200 | 25200 | 25200 | 25200 | 25200 | 25200 | 25200 | 25200 | 25200 | 25200 | 25200 | 25200 | 25200 | 25200 | 25200 | 25200 | 25200 | 25200 | 25200 | 25200 | 25200 | 25200 | 25200 | 25200 | 25200 | 25200 | 25200 | 25200 | 25200 | 25200 | 25200 | 25200 | 25200 | 25200 | 25200 | 25200 | 25200 | 25200 | 25200 | 25200 | 25200 | 25200 | 25200 | 25200 | 25200 | 25200 | 25200 | 25200 | 25200 | 25200 | 25200 | 25200 | 25200 | 25200 | 25200 | 25200 | 25200 | 25200 | 25200 | 25200 | 25200 | 25200 | 25200 | 25200 | 25200 | 25200 | 25200 | 25200 | 25200 | 25200 | 25200 | 25200 | 25200 | 25200 | 25200 | 25200 | 25200 | 25200 | 25200 | 25200 | 25200 | 25200 | 25200 | 25200 | 25200 | 25200 | 25200 | 25200 | 25200 | 25200 | 25200 | 25200 | 25200 | 25200 | 25200 | 25200 | 25200 | 25200 | 25200 | 25200 | 25200 | 25200 | 25200 | 25200 | 25200 | 25200 | 25200 | 25200 | 25200 | 25200 | 25200 | 25200 | 25200 | 25200 | 25200 | 25200 | 25200 | 25200 | 25200 | 25200 | 25200 | 25200 | 25200 | 25200 | 25200 | 25200 | 25200 | 25200 | 25200 | 25200 | 25200 | 25200 | 25200 | 25200 | 25200 | 25200 | 25200 | 25200 | 25200 | 25200 | 25200 | 25200 | 25200 | 25200 | 25200 | 25200 | 25200 | 25200 | 25200 | 25200 | 25200 | 25200 | 25200 | 25200 | 25200 | 25200 | 25200 | 25200 | 25200 | 25200 | 25200 | 25200 | 25200 | 25200 | 25200 | 25200 | 25200 | 25200 | 25200 | 25200 | 25200 | 25200 | 25200 | 25200 | 25200 | 25200 | 25200 | 25200 | 25200 | 25200 | 25200 | 25200 | 25200 | 25200 | 25200 | 25200 | 25200 | 25200 | 25200 | 25200 | 25200 | 25200 | 25200 | 25200 | 25200 | 25200 | 25200 | 25200 | 25200 | 25200 | 25200 | 25200 | 25200 | 25200 | 25200 | 25200 | 25200 | 25200 | 25200 | 25200 | 25200 | 25200 | 25200 | 25200 | 25200 | 25200 | 25200 | 25200 | 25200 | 25200 | 25200 | 25200 | 25200 | 25200 | 25200 | 25200 | 25200 | 25200 | 25200 | 25200 | 25200 | 25200 | 25200 | 25200 | 25200 | 25200 | 25200 | 25200 | 25200 | 25200 | 25200 | 25200 | 25200 | 25200 | 25200 | 25200 | 25200 | 25200 | 25200 | 25200 | 25200 | 25200 | 25200 | 25200 | 25200 | 25200 | 25200 | 25200 | 25200 | 25200 | 25200 | 25200 | 25200 | 25200 | 25200 | 25200 | 25200 | 25200 | 25200 | 25200 | 25200 | 25200 | 25200 | 25200 | 25200 | 25200 | 25200 | 25200 | 25200 | 25200 | 25200 | 25200 | 25200 | 25200 | 25200 | 25200 | 25200 | 25200 | 25200 | 25200 | 25200 | 25200 | 25200 | 25200 | 25200 | 25200 | 25200 | 25200 | 25200 | 25200 | 25200 | 25200 | 25200 | 25200 | 25200 | 25200 | 25200 | 25200 | 25200 | 25200 | 25200 | 25200 | 25200 | 25200 | 25200 | 25200 | 25200 | 25200 | 25200 | 25200 | 25200 | 25200 | 25200 | 25200 | 25200 | 25200 | 25200 | 25200 | 25200 | 25200 | 25200 | 25200 | 25200 | 25200 | 25200 | 25200 | 25200 | 25200 | 25200 | 25200 | 25200 | 25200 | 25200 | 25200 | 25200 | 25200 | 25200 | 25200 | 25200 | 25200 | 25200 | 25200 | 25200 | 25200 | 25200 | 25200 | 25200 | 25200 | 25200 | 25200 | 25200 | 25200 | 25200 | 25200 | 25200 | 25200 | 25200 | 25200 | 25200 | 25200 | 25200 | 25200 | 25200 | 25200 | 25200 | 25200 | 25200 | 25200 | 25200 | 25200 | 25200 | 25200 | 25200 | 25200 | 25200 | 25200 | 25200 | 25200 | 25200 | 25200 | 25200 | 25200 | 25200 | 25200 | 25200 | 25200 | 25200 | 25200 | 25200 | 25200 | 25200 | 25200 | 25200 | 25200 | 25200 | 25200 | 25200 | 25200 | 25200 | 25200 | 25200 | 25200 | 25200 | 25200 | 25200 | 25200 | 25200 | 25200 | 25200 | 25200 | 25200 | 25200 | 25200 | 25200 | 25200 | 25200 | 25200 | 25200 | 25200 | 25200 | 25200 | 25200 | 25200 | 25200 | 25200 | 25200 | 25200 | 25200 | 25200 | 25200 | 25200 | 25200 | 25200 | 25200 | 25200 | 25200 | 25200 | 25200 | 25200 | 25200 | 25200 | 25200 | 25200 | 25200 | 25200 | 25200 | 25200 | 25200 | 25200 | 25200 | 25200 | 25200 | 25200 | 25200 | 25200 | 25200 | 25200 | 25200 | 25200 | 25200 | 25200 | 25200 | 25200 | 25200 | 25200 | 25200 | 25200 | 25200 | 25200 | 25200 | 25200 | 25200 | 25200 | 25200 | 25200 | 25200 | 25200 | 25200 | 25200 | 25200 | 25200 | 25200 | 25200 | 25200 | 25200 | 25200 | 25200 | 25200 | 25200 | 25200 | 25200 | 25200 | 25200 | 25200 | 25200 | 25200 | 25200 | 25200 | 25200 | 25200 | 25200 | 25200 | 25200 | 25200 | 25200 | 25200 | 25200 | 25200 | 25200 | 25200 | 25200 | 25200 | 25200 | 25200 | 25200 | 25200 | 25200 | 25200 | 25200 | 25200 | 25200 | 25200 | 25200 | 25200 | 25200 | 25200 | 25200 | 25200 | 25200 | 25200 | 25200 | 25200 | 25200 | 25200 | 25200 | 25200 | 25200 | 25200 | 25200 | 25200 | 25200 | 25200 | 25200 | 25200 | 25200 | 25200 | 25200 | 25200 | 25200 | 25200 | 25200 | 25200 | 25200 | 25200 | 25200 | 25200 | 25200 | 25200 | 25200 | 25200 | 25200 | 25200 | 25200 | 25200 | 25200 | 25200 | 25200 | 25200 | 25200 | 25200 | 25200 | 25200 | 25200 | 25200 | 25200 | 25200 | 25200 | 25200 | 25200 | 25200 | 25200 | 25200 | 25200 | 25200 | 25200 | 25200 | 25200 | 25200 | 25200 | 25200 | 25200 | 25200 | 25200 | 25200 | 25200 | 25200 | 25200 | 25200 | 25200 | 25200 | 25200 | 25200 | 25200 | 25200 | 25200 | 25200 | 25200 | 25200 | 25200 | 25200 | 25200 | 25200 | 25200 | 25200 | 25200 | 25200 | 25200 | 25200 | 25200 | 25200 | 25200 | 25200 | 25200 | 25200 | 25200 | 25200 | 25200 | 25200 | 25200 | 25200 | 25200 | 25200 | 25200 | 25200 | 25200 | 25200 | 25200 | 25200 | 25200 | 25200 | 25200 | 25200 | 25200 | 25200 | 25200 | 25200 | 25200 | 25200 | 25200 | 25200 | 25200 | 25200 | 25200 | 25200 | 25200 | 25200 | 25200 | 25200 | 25200 | 25200 | 25200 | 25200 | 25200 | 25200 | 25200 | 25200 | 25200 | 25200 | 25200 | 25200 | 25200 | 25200 | 25200 | 25200 | 25200 | 25200 | 25200 | 25200 | 25200 | 25200 | 25200 | 25200 | 25200 | 25200 | 25200 | 25200 | 25200 | 25200 | 25200 | 25200 | 25200 | 25200 | 25200 | 25200 | 25200 | 25200 | 25200 | 25200 | 25200 | 25200 | 25200 | 25200 | 25200 | 25200 | 25200 | 25200 | 25200 | 25200 | 25200 | 25200 | 25200 | 25200 | 25200 | 25200 | 25200 | 25200 | 25200 | 25200 | 25200 | 25200 | 25200 | 25200 | 25200 | 25200 | 25200 | 25200 | 25200 | 25200 | 25200 | 25200 | 25200 | 25200 | 25200 | 25200 | 25200 | 25200 | 25200 | 25200 | 25200 | 25200 | 25200 | 25200 | 25200 | 25200 | 25200 | 25200 | 25200 | 25200 | 25200 | 25200 | 25200 | 25200 | 25200 | 25200 | 25200 | 25200 | 25200 | 25200 | 25200 | 25200 | 25200 | 25200 | 25200 | 25200 | 25200 | 25200 | 25200 | 25200 | 25200 | 25200 | 25200 | 25200 | 25200 | 25200 | 25200 | 25200 | 25200 | 25200 | 25200 | 25200 | 25200 | 25200 | 25200 | 25200 | 25200 | 25200 | 25200 | 25200 | 25200 | 25200 | 25200 | 25200 | 25200 | 25200 | 25200 | 25200 | 25200 | 25200 | 25200 | 25200 | 25200 | 25200 | 25200 | 25200 | 25200 | 25200 | 25200 | 25200 | 25200 | 25200 | 25200 | 25200 | 25200 | 25200 | 25200 | 25200 | 25200 | 25200 | 25200 | 25200 | 25200 | 25200 | 25200 | 25200 | 25200 | 25200 | 25200 | 25200 | 25200 | 25200 | 25200 | 25200 | 25200 | 25200 | 25200 | 25200 | 25200 | 25200 | 25200 | 25200 | 25200 | 25200 | 25200 | 25200 | 25200 | 25200 | 25200 | 25200 | 25200 | 25200 | 25200 | 25200 | 25200 | 25200 | 25200 | 25200 | 25200 | 25200 | 25200 | 25200 | 25200 | 25200 | 25200 | 25200 | 25200 | 25200 | 25200 | 25200 | 25200 | 25200 | 25200 | 25200 | 25200 | 25200 | 25200 | 25200 | 25200 | 25200 | 25200 | 25200 | 25200 | 25200 | 25200 | 25200 | 25200 | 25200 | 25200 | 25200 | 25200 | 25200 | 25200 | 25200 | 25200 | 25200 | 25200 | 25200 | 25200 | 25200 | 25200 | 25200 | 25200 | 25200 | 25200 | 25200 | 25200 | 25200 | 25200 | 25200 | 25200 | 25200 | 25200 | 25200 | 25200 | 25200 | 25200 | 25200 | 25200 | 25200 | 25200 | 25200 | 25200 | 25200 | 25200 | 25200 | 25200 | 25200 | 25200 | 25200 | 25200 | 25200 | 25200 | 25200 | 25200 | 25200 | 25200 | 25200 | 25200 | 25200 | 25200 | 25200 | 25200 | 25200 | 25200 | 25200 | 25200 | 25200 | 25200 | 25200 | 25200 | 25200 | 25200 | 25200 | 25200 | 25200 | 25200 | 25200 | 25200 | 25200 | 25200 | 25200 | 25200 | 25200 | 25200 | 25200 | 25200 | 25200 | 25200 | 25200 | 25200 | 25200 | 25200 | 25200 | 25200 | 25200 | 25200 | 25200 | 25200 | 25200 | 25200 | 25200 | 25200 | 25200 | 25200 | 25200 | 25200 | 25200 | 25200 | 25200 | 25200 | 25200 | 25200 | 25200 | 25200 | 25200 | 25200 | 25200 | 25200 | 25200 | 25200 | 25200 | 25200 | 25200 | 25200 | 25200 | 25200 | 25200 | 25200 | 25200 | 25200 | 25200 | 25200 | 25200 | 25200 | 25200 | 25200 | 25200 | 25200 | 25200 | 25200 | 25200 | 25200 | 25200 | 25200 | 25200 | 25200 | 25200 | 25200 | 25200 | 25200 | 25200 | 25200 | 25200 | 25200 | 25200 | 25200 | 25200 | 25200 | 25200 | 25200 | 25200 | 25200 | 25200 | 25200 | 25200 | 25200 | 25200 | 25200 | 25200 | 25200 | 25200 | 25200 | 25200 | 25200 | 25200 | 25200 | 25200 | 25200 | 25200 | 25200 | 25200 | 25200 | 25200 | 25200 | 25200 | 25200 | 25200 | 25200 | 25200 | 25200 | 25200 | 25200 | 25200 | 25200 | 25200 | 25200 | 25200 | 25200 | 25200 | 25200 | 25200 | 25200 | 25200 | 25200 | 25200 | 25200 | 25200 | 25200 | 25200 | 25200 | 25200 | 25200 | 25200 | 25200 | 25200 | 25200 | 25200 | 25200 | 25200 | 25200 | 25200 | 25200 | 25200 | 25200 | 25200 | 25200 | 25200 | 25200 | 25200 | 25200 | 25200 | 25200 | 25200 | 25200 | 25200 | 25200 | 25200 | 25200 | 25200 | 25200 | 25200 | 25200 | 25200 | 25200 | 25200 | 25200 | 25200 | 25200 | 25200 | 25200 | 25200 | 25200 | 25200 | 25200 | 25200 | 25200 | 25200 | 25200 | 25200 | 25200 | 25200 | 25200 | 25200 | 25200 | 25200 | 25200 | 25200 | 25200 | 25200 | 25200 | 25200 | 25200 | 25200 | 25200 | 25200 | 25200 | 25200 | 25200 | 25200 | 25200 | 25200 | 25200 | 25200 | 25200 | 25200 | 25200 | 25200 | 25200 | 25200 | 25200 | 25200 | 25200 | 25200 | 25200 | 25200 | 25200 | 25200 | 25200 | 25200 | 25200 | 25200 | 25200 | 25200 | 25200 | 25200 | 25200 | 25200 | 25200 | 25200 | 25200 | 25200 | 25200 | 25200 | 25200 | 25200 | 25200 | 25200 | 25200 | 25200 | 25200 | 25200 | 25200 | 25200 | 25200 | 25200 | 25200 | 25200 | 25200 | 25200 | 25200 | 25200 | 25200 | 25200 | 25200 | 25200 | 25200 | 25200 | 25200 | 25200 | 25200 | 25200 | 25200 | 25200 | 25200 | 25200 | 25200 | 25200 | 25200 | 25200 | 25200 | 25200 | 25200 | 25200 | 25200 | 25200 | 25200 | 25200 | 25200 | 25200 | 25200 | 25200 | 25200 | 25200 | 25200 | 25200 | 25200 | 25200 | 25200 | 25200 | 25200 | 25200 | 25200 | 25200 | 25200 | 25200 | 25200 | 25200 | 25200 | 25200 | 25200 | 25200 | 25200 | 25200 | 25200 | 25200 | 25200 | 25200 | 25200 | 25200 | 25200 | 25200 | 25200 | 25200 | 25200 | 25200 | 25200 | 25200 | 25200 | 25200 | 25200 | 25200 | 25200 | 25200 | 25200 | 25200 | 25200 | 25200 | 25200 | 25200 | 25200 | 25200 | 25200 | 25200 | 25200 | 25200 | 25200 | 25200 | 25200 | 25200 | 25200 | 25200 | 25200 | 25200 | 25200 | 25200 | 25200 | 25200 | 25200 | 25200 | 25200 | 25200 | 25200 | 25200 | 25200 | 25200 | 25200 | 25200 | 25200 | 25200 | 25200 | 25200 | 25200 | 25200 | 25200 | 25200 | 25200 | 25200 | 25200 | 25200 | 25200 | 25200 | 25200 | 25200 | 25200 | 25200 | 25200 | 25200 | 25200 | 25200 | 25200 | 25200 | 25200 | 25200 | 25200 | 25200 | 25200 | 25200 | 25200 | 25200 | 25200 | 25200 | 25200 | 25200 | 25200 | 25200 | 25200 | 25200 | 25200 | 25200 | 25200 | 25200 | 25200 | 25200 | 25200 | 25200 | 25200 | 25200 | 25200 | 25200 | 25200 | 25200 | 25200 | 25200 | 25200 | 25200 | 25200 | 25200 | 25200 | 25200 | 25200 | 25200 | 25200 | 25200 | 25200 | 25200 | 25200 | 25200 | 25200 | 25200 | 25200 | 25200 | 25200 | 25200 | 25200 | 25200 | 25200 | 25200 | 25200 | 25200 | 25200 | 25200 | 25200 | 25200 | 25200 | 25200 | 25200 | 25200 | 25200 | 25200 | 25200 | 25200 | 25200 | 25200 | 25200 | 25200 | 25200 | 25200 | 25200 | 25200 | 25200 | 25200 | 25200 | 25200 | 25200 | 25200 | 25200 | 25200 | 25200 | 25200 | 25200 | 25200 | 25200 | 25200 | 25200 | 25200 | 25200 | 25200 | 25200 | 25200 | 25200 | 25200 | 25200 | 25200 | 25200 | 25200 | 25200 | 25200 | 25200 | 25200 | 25200 | 25200 | 25200 | 25200 | 25200 | 25200 | 25200 | 25200 | 25200 | 25200 | 25200 | 25200 | 25200 | 25200 | 25200 | 25200 | 25200 | 25200 | 25200 | 25200 | 25200 | 25200 | 25200 | 25200 | 25200 | 25200 | 25200 | 25200 | 25200 | 25200 | 25200 | 25200 | 25200 | 25200 | 25200 | 25200 | 25200 | 25200 | 25200 | 25200 | 25200 | 25200 | 25200 | 25200 | 25200 | 25200 | 25200 | 25200 | 25200 | 25200 | 25200 | 25200 | 25200 | 25200 | 25200 | 25200 | 25200 | 25200 | 25200 | 25200 | 25200 | 25200 | 25200 | 25200 | 25200 | 25200 | 25200 | 25200 | 25200 | 25200 | 25200 | 25200 | 25200 | 25200 | 25200 | 25200 | 25200 | 25200 | 25200 | 25200 | 25200 | 25200 | 25200 | 25200 | 25200 | 25200 | 25200 | 25200 | 25200 | 25200 | 25200 | 25200 | 25200 | 25200 | 25200 | 25200 | 25200 | 25200 | 25200 | 25200 | 25200 | 25200 | 25200 | 25200 | 25200 | 25200 | 25200 | 25200 | 25200 | 25200 | 25200 | 25200 | 25200 | 25200 | 25200 | 25200 | 25200 | 25200 | 25200 | 25200 | 25200 | 25200 | 25200 | 25200 | 25200 | 25200 | 25200 | 25200 | 25200 | 25200 | 25200 | 25200 | 25200 | 25200 | 25200 | 25200 | 25200 | 25200 | 25200 | 25200 | 25200 | 25200 | 25200 | 25200 | 25200 | 25200 | 25200 | 25200 | 25200 | 25200 | 25200 | 25200
Time infected person occupied the space | T_I | constant | 25200 |  | s | These values are not used by this model | T_I | 25200 | 25200 | 25200 | 25200 | 25200 | 25200 | 25200 | 25200 | 25200 | 25200 | 25200 | 25200 | 25200 | 25200 | 25200 | 25200 | 25200 | 25200 | 25200 | 25200 | 25200 | 25200 | 25200 | 25200 | 25200 | 25200 | 25200 | 25200 | 25200 | 25200 | 25200 | 25200 | 25200 | 25200 | 25200 | 25200 | 25200 | 25200 | 25200 | 25200 | 25200 | 25200 | 25200 | 25200 | 25200 | 25200 | 25200 | 25200 | 25200 | 25200 | 25200 | 25200 | 25200 | 25200 | 25200 | 25200 | 25200 | 25200 | 25200 | 25200 | 25200 | 25200 | 25200 | 25200 | 25200 | 25200 | 25200 | 25200 | 25200 | 25200 | 25200 | 25200 | 25200 | 25200 | 25200 | 25200 | 25200 | 25200 | 25200 | 25200 | 25200 | 25200 | 25200 | 25200 | 25200 | 25200 | 25200 | 25200 | 25200 | 25200 | 25200 | 25200 | 25200 | 25200 | 25200 | 25200 | 25200 | 25200 | 25200 | 25200 | 25200 | 25200 | 25200 | 25200 | 25200 | 25200 | 25200 | 25200 | 25200 | 25200 | 25200 | 25200 | 25200 | 25200 | 25200 | 25200 | 25200 | 25200 | 25200 | 25200 | 25200 | 25200 | 25200 | 25200 | 25200 | 25200 | 25200 | 25200 | 25200 | 25200 | 25200 | 25200 | 25200 | 25200 | 25200 | 25200 | 25200 | 25200 | 25200 | 25200 | 25200 | 25200 | 25200 | 25200 | 25200 | 25200 | 25200 | 25200 | 25200 | 25200 | 25200 | 25200 | 25200 | 25200 | 25200 | 25200 | 25200 | 25200 | 25200 | 25200 | 25200 | 25200 | 25200 | 25200 | 25200 | 25200 | 25200 | 25200 | 25200 | 25200 | 25200 | 25200 | 25200 | 25200 | 25200 | 25200 | 25200 | 25200 | 25200 | 25200 | 25200 | 25200 | 25200 | 25200 | 25200 | 25200 | 25200 | 25200 | 25200 | 25200 | 25200 | 25200 | 25200 | 25200 | 25200 | 25200 | 25200 | 25200 | 25200 | 25200 | 25200 | 25200 | 25200 | 25200 | 25200 | 25200 | 25200 | 25200 | 25200 | 25200 | 25200 | 25200 | 25200 | 25200 | 25200 | 25200 | 25200 | 25200 | 25200 | 25200 | 25200 | 25200 | 25200 | 25200 | 25200 | 25200 | 25200 | 25200 | 25200 | 25200 | 25200 | 25200 | 25200 | 25200 | 25200 | 25200 | 25200 | 25200 | 25200 | 25200 | 25200 | 25200 | 25200 | 25200 | 25200 | 25200 | 25200 | 25200 | 25200 | 25200 | 25200 | 25200 | 25200 | 25200 | 25200 | 25200 | 25200 | 25200 | 25200 | 25200 | 25200 | 25200 | 25200 | 25200 | 25200 | 25200 | 25200 | 25200 | 25200 | 25200 | 25200 | 25200 | 25200 | 25200 | 25200 | 25200 | 25200 | 25200 | 25200 | 25200 | 25200 | 25200 | 25200 | 25200 | 25200 | 25200 | 25200 | 25200 | 25200 | 25200 | 25200 | 25200 | 25200 | 25200 | 25200 | 25200 | 25200 | 25200 | 25200 | 25200 | 25200 | 25200 | 25200 | 25200 | 25200 | 25200 | 25200 | 25200 | 25200 | 25200 | 25200 | 25200 | 25200 | 25200 | 25200 | 25200 | 25200 | 25200 | 25200 | 25200 | 25200 | 25200 | 25200 | 25200 | 25200 | 25200 | 25200 | 25200 | 25200 | 25200 | 25200 | 25200 | 25200 | 25200 | 25200 | 25200 | 25200 | 25200 | 25200 | 25200 | 25200 | 25200 | 25200 | 25200 | 25200 | 25200 | 25200 | 25200 | 25200 | 25200 | 25200 | 25200 | 25200 | 25200 | 25200 | 25200 | 25200 | 25200 | 25200 | 25200 | 25200 | 25200 | 25200 | 25200 | 25200 | 25200 | 25200 | 25200 | 25200 | 25200 | 25200 | 25200 | 25200 | 25200 | 25200 | 25200 | 25200 | 25200 | 25200 | 25200 | 25200 | 25200 | 25200 | 25200 | 25200 | 25200 | 25200 | 25200 | 25200 | 25200 | 25200 | 25200 | 25200 | 25200 | 25200 | 25200 | 25200 | 25200 | 25200 | 25200 | 25200 | 25200 | 25200 | 25200 | 25200 | 25200 | 25200 | 25200 | 25200 | 25200 | 25200 | 25200 | 25200 | 25200 | 25200 | 25200 | 25200 | 25200 | 25200 | 25200 | 25200 | 25200 | 25200 | 25200 | 25200 | 25200 | 25200 | 25200 | 25200 | 25200 | 25200 | 25200 | 25200 | 25200 | 25200 | 25200 | 25200 | 25200 | 25200 | 25200 | 25200 | 25200 | 25200 | 25200 | 25200 | 25200 | 25200 | 25200 | 25200 | 25200 | 25200 | 25200 | 25200 | 25200 | 25200 | 25200 | 25200 | 25200 | 25200 | 25200 | 25200 | 25200 | 25200 | 25200 | 25200 | 25200 | 25200 | 25200 | 25200 | 25200 | 25200 | 25200 | 25200 | 25200 | 25200 | 25200 | 25200 | 25200 | 25200 | 25200 | 25200 | 25200 | 25200 | 25200 | 25200 | 25200 | 25200 | 25200 | 25200 | 25200 | 25200 | 25200 | 25200 | 25200 | 25200 | 25200 | 25200 | 25200 | 25200 | 25200 | 25200 | 25200 | 25200 | 25200 | 25200 | 25200 | 25200 | 25200 | 25200 | 25200 | 25200 | 25200 | 25200 | 25200 | 25200 | 25200 | 25200 | 25200 | 25200 | 25200 | 25200 | 25200 | 25200 | 25200 | 25200 | 25200 | 25200 | 25200 | 25200 | 25200 | 25200 | 25200 | 25200 | 25200 | 25200 | 25200 | 25200 | 25200 | 25200 | 25200 | 25200 | 25200 | 25200 | 25200 | 25200 | 25200 | 25200 | 25200 | 25200 | 25200 | 25200 | 25200 | 25200 | 25200 | 25200 | 25200 | 25200 | 25200 | 25200 | 25200 | 25200 | 25200 | 25200 | 25200 | 25200 | 25200 | 25200 | 25200 | 25200 | 25200 | 25200 | 25200 | 25200 | 25200 | 25200 | 25200 | 25200 | 25200 | 25200 | 25200 | 25200 | 25200 | 25200 | 25200 | 25200 | 25200 | 25200 | 25200 | 25200 | 25200 | 25200 | 25200 | 25200 | 25200 | 25200 | 25200 | 25200 | 25200 | 25200 | 25200 | 25200 | 25200 | 25200 | 25200 | 25200 | 25200 | 25200 | 25200 | 25200 | 25200 | 25200 | 25200 | 25200 | 25200 | 25200 | 25200 | 25200 | 25200 | 25200 | 25200 | 25200 | 25200 | 25200 | 25200 | 25200 | 25200 | 25200 | 25200 | 25200 | 25200 | 25200 | 25200 | 25200 | 25200 | 25200 | 25200 | 25200 | 25200 | 25200 | 25200 | 25200 | 25200 | 25200 | 25200 | 25200 | 25200 | 25200 | 25200 | 25200 | 25200 | 25200 | 25200 | 25200 | 25200 | 25200 | 25200 | 25200 | 25200 | 25200 | 25200 | 25200 | 25200 | 25200 | 25200 | 25200 | 25200 | 25200 | 25200 | 25200 | 25200 | 25200 | 25200 | 25200 | 25200 | 25200 | 25200 | 25200 | 25200 | 25200 | 25200 | 25200 | 25200 | 25200 | 25200 | 25200 | 25200 | 25200 | 25200 | 25200 | 25200 | 25200 | 25200 | 25200 | 25200 | 25200 | 25200 | 25200 | 25200 | 25200 | 25200 | 25200 | 25200 | 25200 | 25200 | 25200 | 25200 | 25200 | 25200 | 25200 | 25200 | 25200 | 25200 | 25200 | 25200 | 25200 | 25200 | 25200 | 25200 | 25200 | 25200 | 25200 | 25200 | 25200 | 25200 | 25200 | 25200 | 25200 | 25200 | 25200 | 25200 | 25200 | 25200 | 25200 | 25200 | 25200 | 25200 | 25200 | 25200 | 25200 | 25200 | 25200 | 25200 | 25200 | 25200 | 25200 | 25200 | 25200 | 25200 | 25200 | 25200 | 25200 | 25200 | 25200 | 25200 | 25200 | 25200 | 25200 | 25200 | 25200 | 25200 | 25200 | 25200 | 25200 | 25200 | 25200 | 25200 | 25200 | 25200 | 25200 | 25200 | 25200 | 25200 | 25200 | 25200 | 25200 | 25200 | 25200 | 25200 | 25200 | 25200 | 25200 | 25200 | 25200 | 25200 | 25200 | 25200 | 25200 | 25200 | 25200 | 25200 | 25200 | 25200 | 25200 | 25200 | 25200 | 25200 | 25200 | 25200 | 25200 | 25200 | 25200 | 25200 | 25200 | 25200 | 25200 | 25200 | 25200 | 25200 | 25200 | 25200 | 25200 | 25200 | 25200 | 25200 | 25200 | 25200 | 25200 | 25200 | 25200 | 25200 | 25200 | 25200 | 25200 | 25200 | 25200 | 25200 | 25200 | 25200 | 25200 | 25200 | 25200 | 25200 | 25200 | 25200 | 25200 | 25200 | 25200 | 25200 | 25200 | 25200 | 25200 | 25200 | 25200 | 25200 | 25200 | 25200 | 25200 | 25200 | 25200 | 25200 | 25200 | 25200 | 25200 | 25200 | 25200 | 25200 | 25200 | 25200 | 25200 | 25200 | 25200 | 25200 | 25200 | 25200 | 25200 | 25200 | 25200 | 25200 | 25200 | 25200 | 25200 | 25200 | 25200 | 25200 | 25200 | 25200 | 25200 | 25200 | 25200 | 25200 | 25200 | 25200 | 25200 | 25200 | 25200 | 25200 | 25200 | 25200 | 25200 | 25200 | 25200 | 25200 | 25200 | 25200 | 25200 | 25200 | 25200 | 25200 | 25200 | 25200 | 25200 | 25200 | 25200 | 25200 | 25200 | 25200 | 25200 | 25200 | 25200 | 25200 | 25200 | 25200 | 25200 | 25200 | 25200 | 25200 | 25200 | 25200 | 25200 | 25200 | 25200 | 25200 | 25200 | 25200 | 25200 | 25200 | 25200 | 25200 | 25200 | 25200 | 25200 | 25200 | 25200 | 25200 | 25200 | 25200 | 25200 | 25200 | 25200 | 25200 | 25200 | 25200 | 25200 | 25200 | 25200 | 25200 | 25200 | 25200 | 25200 | 25200 | 25200 | 25200 | 25200 | 25200 | 25200 | 25200 | 25200 | 25200 | 25200 | 25200 | 25200 | 25200 | 25200 | 25200 | 25200 | 25200 | 25200 | 25200 | 25200 | 25200 | 25200 | 25200 | 25200 | 25200 | 25200 | 25200 | 25200 | 25200 | 25200 | 25200 | 25200 | 25200 | 25200 | 25200 | 25200 | 25200 | 25200 | 25200 | 25200 | 25200 | 25200 | 25200 | 25200 | 25200 | 25200 | 25200 | 25200 | 25200 | 25200 | 25200 | 25200 | 25200 | 25200 | 25200 | 25200 | 25200 | 25200 | 25200 | 25200 | 25200 | 25200 | 25200 | 25200 | 25200 | 25200 | 25200 | 25200 | 25200 | 25200 | 25200 | 25200 | 25200 | 25200 | 25200 | 25200 | 25200 | 25200 | 25200 | 25200 | 25200 | 25200 | 25200 | 25200 | 25200 | 25200 | 25200 | 25200 | 25200 | 25200 | 25200 | 25200 | 25200 | 25200 | 25200 | 25200 | 25200 | 25200 | 25200 | 25200 | 25200 | 25200 | 25200 | 25200 | 25200 | 25200 | 25200 | 25200 | 25200 | 25200 | 25200 | 25200 | 25200 | 25200 | 25200 | 25200 | 25200 | 25200 | 25200 | 25200 | 25200 | 25200 | 25200 | 25200 | 25200 | 25200 | 25200 | 25200 | 25200 | 25200 | 25200 | 25200 | 25200 | 25200 | 25200 | 25200 | 25200 | 25200 | 25200 | 25200 | 25200 | 25200 | 25200 | 25200 | 25200 | 25200 | 25200 | 25200 | 25200 | 25200 | 25200 | 25200 | 25200 | 25200 | 25200 | 25200 | 25200 | 25200 | 25200 | 25200 | 25200 | 25200 | 25200 | 25200 | 25200 | 25200 | 25200 | 25200 | 25200 | 25200 | 25200 | 25200 | 25200 | 25200 | 25200 | 25200 | 25200 | 25200 | 25200 | 25200 | 25200 | 25200 | 25200 | 25200 | 25200 | 25200 | 25200 | 25200 | 25200 | 25200 | 25200 | 25200 | 25200 | 25200 | 25200 | 25200 | 25200 | 25200 | 25200 | 25200 | 25200 | 25200 | 25200 | 25200 | 25200 | 25200 | 25200 | 25200 | 25200 | 25200 | 25200 | 25200 | 25200 | 25200 | 25200 | 25200 | 25200 | 25200 | 25200 | 25200 | 25200 | 25200 | 25200 | 25200 | 25200 | 25200 | 25200 | 25200 | 25200 | 25200 | 25200 | 25200 | 25200 | 25200 | 25200 | 25200 | 25200 | 25200 | 25200 | 25200 | 25200 | 25200 | 25200 | 25200 | 25200 | 25200 | 25200 | 25200 | 25200 | 25200 | 25200 | 25200 | 25200 | 25200 | 25200 | 25200 | 25200 | 25200 | 25200 | 25200 | 25200 | 25200 | 25200 | 25200 | 25200 | 25200 | 25200 | 25200 | 25200 | 25200 | 25200 | 25200 | 25200 | 25200 | 25200 | 25200 | 25200 | 25200 | 25200 | 25200 | 25200 | 25200 | 25200 | 25200 | 25200 | 25200 | 25200 | 25200 | 25200 | 25200 | 25200 | 25200 | 25200 | 25200 | 25200 | 25200 | 25200 | 25200 | 25200 | 25200 | 25200 | 25200 | 25200 | 25200 | 25200 | 25200 | 25200 | 25200 | 25200 | 25200 | 25200 | 25200 | 25200 | 25200 | 25200 | 25200 | 25200 | 25200 | 25200 | 25200 | 25200 | 25200 | 25200 | 25200 | 25200 | 25200 | 25200 | 25200 | 25200 | 25200 | 25200 | 25200 | 25200 | 25200 | 25200 | 25200 | 25200 | 25200 | 25200 | 25200 | 25200 | 25200 | 25200 | 25200 | 25200 | 25200 | 25200 | 25200 | 25200 | 25200 | 25200 | 25200 | 25200 | 25200 | 25200 | 25200 | 25200 | 25200 | 25200 | 25200 | 25200 | 25200 | 25200 | 25200 | 25200 | 25200 | 25200 | 25200 | 25200 | 25200 | 25200 | 25200 | 25200 | 25200 | 25200 | 25200 | 25200 | 25200 | 25200 | 25200 | 25200 | 25200 | 25200 | 25200 | 25200 | 25200 | 25200 | 25200 | 25200 | 25200 | 25200 | 25200 | 25200 | 25200 | 25200 | 25200 | 25200 | 25200 | 25200 | 25200 | 25200 | 25200 | 25200 | 25200 | 25200 | 25200 | 25200 | 25200 | 25200 | 25200 | 25200 | 25200 | 25200 | 25200 | 25200 | 25200 | 25200 | 25200 | 25200 | 25200 | 25200 | 25200 | 25200 | 25200 | 25200 | 25200 | 25200 | 25200 | 25200 | 25200 | 25200 | 25200 | 25200 | 25200 | 25200 | 25200 | 25200 | 25200 | 25200 | 25200 | 25200 | 25200 | 25200 | 25200 | 25200 | 25200 | 25200 | 25200 | 25200 | 25200 | 25200 | 25200 | 25200 | 25200 | 25200 | 25200 | 25200 | 25200 | 25200 | 25200 | 25200 | 25200 | 25200 | 25200 | 25200 | 25200 | 25200 | 25200 | 25200 | 25200 | 25200 | 25200 | 25200 | 25200 | 25200 | 25200 | 25200 | 25200 | 25200 | 25200 | 25200 | 25200 | 25200 | 25200 | 25200 | 25200 | 25200 | 25200 | 25200 | 25200 | 25200 | 25200 | 25200 | 25200 | 25200 | 25200 | 25200 | 25200 | 25200 | 25200 | 25200 | 25200 | 25200 | 25200 | 25200 | 25200 | 25200 | 25200 | 25200 | 25200 | 25200 | 25200 | 25200 | 25200 | 25200 | 25200 | 25200 | 25200 | 25200 | 25200 | 25200 | 25200 | 25200 | 25200 | 25200 | 25200 | 25200 | 25200 | 25200 | 25200 | 25200 | 25200 | 25200 | 25200 | 25200 | 25200 | 25200 | 25200 | 25200 | 25200 | 25200 | 25200 | 25200 | 25200 | 25200 | 25200 | 25200 | 25200 | 25200 | 25200 | 25200 | 25200 | 25200 | 25200 | 25200 | 25200 | 25200 | 25200 | 25200 | 25200 | 25200 | 25200 | 25200 | 25200 | 25200 | 25200 | 25200 | 25200 | 25200 | 25200 | 25200 | 25200 | 25200 | 25200 | 25200 | 25200 | 25200 | 25200 | 25200 | 25200 | 25200 | 25200 | 25200 | 25200 | 25200 | 25200 | 25200 | 25200 | 25200 | 25200 | 25200 | 25200 | 25200 | 25200 | 25200 | 25200 | 25200 | 25200 | 25200 | 25200 | 25200 | 25200 | 25200 | 25200 | 25200 | 25200 | 25200 | 25200 | 25200 | 25200 | 25200 | 25200 | 25200 | 25200 | 25200 | 25200 | 25200 | 25200 | 25200 | 25200 | 25200 | 25200 | 25200 | 25200 | 25200 | 25200 | 25200 | 25200 | 25200 | 25200 | 25200 | 25200 | 25200 | 25200 | 25200 | 25200 | 25200 | 25200 | 25200 | 25200 | 25200 | 25200 | 25200 | 25200 | 25200 | 25200 | 25200 | 25200 | 25200 | 25200 | 25200 | 25200 | 25200 | 25200 | 25200 | 25200 | 25200 | 25200 | 25200 | 25200 | 25200 | 25200 | 25200 | 25200 | 25200 | 25200 | 25200 | 25200 | 25200 | 25200 | 25200 | 25200 | 25200 | 25200 | 25200 | 25200 | 25200 | 25200 | 25200 | 25200 | 25200 | 25200 | 25200 | 25200 | 25200 | 25200 | 25200 | 25200 | 25200 | 25200 | 25200 | 25200 | 25200 | 25200 | 25200 | 25200 | 25200 | 25200 | 25200 | 25200 | 25200 | 25200 | 25200 | 25200 | 25200 | 25200 | 25200 | 25200 | 25200 | 25200 | 25200 | 25200 | 25200 | 25200 | 25200 | 25200 | 25200 | 25200 | 25200 | 25200 | 25200 | 25200 | 25200 | 25200 | 25200 | 25200 | 25200 | 25200 | 25200 | 25200 | 25200 | 25200 | 25200 | 25200 | 25200 | 25200 | 25200 | 25200 | 25200 | 25200 | 25200 | 25200 | 25200 | 25200 | 25200 | 25200 | 25200 | 25200 | 25200 | 25200 | 25200 | 25200 | 25200 | 25200 | 25200 | 25200 | 25200 | 25200 | 25200 | 25200 | 25200 | 25200 | 25200 | 25200 | 25200 | 25200 | 25200 | 25200 | 25200 | 25200 | 25200 | 25200 | 25200 | 25200 | 25200 | 25200 | 25200 | 25200 | 25200 | 25200 | 25200 | 25200 | 25200 | 25200 | 25200 | 25200 | 25200 | 25200 | 25200 | 25200 | 25200 | 25200 | 25200 | 25200 | 25200 | 25200 | 25200 | 25200 | 25200 | 25200 | 25200 | 25200 | 25200 | 25200 | 25200 | 25200 | 25200 | 25200 | 25200 | 25200 | 25200 | 25200 | 25200 | 25200 | 25200 | 25200 | 25200 | 25200 | 25200 | 25200 | 25200 | 25200 | 25200 | 25200 | 25200 | 25200 | 25200 | 25200 | 25200 | 25200 | 25200 | 25200 | 25200 | 25200 | 25200 | 25200 | 25200 | 25200 | 25200 | 25200 | 25200 | 25200 | 25200 | 25200 | 25200 | 25200 | 25200 | 25200 | 25200 | 25200 | 25200 | 25200 | 25200 | 25200 | 25200 | 25200 | 25200 | 25200 | 25200 | 25200 | 25200 | 25200 | 25200 | 25200 | 25200 | 25200 | 25200 | 25200 | 25200 | 25200 | 25200 | 25200 | 25200 | 25200 | 25200 | 25200 | 25200 | 25200 | 25200 | 25200 | 25200 | 25200 | 25200 | 25200 | 25200 | 25200 | 25200 | 25200 | 25200 | 25200 | 25200 | 25200 | 25200 | 25200 | 25200 | 25200 | 25200 | 25200 | 25200 | 25200 | 25200 | 25200 | 25200 | 25200 | 25200 | 25200 | 25200 | 25200 | 25200 | 25200 | 25200 | 25200 | 25200 | 25200 | 25200 | 25200 | 25200 | 25200 | 25200 | 25200 | 25200 | 25200 | 25200 | 25200 | 25200 | 25200 | 25200 | 25200 | 25200 | 25200 | 25200 | 25200 | 25200 | 25200 | 25200 | 25200 | 25200 | 25200 | 25200 | 25200 | 25200 | 25200 | 25200 | 25200 | 25200 | 25200 | 25200 | 25200 | 25200 | 25200 | 25200 | 25200 | 25200 | 25200 | 25200 | 25200 | 25200 | 25200 | 25200 | 25200 | 25200 | 25200 | 25200 | 25200 | 25200 | 25200 | 25200 | 25200 | 25200 | 25200 | 25200 | 25200 | 25200 | 25200 | 25200 | 25200 | 25200 | 25200 | 25200 | 25200 | 25200 | 25200 | 25200 | 25200 | 25200 | 25200 | 25200 | 25200 | 25200 | 25200 | 25200 | 25200 | 25200 | 25200 | 25200 | 25200 | 25200 | 25200 | 25200 | 25200 | 25200 | 25200 | 25200 | 25200 | 25200 | 25200 | 25200 | 25200 | 25200 | 25200 | 25200 | 25200 | 25200 | 25200 | 25200 | 25200 | 25200 | 25200 | 25200 | 25200 | 25200 | 25200 | 25200 | 25200 | 25200 | 25200 | 25200 | 25200 | 25200 | 25200 | 25200 | 25200 | 25200 | 25200 | 25200 | 25200 | 25200 | 25200 | 25200 | 25200 | 25200 | 25200 | 25200 | 25200 | 25200 | 25200 | 25200 | 25200 | 25200 | 25200 | 25200 | 25200 | 25200 | 25200 | 25200 | 25200 | 25200 | 25200 | 25200 | 25200 | 25200 | 25200 | 25200 | 25200 | 25200 | 25200 | 25200 | 25200 | 25200 | 25200 | 25200 | 25200 | 25200 | 25200 | 25200 | 25200 | 25200 | 25200 | 25200 | 25200 | 25200 | 25200 | 25200 | 25200 | 25200 | 25200 | 25200 | 25200 | 25200 | 25200 | 25200 | 25200 | 25200 | 25200 | 25200 | 25200 | 25200 | 25200 | 25200 | 25200 | 25200 | 25200 | 25200 | 25200 | 25200 | 25200 | 25200 | 25200 | 25200 | 25200 | 25200 | 25200 | 25200 | 25200 | 25200 | 25200 | 25200 | 25200 | 25200 | 25200 | 25200 | 25200 | 25200 | 25200 | 25200 | 25200 | 25200 | 25200 | 25200 | 25200 | 25200 | 25200 | 25200 | 25200 | 25200 | 25200 | 25200 | 25200 | 25200 | 25200 | 25200 | 25200 | 25200 | 25200 | 25200 | 25200 | 25200 | 25200 | 25200 | 25200 | 25200 | 25200 | 25200 | 25200 | 25200 | 25200 | 25200 | 25200 | 25200 | 25200 | 25200 | 25200 | 25200 | 25200 | 25200 | 25200 | 25200 | 25200 | 25200 | 25200 | 25200 | 25200 | 25200 | 25200 | 25200 | 25200 | 25200 | 25200 | 25200 | 25200 | 25200 | 25200 | 25200 | 25200 | 25200 | 25200 | 25200 | 25200 | 25200 | 25200 | 25200 | 25200 | 25200 | 25200 | 25200 | 25200 | 25200 | 25200 | 25200 | 25200 | 25200 | 25200 | 25200 | 25200 | 25200 | 25200 | 25200 | 25200 | 25200 | 25200 | 25200 | 25200 | 25200 | 25200 | 25200 | 25200 | 25200 | 25200 | 25200 | 25200 | 25200 | 25200 | 25200 | 25200 | 25200 | 25200 | 25200 | 25200 | 25200 | 25200 | 25200 | 25200 | 25200 | 25200 | 25200 | 25200 | 25200 | 25200 | 25200 | 25200 | 25200 | 25200 | 25200 | 25200 | 25200 | 25200 | 25200 | 25200 | 25200 | 25200 | 25200 | 25200 | 25200 | 25200 | 25200 | 25200 | 25200 | 25200 | 25200 | 25200 | 25200 | 25200 | 25200 | 25200 | 25200 | 25200 | 25200 | 25200 | 25200 | 25200 | 25200 | 25200 | 25200 | 25200 | 25200 | 25200 | 25200 | 25200 | 25200 | 25200 | 25200 | 25200 | 25200 | 25200 | 25200 | 25200 | 25200 | 25200 | 25200 | 25200 | 25200 | 25200 | 25200 | 25200 | 25200 | 25200 | 25200 | 25200 | 25200 | 25200 | 25200 | 25200 | 25200 | 25200 | 25200 | 25200 | 25200 | 25200 | 25200 | 25200 | 25200 | 25200 | 25200 | 25200 | 25200 | 25200 | 25200 | 25200 | 25200 | 25200 | 25200 | 25200 | 25200 | 25200 | 25200 | 25200 | 25200 | 25200 | 25200 | 25200 | 25200 | 25200 | 25200 | 25200 | 25200 | 25200 | 25200 | 25200 | 25200 | 25200 | 25200 | 25200 | 25200 | 25200 | 25200 | 25200 | 25200 | 25200 | 25200 | 25200 | 25200 | 25200 | 25200 | 25200 | 25200 | 25200 | 25200 | 25200 | 25200 | 25200 | 25200 | 25200 | 25200 | 25200 | 25200 | 25200 | 25200 | 25200 | 25200 | 25200 | 25200 | 25200 | 25200 | 25200 | 25200 | 25200 | 25200 | 25200 | 25200 | 25200 | 25200 | 25200 | 25200 | 25200 | 25200 | 25200 | 25200 | 25200 | 25200 | 25200 | 25200 | 25200 | 25200 | 25200 | 25200 | 25200 | 25200 | 25200 | 25200 | 25200 | 25200 | 25200 | 25200 | 25200 | 25200 | 25200 | 25200 | 25200 | 25200 | 25200 | 25200 | 25200 | 25200 | 25200 | 25200 | 25200 | 25200 | 25200 | 25200 | 25200 | 25200 | 25200 | 25200 | 25200 | 25200 | 25200 | 25200 | 25200 | 25200 | 25200 | 25200 | 25200 | 25200 | 25200 | 25200 | 25200 | 25200 | 25200 | 25200 | 25200 | 25200 | 25200 | 25200 | 25200 | 25200 | 25200 | 25200 | 25200 | 25200 | 25200 | 25200 | 25200 | 25200 | 25200 | 25200 | 25200 | 25200 | 25200 | 25200 | 25200 | 25200 | 25200 | 25200 | 25200 | 25200 | 25200 | 25200 | 25200 | 25200 | 25200 | 25200 | 25200 | 25200 | 25200 | 25200 | 25200 | 25200 | 25200 | 25200 | 25200 | 25200 | 25200 | 25200 | 25200 | 25200 | 25200 | 25200 | 25200 | 25200 | 25200 | 25200 | 25200 | 25200 | 25200 | 25200 | 25200 | 25200 | 25200 | 25200 | 25200 | 25200 | 25200 | 25200 | 25200 | 25200 | 25200 | 25200 | 25200 | 25200 | 25200 | 25200 | 25200 | 25200 | 25200 | 25200 | 25200 | 25200 | 25200 | 25200 | 25200 | 25200 | 25200 | 25200 | 25200 | 25200 | 25200 | 25200 | 25200 | 25200 | 25200 | 25200 | 25200 | 25200 | 25200 | 25200 | 25200 | 25200 | 25200 | 25200 | 25200 | 25200 | 25200 | 25200 | 25200 | 25200 | 25200 | 25200 | 25200 | 25200 | 25200 | 25200 | 25200 | 25200 | 25200 | 25200 | 25200 | 25200 | 25200 | 25200 | 25200 | 25200 | 25200 | 25200 | 25200 | 25200 | 25200 | 25200 | 25200 | 25200 | 25200 | 25200 | 25200 | 25200 | 25200 | 25200 | 25200 | 25200 | 25200 | 25200 | 25200 | 25200 | 25200 | 25200 | 25200 | 25200 | 25200 | 25200 | 25200 | 25200 | 25200 | 25200 | 25200 | 25200 | 25200 | 25200 | 25200 | 25200 | 25200 | 25200 | 25200 | 25200 | 25200 | 25200 | 25200 | 25200 | 25200 | 25200 | 25200 | 25200 | 25200 | 25200 | 25200 | 25200 | 25200 | 25200 | 25200 | 25200 | 25200 | 25200 | 25200 | 25200 | 25200 | 25200 | 25200 | 25200 | 25200 | 25200 | 25200 | 25200 | 25200 | 25200 | 25200 | 25200 | 25200 | 25200 | 25200 | 25200 | 25200 | 25200 | 25200 | 25200 | 25200 | 25200 | 25200 | 25200 | 25200 | 25200 | 25200 | 25200 | 25200 | 25200 | 25200 | 25200 | 25200 | 25200 | 25200 | 25200 | 25200 | 25200 | 25200 | 25200 | 25200 | 25200 | 25200 | 25200 | 25200 | 25200 | 25200 | 25200 | 25200 | 25200 | 25200 | 25200 | 25200 | 25200 | 25200 | 25200 | 25200 | 25200 | 25200 | 25200 | 25200 | 25200 | 25200 | 25200 | 25200 | 25200 | 25200 | 25200 | 25200 | 25200 | 25200 | 25200 | 25200 | 25200 | 25200 | 25200 | 25200 | 25200 | 25200 | 25200 | 25200 | 25200 | 25200 | 25200 | 25200 | 25200 | 25200 | 25200 | 25200 | 25200 | 25200 | 25200 | 25200 | 25200 | 25200 | 25200 | 25200 | 25200 | 25200 | 25200 | 25200 | 25200 | 25200 | 25200 | 25200 | 25200 | 25200 | 25200 | 25200 | 25200 | 25200 | 25200 | 25200 | 25200 | 25200 | 25200 | 25200 | 25200 | 25200 | 25200 | 25200 | 25200 | 25200 | 25200 | 25200 | 25200 | 25200 | 25200 | 25200 | 25200 | 25200 | 25200 | 25200 | 25200 | 25200 | 25200 | 25200 | 25200 | 25200 | 25200 | 25200 | 25200 | 25200 | 25200 | 25200 | 25200 | 25200 | 25200 | 25200 | 25200 | 25200 | 25200 | 25200 | 25200 | 25200 | 25200 | 25200 | 25200 | 25200 | 25200 | 25200 | 25200 | 25200 | 25200 | 25200 | 25200 | 25200 | 25200 | 25200 | 25200 | 25200 | 25200 | 25200 | 25200 | 25200 | 25200 | 25200 | 25200 | 25200 | 25200 | 25200 | 25200 | 25200 | 25200 | 25200 | 25200 | 25200 | 25200 | 25200 | 25200 | 25200 | 25200 | 25200 | 25200 | 25200 | 25200 | 25200 | 25200 | 25200 | 25200 | 25200 | 25200 | 25200 | 25200 | 25200 | 25200 | 25200 | 25200 | 25200 | 25200 | 25200 | 25200 | 25200 | 25200 | 25200 | 25200 | 25200 | 25200 | 25200 | 25200 | 25200 | 25200 | 25200 | 25200 | 25200 | 25200 | 25200 | 25200 | 25200 | 25200 | 25200 | 25200 | 25200 | 25200 | 25200 | 25200 | 25200 | 25200 | 25200 | 25200 | 25200 | 25200 | 25200 | 25200 | 25200 | 25200 | 25200 | 25200 | 25200 | 25200 | 25200 | 25200 | 25200 | 25200 | 25200 | 25200 | 25200 | 25200 | 25200 | 25200 | 25200 | 25200 | 25200 | 25200 | 25200 | 25200 | 25200 | 25200 | 25200 | 25200 | 25200 | 25200 | 25200 | 25200 | 25200 | 25200 | 25200 | 25200 | 25200 | 25200 | 25200 | 25200 | 25200 | 25200 | 25200 | 25200 | 25200 | 25200 | 25200 | 25200 | 25200 | 25200 | 25200 | 25200 | 25200 | 25200 | 25200 | 25200 | 25200 | 25200 | 25200 | 25200 | 25200 | 25200 | 25200 | 25200 | 25200 | 25200 | 25200 | 25200 | 25200 | 25200 | 25200 | 25200 | 25200 | 25200 | 25200 | 25200 | 25200 | 25200 | 25200 | 25200 | 25200 | 25200 | 25200 | 25200 | 25200 | 25200 | 25200 | 25200 | 25200 | 25200 | 25200 | 25200 | 25200 | 25200 | 25200 | 25200 | 25200 | 25200 | 25200 | 25200 | 25200 | 25200 | 25200 | 25200 | 25200 | 25200 | 25200 | 25200 | 25200 | 25200 | 25200 | 25200 | 25200 | 25200 | 25200 | 25200 | 25200 | 25200 | 25200 | 25200 | 25200 | 25200 | 25200 | 25200 | 25200 | 25200 | 25200 | 25200 | 25200 | 25200 | 25200 | 25200 | 25200 | 25200 | 25200 | 25200 | 25200 | 25200 | 25200 | 25200 | 25200 | 25200 | 25200 | 25200 | 25200 | 25200 | 25200 | 25200 | 25200 | 25200 | 25200 | 25200 | 25200 | 25200 | 25200 | 25200 | 25200 | 25200 | 25200 | 25200 | 25200 | 25200 | 25200 | 25200 | 25200 | 25200 | 25200 | 25200 | 25200 | 25200 | 25200 | 25200 | 25200 | 25200 | 25200 | 25200 | 25200 | 25200 | 25200 | 25200 | 25200 | 25200 | 25200 | 25200 | 25200 | 25200 | 25200 | 25200 | 25200 | 25200 | 25200 | 25200 | 25200 | 25200 | 25200 | 25200 | 25200 | 25200 | 25200 | 25200 | 25200 | 25200 | 25200 | 25200 | 25200 | 25200 | 25200 | 25200 | 25200 | 25200 | 25200 | 25200 | 25200 | 25200 | 25200 | 25200 | 25200 | 25200 | 25200 | 25200 | 25200 | 25200 | 25200 | 25200 | 25200 | 25200 | 25200 | 25200 | 25200 | 25200 | 25200 | 25200 | 25200 | 25200 | 25200 | 25200 | 25200 | 25200 | 25200 | 25200 | 25200 | 25200 | 25200 | 25200 | 25200 | 25200 | 25200 | 25200 | 25200 | 25200 | 25200 | 25200 | 25200 | 25200 | 25200 | 25200 | 25200 | 25200 | 25200 | 25200 | 25200 | 25200 | 25200 | 25200 | 25200 | 25200 | 25200 | 25200 | 25200 | 25200 | 25200 | 25200 | 25200 | 25200 | 25200 | 25200 | 25200 | 25200 | 25200 | 25200 | 25200 | 25200 | 25200 | 25200 | 25200 | 25200 | 25200 | 25200 | 25200 | 25200 | 25200 | 25200 | 25200 | 25200 | 25200 | 25200 | 25200 | 25200 | 25200 | 25200 | 25200 | 25200 | 25200 | 25200 | 25200 | 25200 | 25200 | 25200 | 25200 | 25200 | 25200 | 25200 | 25200 | 25200 | 25200 | 25200 | 25200 | 25200 | 25200 | 25200 | 25200 | 25200 | 25200 | 25200 | 25200 | 25200 | 25200 | 25200 | 25200 | 25200 | 25200 | 25200 | 25200 | 25200 | 25200 | 25200 | 25200 | 25200 | 25200 | 25200 | 25200 | 25200 | 25200 | 25200 | 25200 | 25200 | 25200 | 25200 | 25200 | 25200 | 25200 | 25200 | 25200 | 25200 | 25200 | 25200 | 25200 | 25200 | 25200 | 25200 | 25200 | 25200 | 25200 | 25200 | 25200 | 25200 | 25200 | 25200 | 25200 | 25200 | 25200 | 25200 | 25200 | 25200 | 25200 | 25200 | 25200 | 25200 | 25200 | 25200 | 25200 | 25200 | 25200 | 25200 | 25200 | 25200 | 25200 | 25200 | 25200 | 25200 | 25200 | 25200 | 25200 | 25200 | 25200 | 25200 | 25200 | 25200 | 25200 | 25200 | 25200 | 25200 | 25200 | 25200 | 25200 | 25200 | 25200 | 25200 | 25200 | 25200 | 25200 | 25200 | 25200 | 25200 | 25200 | 25200 | 25200 | 25200 | 25200 | 25200 | 25200 | 25200 | 25200 | 25200 | 25200 | 25200 | 25200 | 25200 | 25200 | 25200 | 25200 | 25200 | 25200 | 25200 | 25200 | 25200 | 25200 | 25200 | 25200 | 25200 | 25200 | 25200 | 25200 | 25200 | 25200 | 25200 | 25200 | 25200 | 25200 | 25200 | 25200 | 25200 | 25200 | 25200 | 25200 | 25200 | 25200 | 25200 | 25200 | 25200 | 25200 | 25200 | 25200 | 25200 | 25200 | 25200 | 25200 | 25200 | 25200 | 25200 | 25200 | 25200 | 25200 | 25200 | 25200 | 25200 | 25200 | 25200 | 25200 | 25200 | 25200 | 25200 | 25200 | 25200 | 25200 | 25200 | 25200 | 25200 | 25200 | 25200 | 25200 | 25200 | 25200 | 25200 | 25200 | 25200 | 25200 | 25200 | 25200 | 25200 | 25200 | 25200 | 25200 | 25200 | 25200 | 25200 | 25200 | 25200 | 25200 | 25200 | 25200 | 25200 | 25200 | 25200 | 25200 | 25200 | 25200 | 25200 | 25200 | 25200 | 25200 | 25200 | 25200 | 25200 | 25200 | 25200 | 25200 | 25200 | 25200 | 25200 | 25200 | 25200 | 25200 | 25200 | 25200 | 25200 | 25200 | 25200 | 25200 | 25200 | 25200 | 25200 | 25200 | 25200 | 25200 | 25200 | 25200 | 25200 | 25200 | 25200 | 25200 | 25200 | 25200 | 25200 | 25200 | 25200 | 25200 | 25200 | 25200 | 25200 | 25200 | 25200 | 25200 | 25200 | 25200 | 25200 | 25200 | 25200 | 25200 | 25200 | 25200 | 25200 | 25200 | 25200 | 25200 | 25200 | 25200 | 25200 | 25200 | 25200 | 25200 | 25200 | 25200 | 25200 | 25200 | 25200 | 25200 | 25200 | 25200 | 25200 | 25200 | 25200 | 25200 | 25200 | 25200 | 25200 | 25200 | 25200 | 25200 | 25200 | 25200 | 25200 | 25200 | 25200 | 25200 | 25200 | 25200 | 25200 | 25200 | 25200 | 25200 | 25200 | 25200 | 25200 | 25200 | 25200 | 25200 | 25200 | 25200 | 25200 | 25200 | 25200 | 25200 | 25200 | 25200 | 25200 | 25200 | 25200 | 25200 | 25200 | 25200 | 25200 | 25200 | 25200 | 25200 | 25200 | 25200 | 25200 | 25200 | 25200 | 25200 | 25200 | 25200 | 25200 | 25200 | 25200 | 25200 | 25200 | 25200 | 25200 | 25200 | 25200 | 25200 | 25200 | 25200 | 25200 | 25200 | 25200 | 25200 | 25200 | 25200 | 25200 | 25200 | 25200 | 25200 | 25200 | 25200 | 25200 | 25200 | 25200 | 25200 | 25200 | 25200 | 25200 | 25200 | 25200 | 25200 | 25200 | 25200 | 25200 | 25200 | 25200 | 25200 | 25200 | 25200 | 25200 | 25200 | 25200 | 25200 | 25200 | 25200 | 25200 | 25200 | 25200 | 25200 | 25200 | 25200 | 25200 | 25200 | 25200 | 25200 | 25200 | 25200 | 25200 | 25200 | 25200 | 25200 | 25200 | 25200 | 25200 | 25200 | 25200 | 25200 | 25200 | 25200 | 25200 | 25200 | 25200 | 25200 | 25200 | 25200 | 25200 | 25200 | 25200 | 25200 | 25200 | 25200 | 25200 | 25200 | 25200 | 25200 | 25200 | 25200 | 25200 | 25200 | 25200 | 25200 | 25200 | 25200 | 25200 | 25200 | 25200 | 25200 | 25200 | 25200 | 25200 | 25200 | 25200 | 25200 | 25200 | 25200 | 25200 | 25200 | 25200 | 25200 | 25200 | 25200 | 25200 | 25200 | 25200 | 25200 | 25200 | 25200 | 25200 | 25200 | 25200 | 25200 | 25200 | 25200 | 25200 | 25200 | 25200 | 25200 | 25200 | 25200 | 25200 | 25200 | 25200 | 25200 | 25200 | 25200 | 25200 | 25200 | 25200 | 25200 | 25200 | 25200 | 25200 | 25200 | 25200 | 25200 | 25200 | 25200 | 25200 | 25200 | 25200 | 25200 | 25200 | 25200 | 25200 | 25200 | 25200 | 25200 | 25200 | 25200 | 25200 | 25200 | 25200 | 25200 | 25200 | 25200 | 25200 | 25200 | 25200 | 25200 | 25200 | 25200 | 25200 | 25200 | 25200 | 25200 | 25200 | 25200 | 25200 | 25200 | 25200 | 25200 | 25200 | 25200 | 25200 | 25200 | 25200 | 25200 | 25200 | 25200 | 25200 | 25200 | 25200 | 25200 | 25200 | 25200 | 25200 | 25200 | 25200 | 25200 | 25200 | 25200 | 25200 | 25200 | 25200 | 25200 | 25200 | 25200 | 25200 | 25200 | 25200 | 25200 | 25200 | 25200 | 25200 | 25200 | 25200 | 25200 | 25200 | 25200 | 25200 | 25200 | 25200 | 25200 | 25200 | 25200 | 25200 | 25200 | 25200 | 25200 | 25200 | 25200 | 25200 | 25200 | 25200 | 25200 | 25200 | 25200 | 25200 | 25200 | 25200 | 25200 | 25200 | 25200 | 25200 | 25200 | 25200 | 25200 | 25200 | 25200 | 25200 | 25200 | 25200 | 25200 | 25200 | 25200 | 25200 | 25200 | 25200 | 25200 | 25200 | 25200 | 25200 | 25200 | 25200 | 25200 | 25200 | 25200 | 25200 | 25200 | 25200 | 25200 | 25200 | 25200 | 25200 | 25200 | 25200 | 25200 | 25200 | 25200 | 25200 | 25200 | 25200 | 25200 | 25200 | 25200 | 25200 | 25200 | 25200 | 25200 | 25200 | 25200 | 25200 | 25200 | 25200 | 25200 | 25200 | 25200 | 25200 | 25200 | 25200 | 25200 | 25200 | 25200 | 25200 | 25200 | 25200 | 25200 | 25200 | 25200 | 25200 | 25200 | 25200 | 25200 | 25200 | 25200 | 25200 | 25200 | 25200 | 25200 | 25200 | 25200 | 25200 | 25200 | 25200 | 25200 | 25200 | 25200 | 25200 | 25200 | 25200 | 25200 | 25200 | 25200 | 25200 | 25200 | 25200 | 25200 | 25200 | 25200 | 25200 | 25200 | 25200 | 25200 | 25200 | 25200 | 25200 | 25200 | 25200 | 25200 | 25200 | 25200 | 25200 | 25200 | 25200 | 25200 | 25200 | 25200 | 25200 | 25200 | 25200 | 25200 | 25200 | 25200 | 25200 | 25200 | 25200 | 25200 | 25200 | 25200 | 25200 | 25200 | 25200 | 25200 | 25200 | 25200 | 25200 | 25200 | 25200 | 25200 | 25200 | 25200 | 25200 | 25200 | 25200 | 25200 | 25200 | 25200 | 25200 | 25200 | 25200 | 25200 | 25200 | 25200 | 25200 | 25200 | 25200 | 25200 | 25200 | 25200 | 25200 | 25200 | 25200 | 25200 | 25200 | 25200 | 25200 | 25200 | 25200 | 25200 | 25200 | 25200 | 25200 | 25200 | 25200 | 25200 | 25200 | 25200 | 25200 | 25200 | 25200 | 25200 | 25200 | 25200 | 25200 | 25200 | 25200 | 25200 | 25200 | 25200 | 25200 | 25200 | 25200 | 25200 | 25200 | 25200 | 25200 | 25200 | 25200 | 25200 | 25200 | 25200 | 25200 | 25200 | 25200 | 25200 | 25200 | 25200 | 25200 | 25200 | 25200 | 25200 | 25200 | 25200 | 25200 | 25200 | 25200 | 25200 | 25200 | 25200 | 25200 | 25200 | 25200 | 25200 | 25200 | 25200 | 25200 | 25200 | 25200 | 25200 | 25200 | 25200 | 25200 | 25200 | 25200 | 25200 | 25200 | 25200 | 25200 | 25200 | 25200 | 25200 | 25200 | 25200 | 25200 | 25200 | 25200 | 25200 | 25200 | 25200 | 25200 | 25200 | 25200 | 25200 | 25200 | 25200 | 25200 | 25200 | 25200 | 25200 | 25200 | 25200 | 25200 | 25200 | 25200 | 25200 | 25200 | 25200 | 25200 | 25200 | 25200 | 25200 | 25200 | 25200 | 25200 | 25200 | 25200 | 25200 | 25200 | 25200 | 25200 | 25200 | 25200 | 25200 | 25200 | 25200 | 25200 | 25200 | 25200 | 25200 | 25200 | 25200 | 25200 | 25200 | 25200 | 25200 | 25200 | 25200 | 25200 | 25200 | 25200 | 25200 | 25200 | 25200 | 25200 | 25200 | 25200 | 25200 | 25200 | 25200 | 25200 | 25200 | 25200 | 25200 | 25200 | 25200 | 25200 | 25200 | 25200 | 25200 | 25200 | 25200 | 25200 | 25200 | 25200 | 25200 | 25200 | 25200 | 25200 | 25200 | 25200 | 25200 | 25200 | 25200 | 25200 | 25200 | 25200 | 25200 | 25200 | 25200 | 25200 | 25200 | 25200 | 25200 | 25200 | 25200 | 25200 | 25200 | 25200 | 25200 | 25200 | 25200 | 25200 | 25200 | 25200 | 25200 | 25200 | 25200 | 25200 | 25200 | 25200 | 25200 | 25200 | 25200 | 25200 | 25200 | 25200 | 25200 | 25200 | 25200 | 25200 | 25200 | 25200 | 25200 | 25200 | 25200 | 25200 | 25200 | 25200 | 25200 | 25200 | 25200 | 25200 | 25200 | 25200 | 25200 | 25200 | 25200 | 25200 | 25200 | 25200 | 25200 | 25200 | 25200 | 25200 | 25200 | 25200 | 25200 | 25200 | 25200 | 25200 | 25200 | 25200 | 25200 | 25200 | 25200 | 25200 | 25200 | 25200 | 25200 | 25200 | 25200 | 25200 | 25200 | 25200 | 25200 | 25200 | 25200 | 25200 | 25200 | 25200 | 25200 | 25200 | 25200 | 25200 | 25200 | 25200 | 25200 | 25200 | 25200 | 25200 | 25200 | 25200 | 25200 | 25200 | 25200 | 25200 | 25200 | 25200 | 25200 | 25200 | 25200 | 25200 | 25200 | 25200 | 25200 | 25200 | 25200 | 25200 | 25200 | 25200 | 25200 | 25200 | 25200 | 25200 | 25200 | 25200 | 25200 | 25200 | 25200 | 25200 | 25200 | 25200 | 25200 | 25200 | 25200 | 25200 | 25200 | 25200 | 25200 | 25200 | 25200 | 25200 | 25200 | 25200 | 25200 | 25200 | 25200 | 25200 | 25200 | 25200 | 25200 | 25200 | 25200 | 25200 | 25200 | 25200 | 25200 | 25200 | 25200 | 25200 | 25200 | 25200 | 25200 | 25200 | 25200 | 25200 | 25200 | 25200 | 25200 | 25200 | 25200 | 25200 | 25200 | 25200 | 25200 | 25200 | 25200 | 25200 | 25200 | 25200 | 25200 | 25200 | 25200 | 25200 | 25200 | 25200 | 25200 | 25200 | 25200 | 25200 | 25200 | 25200 | 25200 | 25200 | 25200 | 25200 | 25200 | 25200 | 25200 | 25200 | 25200 | 25200 | 25200 | 25200 | 25200 | 25200 | 25200 | 25200 | 25200 | 25200 | 25200 | 25200 | 25200 | 25200 | 25200 | 25200 | 25200 | 25200 | 25200 | 25200 | 25200 | 25200 | 25200 | 25200 | 25200 | 25200 | 25200 | 25200 | 25200 | 25200 | 25200 | 25200 | 25200 | 25200 | 25200 | 25200 | 25200 | 25200 | 25200 | 25200 | 25200 | 25200 | 25200 | 25200 | 25200 | 25200 | 25200 | 25200 | 25200 | 25200 | 25200 | 25200 | 25200 | 25200 | 25200 | 25200 | 25200 | 25200 | 25200 | 25200 | 25200 | 25200 | 25200 | 25200 | 25200 | 25200 | 25200 | 25200 | 25200 | 25200 | 25200 | 25200 | 25200 | 25200 | 25200 | 25200 | 25200 | 25200 | 25200 | 25200 | 25200 | 25200 | 25200 | 25200 | 25200 | 25200 | 25200 | 25200 | 25200 | 25200 | 25200 | 25200 | 25200 | 25200 | 25200 | 25200 | 25200 | 25200 | 25200 | 25200 | 25200 | 25200 | 25200 | 25200 | 25200 | 25200 | 25200 | 25200 | 25200 | 25200 | 25200 | 25200 | 25200 | 25200 | 25200 | 25200 | 25200 | 25200 | 25200 | 25200 | 25200 | 25200 | 25200 | 25200 | 25200 | 25200 | 25200 | 25200 | 25200 | 25200 | 25200 | 25200 | 25200 | 25200 | 25200 | 25200 | 25200 | 25200 | 25200 | 25200 | 25200 | 25200 | 25200 | 25200 | 25200 | 25200 | 25200 | 25200 | 25200 | 25200 | 25200 | 25200 | 25200 | 25200 | 25200 | 25200 | 25200 | 25200 | 25200 | 25200 | 25200 | 25200 | 25200 | 25200 | 25200 | 25200 | 25200 | 25200 | 25200 | 25200 | 25200 | 25200 | 25200 | 25200 | 25200 | 25200 | 25200 | 25200 | 25200 | 25200 | 25200 | 25200 | 25200 | 25200 | 25200 | 25200 | 25200 | 25200 | 25200 | 25200 | 25200 | 25200 | 25200 | 25200 | 25200 | 25200 | 25200 | 25200 | 25200 | 25200 | 25200 | 25200 | 25200 | 25200 | 25200 | 25200 | 25200 | 25200 | 25200 | 25200 | 25200 | 25200 | 25200 | 25200 | 25200 | 25200 | 25200 | 25200 | 25200 | 25200 | 25200 | 25200 | 25200 | 25200 | 25200 | 25200 | 25200 | 25200 | 25200 | 25200 | 25200 | 25200 | 25200 | 25200 | 25200 | 25200 | 25200 | 25200 | 25200 | 25200 | 25200 | 25200 | 25200 | 25200 | 25200 | 25200 | 25200 | 25200 | 25200 | 25200 | 25200 | 25200 | 25200 | 25200 | 25200 | 25200 | 25200 | 25200 | 25200 | 25200 | 25200 | 25200 | 25200 | 25200 | 25200 | 25200 | 25200 | 25200 | 25200 | 25200 | 25200 | 25200 | 25200 | 25200 | 25200 | 25200 | 25200 | 25200 | 25200 | 25200 | 25200 | 25200 | 25200 | 25200 | 25200 | 25200 | 25200 | 25200 | 25200 | 25200 | 25200 | 25200 | 25200 | 25200 | 25200 | 25200 | 25200 | 25200 | 25200 | 25200 | 25200 | 25200 | 25200 | 25200 | 25200 | 25200 | 25200 | 25200 | 25200 | 25200 | 25200 | 25200 | 25200 | 25200 | 25200 | 25200 | 25200 | 25200 | 25200 | 25200 | 25200 | 25200 | 25200 | 25200 | 25200 | 25200 | 25200 | 25200 | 25200 | 25200 | 25200 | 25200 | 25200 | 25200 | 25200 | 25200 | 25200 | 25200 | 25200 | 25200 | 25200 | 25200 | 25200 | 25200 | 25200 | 25200 | 25200 | 25200 | 25200 | 25200 | 25200 | 25200 | 25200 | 25200 | 25200 | 25200 | 25200 | 25200 | 25200 | 25200 | 25200 | 25200 | 25200 | 25200 | 25200 | 25200 | 25200 | 25200 | 25200 | 25200 | 25200 | 25200 | 25200 | 25200 | 25200 | 25200 | 25200 | 25200 | 25200 | 25200 | 25200 | 25200 | 25200 | 25200 | 25200 | 25200 | 25200 | 25200 | 25200 | 25200 | 25200 | 25200 | 25200 | 25200 | 25200 | 25200 | 25200 | 25200 | 25200 | 25200 | 25200 | 25200 | 25200 | 25200 | 25200 | 25200 | 25200 | 25200 | 25200 | 25200 | 25200 | 25200 | 25200 | 25200 | 25200 | 25200 | 25200 | 25200 | 25200 | 25200 | 25200 | 25200 | 25200 | 25200 | 25200 | 25200 | 25200 | 25200 | 25200 | 25200 | 25200 | 25200 | 25200 | 25200 | 25200 | 25200 | 25200 | 25200 | 25200 | 25200 | 25200 | 25200 | 25200 | 25200 | 25200 | 25200 | 25200 | 25200 | 25200 | 25200 | 25200 | 25200 | 25200 | 25200 | 25200 | 25200 | 25200 | 25200 | 25200 | 25200 | 25200 | 25200 | 25200 | 25200 | 25200 | 25200 | 25200 | 25200 | 25200 | 25200 | 25200 | 25200 | 25200 | 25200 | 25200 | 25200 | 25200 | 25200 | 25200 | 25200 | 25200 | 25200 | 25200 | 25200 | 25200 | 25200 | 25200 | 25200 | 25200 | 25200 | 25200 | 25200 | 25200 | 25200 | 25200 | 25200 | 25200 | 25200 | 25200 | 25200 | 25200 | 25200 | 25200 | 25200 | 25200 | 25200 | 25200 | 25200 | 25200 | 25200 | 25200 | 25200 | 25200 | 25200 | 25200 | 25200 | 25200 | 25200 | 25200 | 25200 | 25200 | 25200 | 25200 | 25200 | 25200 | 25200 | 25200 | 25200 | 25200 | 25200 | 25200 | 25200 | 25200 | 25200 | 25200 | 25200 | 25200 | 25200 | 25200 | 25200 | 25200 | 25200 | 25200 | 25200 | 25200 | 25200 | 25200 | 25200 | 25200 | 25200 | 25200 | 25200 | 25200 | 25200 | 25200 | 25200 | 25200 | 25200 | 25200 | 25200 | 25200 | 25200 | 25200 | 25200 | 25200 | 25200 | 25200 | 25200 | 25200 | 25200 | 25200 | 25200 | 25200 | 25200 | 25200 | 25200 | 25200 | 25200 | 25200 | 25200 | 25200 | 25200 | 25200 | 25200 | 25200 | 25200 | 25200 | 25200 | 25200 | 25200 | 25200 | 25200 | 25200 | 25200 | 25200 | 25200 | 25200 | 25200 | 25200 | 25200 | 25200 | 25200 | 25200 | 25200 | 25200 | 25200 | 25200 | 25200 | 25200 | 25200 | 25200 | 25200 | 25200 | 25200 | 25200 | 25200 | 25200 | 25200 | 25200 | 25200 | 25200 | 25200 | 25200 | 25200 | 25200 | 25200 | 25200 | 25200 | 25200 | 25200 | 25200 | 25200 | 25200 | 25200 | 25200 | 25200 | 25200 | 25200 | 25200 | 25200 | 25200 | 25200 | 25200 | 25200 | 25200 | 25200 | 25200 | 25200 | 25200 | 25200 | 25200 | 25200 | 25200 | 25200 | 25200 | 25200 | 25200 | 25200 | 25200 | 25200 | 25200 | 25200 | 25200 | 25200 | 25200 | 25200 | 25200 | 25200 | 25200 | 25200 | 25200 | 25200 | 25200 | 25200 | 25200 | 25200 | 25200 | 25200 | 25200 | 25200 | 25200 | 25200 | 25200 | 25200 | 25200 | 25200 | 25200 | 25200 | 25200 | 25200 | 25200 | 25200 | 25200 | 25200 | 25200 | 25200 | 25200 | 25200 | 25200 | 25200 | 25200 | 25200 | 25200 | 25200 | 25200 | 25200 | 25200 | 25200 | 25200 | 25200 | 25200 | 25200 | 25200 | 25200 | 25200 | 25200 | 25200 | 25200 | 25200 | 25200 | 25200 | 25200 | 25200 | 25200 | 25200 | 25200 | 25200 | 25200 | 25200 | 25200 | 25200 | 25200 | 25200 | 25200 | 25200 | 25200 | 25200 | 25200 | 25200 | 25200 | 25200 | 25200 | 25200 | 25200 | 25200 | 25200 | 25200 | 25200 | 25200 | 25200 | 25200 | 25200 | 25200 | 25200 | 25200 | 25200 | 25200 | 25200 | 25200 | 25200 | 25200 | 25200 | 25200 | 25200 | 25200 | 25200 | 25200 | 25200 | 25200 | 25200 | 25200 | 25200 | 25200 | 25200 | 25200 | 25200 | 25200 | 25200 | 25200 | 25200 | 25200 | 25200 | 25200 | 25200 | 25200 | 25200 | 25200 | 25200 | 25200 | 25200 | 25200 | 25200 | 25200 | 25200 | 25200 | 25200 | 25200 | 25200 | 25200 | 25200 | 25200 | 25200 | 25200 | 25200 | 25200 | 25200 | 25200 | 25200 | 25200 | 25200 | 25200 | 25200 | 25200 | 25200 | 25200 | 25200 | 25200 | 25200 | 25200 | 25200 | 25200 | 25200 | 25200 | 25200 | 25200 | 25200 | 25200 | 25200 | 25200 | 25200 | 25200 | 25200 | 25200 | 25200 | 25200 | 25200 | 25200 | 25200 | 25200 | 25200 | 25200 | 25200 | 25200 | 25200 | 25200 | 25200 | 25200 | 25200 | 25200 | 25200 | 25200 | 25200 | 25200 | 25200 | 25200 | 25200 | 25200 | 25200 | 25200 | 25200 | 25200 | 25200 | 25200 | 25200 | 25200 | 25200 | 25200 | 25200 | 25200 | 25200 | 25200 | 25200 | 25200 | 25200 | 25200 | 25200 | 25200 | 25200 | 25200 | 25200 | 25200 | 25200 | 25200 | 25200 | 25200 | 25200 | 25200 | 25200 | 25200 | 25200 | 25200 | 25200 | 25200 | 25200 | 25200 | 25200 | 25200 | 25200 | 25200 | 25200 | 25200 | 25200 | 25200 | 25200 | 25200 | 25200 | 25200 | 25200 | 25200 | 25200 | 25200 | 25200 | 25200 | 25200 | 25200 | 25200 | 25200 | 25200 | 25200 | 25200 | 25200 | 25200 | 25200 | 25200 | 25200 | 25200 | 25200 | 25200 | 25200 | 25200 | 25200 | 25200 | 25200 | 25200 | 25200 | 25200 | 25200 | 25200 | 25200 | 25200 | 25200 | 25200 | 25200 | 25200 | 25200 | 25200 | 25200 | 25200 | 25200 | 25200 | 25200 | 25200 | 25200 | 25200 | 25200 | 25200 | 25200 | 25200 | 25200 | 25200 | 25200 | 25200 | 25200 | 25200 | 25200 | 25200 | 25200 | 25200 | 25200 | 25200 | 25200 | 25200 | 25200 | 25200 | 25200 | 25200 | 25200 | 25200 | 25200 | 25200 | 25200 | 25200 | 25200 | 25200 | 25200 | 25200 | 25200 | 25200 | 25200 | 25200 | 25200 | 25200 | 25200 | 25200 | 25200 | 25200 | 25200 | 25200 | 25200 | 25200 | 25200 | 25200 | 25200 | 25200 | 25200 | 25200 | 25200 | 25200 | 25200 | 25200 | 25200 | 25200 | 25200 | 25200 | 25200 | 25200 | 25200 | 25200 | 25200 | 25200 | 25200 | 25200 | 25200 | 25200 | 25200 | 25200 | 25200 | 25200 | 25200 | 25200 | 25200 | 25200 | 25200 | 25200 | 25200 | 25200 | 25200 | 25200 | 25200 | 25200 | 25200 | 25200 | 25200 | 25200 | 25200 | 25200 | 25200 | 25200 | 25200 | 25200 | 25200 | 25200 | 25200 | 25200 | 25200 | 25200 | 25200 | 25200 | 25200 | 25200 | 25200 | 25200 | 25200 | 25200 | 25200 | 25200 | 25200 | 25200 | 25200 | 25200 | 25200 | 25200 | 25200 | 25200 | 25200 | 25200 | 25200 | 25200 | 25200 | 25200 | 25200 | 25200 | 25200 | 25200 | 25200 | 25200 | 25200 | 25200 | 25200 | 25200 | 25200 | 25200 | 25200 | 25200 | 25200 | 25200 | 25200 | 25200 | 25200 | 25200 | 25200 | 25200 | 25200 | 25200 | 25200 | 25200 | 25200 | 25200 | 25200 | 25200 | 25200 | 25200 | 25200 | 25200 | 25200 | 25200 | 25200 | 25200 | 25200 | 25200 | 25200 | 25200 | 25200 | 25200 | 25200 | 25200 | 25200 | 25200 | 25200 | 25200 | 25200 | 25200 | 25200 | 25200 | 25200 | 25200 | 25200 | 25200 | 25200 | 25200 | 25200 | 25200 | 25200 | 25200 | 25200 | 25200 | 25200 | 25200 | 25200 | 25200 | 25200 | 25200 | 25200 | 25200 | 25200 | 25200 | 25200 | 25200 | 25200 | 25200 | 25200 | 25200 | 25200 | 25200 | 25200 | 25200 | 25200 | 25200 | 25200 | 25200 | 25200 | 25200 | 25200 | 25200 | 25200 | 25200 | 25200 | 25200 | 25200 | 25200 | 25200 | 25200 | 25200 | 25200 | 25200 | 25200 | 25200 | 25200 | 25200 | 25200 | 25200 | 25200 | 25200 | 25200 | 25200 | 25200 | 25200 | 25200 | 25200 | 25200 | 25200 | 25200 | 25200 | 25200 | 25200 | 25200 | 25200 | 25200 | 25200 | 25200 | 25200 | 25200 | 25200 | 25200 | 25200 | 25200 | 25200 | 25200 | 25200 | 25200 | 25200 | 25200 | 25200 | 25200 | 25200 | 25200 | 25200 | 25200 | 25200 | 25200 | 25200 | 25200 | 25200 | 25200 | 25200 | 25200 | 25200 | 25200 | 25200 | 25200 | 25200 | 25200 | 25200 | 25200 | 25200 | 25200 | 25200 | 25200 | 25200 | 25200 | 25200 | 25200 | 25200 | 25200 | 25200 | 25200 | 25200 | 25200 | 25200 | 25200 | 25200 | 25200 | 25200 | 25200 | 25200 | 25200 | 25200 | 25200 | 25200 | 25200 | 25200 | 25200 | 25200 | 25200 | 25200 | 25200 | 25200 | 25200 | 25200 | 25200 | 25200 | 25200 | 25200 | 25200 | 25200 | 25200 | 25200 | 25200 | 25200 | 25200 | 25200 | 25200 | 25200 | 25200 | 25200 | 25200 | 25200 | 25200 | 25200 | 25200 | 25200 | 25200 | 25200 | 25200 | 25200 | 25200 | 25200 | 25200 | 25200 | 25200 | 25200 | 25200 | 25200 | 25200 | 25200 | 25200 | 25200 | 25200 | 25200 | 25200 | 25200 | 25200 | 25200 | 25200 | 25200 | 25200 | 25200 | 25200 | 25200 | 25200 | 25200 | 25200 | 25200 | 25200 | 25200 | 25200 | 25200 | 25200 | 25200 | 25200 | 25200 | 25200 | 25200 | 25200 | 25200 | 25200 | 25200 | 25200 | 25200 | 25200 | 25200 | 25200 | 25200 | 25200 | 25200 | 25200 | 25200 | 25200 | 25200 | 25200 | 25200 | 25200 | 25200 | 25200 | 25200 | 25200 | 25200 | 25200 | 25200 | 25200 | 25200 | 25200 | 25200 | 25200 | 25200 | 25200 | 25200 | 25200 | 25200 | 25200 | 25200 | 25200 | 25200 | 25200 | 25200 | 25200 | 25200 | 25200 | 25200 | 25200 | 25200 | 25200 | 25200 | 25200 | 25200 | 25200 | 25200 | 25200 | 25200 | 25200 | 25200 | 25200 | 25200 | 25200 | 25200 | 25200 | 25200 | 25200 | 25200 | 25200 | 25200 | 25200 | 25200 | 25200 | 25200 | 25200 | 25200 | 25200 | 25200 | 25200 | 25200 | 25200 | 25200 | 25200 | 25200 | 25200 | 25200 | 25200 | 25200 | 25200 | 25200 | 25200 | 25200 | 25200 | 25200 | 25200 | 25200 | 25200 | 25200 | 25200 | 25200 | 25200 | 25200 | 25200 | 25200 | 25200 | 25200 | 25200 | 25200 | 25200 | 25200 | 25200 | 25200 | 25200 | 25200 | 25200 | 25200 | 25200 | 25200 | 25200 | 25200 | 25200 | 25200 | 25200 | 25200 | 25200 | 25200 | 25200 | 25200 | 25200 | 25200 | 25200 | 25200 | 25200 | 25200 | 25200 | 25200 | 25200 | 25200 | 25200 | 25200 | 25200 | 25200 | 25200 | 25200 | 25200 | 25200 | 25200 | 25200 | 25200 | 25200 | 25200 | 25200 | 25200 | 25200 | 25200 | 25200 | 25200 | 25200 | 25200 | 25200 | 25200 | 25200 | 25200 | 25200 | 25200 | 25200 | 25200 | 25200 | 25200 | 25200 | 25200 | 25200 | 25200 | 25200 | 25200 | 25200 | 25200 | 25200 | 25200 | 25200 | 25200 | 25200 | 25200 | 25200 | 25200 | 25200 | 25200 | 25200 | 25200 | 25200 | 25200 | 25200 | 25200 | 25200 | 25200 | 25200 | 25200 | 25200 | 25200 | 25200 | 25200 | 25200 | 25200 | 25200 | 25200 | 25200 | 25200 | 25200 | 25200 | 25200 | 25200 | 25200 | 25200 | 25200 | 25200 | 25200 | 25200 | 25200 | 25200 | 25200 | 25200 | 25200 | 25200 | 25200 | 25200 | 25200 | 25200 | 25200 | 25200 | 25200 | 25200 | 25200 | 25200 | 25200 | 25200 | 25200 | 25200 | 25200 | 25200 | 25200 | 25200 | 25200 | 25200 | 25200 | 25200 | 25200 | 25200 | 25200 | 25200 | 25200 | 25200 | 25200 | 25200 | 25200 | 25200 | 25200 | 25200 | 25200 | 25200 | 25200 | 25200 | 25200 | 25200 | 25200 | 25200 | 25200 | 25200 | 25200 | 25200 | 25200 | 25200 | 25200 | 25200 | 25200 | 25200 | 25200 | 25200 | 25200 | 25200 | 25200 | 25200 | 25200 | 25200 | 25200 | 25200 | 25200 | 25200 | 25200 | 25200 | 25200 | 25200 | 25200 | 25200 | 25200 | 25200 | 25200 | 25200 | 25200 | 25200 | 25200 | 25200 | 25200 | 25200 | 25200 | 25200 | 25200 | 25200 | 25200 | 25200 | 25200 | 25200 | 25200 | 25200 | 25200 | 25200 | 25200 | 25200 | 25200 | 25200 | 25200 | 25200 | 25200 | 25200 | 25200 | 25200 | 25200 | 25200 | 25200 | 25200 | 25200 | 25200 | 25200 | 25200 | 25200 | 25200 | 25200 | 25200 | 25200 | 25200 | 25200 | 25200 | 25200 | 25200 | 25200 | 25200 | 25200 | 25200 | 25200 | 25200 | 25200 | 25200 | 25200 | 25200 | 25200 | 25200 | 25200 | 25200 | 25200 | 25200 | 25200 | 25200 | 25200 | 25200 | 25200 | 25200 | 25200 | 25200 | 25200 | 25200 | 25200 | 25200 | 25200 | 25200 | 25200 | 25200 | 25200 | 25200 | 25200 | 25200 | 25200 | 25200 | 25200 | 25200 | 25200 | 25200 | 25200 | 25200 | 25200 | 25200 | 25200 | 25200 | 25200 | 25200 | 25200 | 25200 | 25200 | 25200 | 25200 | 25200 | 25200 | 25200 | 25200 | 25200 | 25200 | 25200 | 25200 | 25200 | 25200 | 25200 | 25200 | 25200 | 25200 | 25200 | 25200 | 25200 | 25200 | 25200 | 25200 | 25200 | 25200 | 25200 | 25200 | 25200 | 25200 | 25200 | 25200 | 25200 | 25200 | 25200 | 25200 | 25200 | 25200 | 25200 | 25200 | 25200 | 25200 | 25200 | 25200 | 25200 | 25200 | 25200 | 25200 | 25200 | 25200 | 25200 | 25200 | 25200 | 25200 | 25200 | 25200 | 25200 | 25200 | 25200 | 25200 | 25200 | 25200 | 25200 | 25200 | 25200 | 25200 | 25200 | 25200 | 25200 | 25200 | 25200 | 25200 | 25200 | 25200 | 25200 | 25200 | 25200 | 25200 | 25200 | 25200 | 25200 | 25200 | 25200 | 25200 | 25200 | 25200 | 25200 | 25200 | 25200 | 25200 | 25200 | 25200 | 25200 | 25200 | 25200 | 25200 | 25200 | 25200 | 25200 | 25200 | 25200 | 25200 | 25200 | 25200 | 25200 | 25200 | 25200 | 25200 | 25200 | 25200 | 25200 | 25200 | 25200 | 25200 | 25200 | 25200 | 25200 | 25200 | 25200 | 25200 | 25200 | 25200 | 25200 | 25200 | 25200 | 25200 | 25200 | 25200 | 25200 | 25200 | 25200 | 25200 | 25200 | 25200 | 25200 | 25200 | 25200 | 25200 | 25200 | 25200 | 25200 | 25200 | 25200 | 25200 | 25200 | 25200 | 25200 | 25200 | 25200 | 25200 | 25200 | 25200 | 25200 | 25200 | 25200 | 25200 | 25200 | 25200 | 25200 | 25200 | 25200 | 25200 | 25200 | 25200 | 25200 | 25200 | 25200 | 25200 | 25200 | 25200 | 25200 | 25200 | 25200 | 25200 | 25200 | 25200 | 25200 | 25200 | 25200 | 25200 | 25200 | 25200 | 25200 | 25200 | 25200 | 25200 | 25200 | 25200 | 25200 | 25200 | 25200 | 25200 | 25200 | 25200 | 25200 | 25200 | 25200 | 25200 | 25200 | 25200 | 25200 | 25200 | 25200 | 25200 | 25200 | 25200 | 25200 | 25200 | 25200 | 25200 | 25200 | 25200 | 25200 | 25200 | 25200 | 25200 | 25200 | 25200 | 25200 | 25200 | 25200 | 25200 | 25200 | 25200 | 25200 | 25200 | 25200 | 25200 | 25200 | 25200 | 25200 | 25200 | 25200 | 25200 | 25200 | 25200 | 25200 | 25200 | 25200 | 25200 | 25200 | 25200 | 25200 | 25200 | 25200 | 25200 | 25200 | 25200 | 25200 | 25200 | 25200 | 25200 | 25200 | 25200 | 25200 | 25200 | 25200 | 25200 | 25200 | 25200 | 25200 | 25200 | 25200 | 25200 | 25200 | 25200 | 25200 | 25200 | 25200 | 25200 | 25200 | 25200 | 25200 | 25200 | 25200 | 25200 | 25200 | 25200 | 25200 | 25200 | 25200 | 25200 | 25200 | 25200 | 25200 | 25200 | 25200 | 25200 | 25200 | 25200 | 25200 | 25200 | 25200 | 25200 | 25200 | 25200 | 25200 | 25200 | 25200 | 25200 | 25200 | 25200 | 25200 | 25200 | 25200 | 25200 | 25200 | 25200 | 25200 | 25200 | 25200 | 25200 | 25200 | 25200 | 25200 | 25200 | 25200 | 25200 | 25200 | 25200 | 25200 | 25200 | 25200 | 25200 | 25200 | 25200 | 25200 | 25200 | 25200 | 25200 | 25200 | 25200 | 25200 | 25200 | 25200 | 25200 | 25200 | 25200 | 25200 | 25200 | 25200 | 25200 | 25200 | 25200 | 25200 | 25200 | 25200 | 25200 | 25200 | 25200 | 25200 | 25200 | 25200 | 25200 | 25200 | 25200 | 25200 | 25200 | 25200 | 25200 | 25200 | 25200 | 25200 | 25200 | 25200 | 25200 | 25200 | 25200 | 25200 | 25200 | 25200 | 25200 | 25200 | 25200 | 25200 | 25200 | 25200 | 25200 | 25200 | 25200 | 25200 | 25200 | 25200 | 25200 | 25200 | 25200 | 25200 | 25200 | 25200 | 25200 | 25200 | 25200 | 25200 | 25200 | 25200 | 25200 | 25200 | 25200 | 25200 | 25200 | 25200 | 25200 | 25200 | 25200 | 25200 | 25200 | 25200 | 25200 | 25200 | 25200 | 25200 | 25200 | 25200 | 25200 | 25200 | 25200 | 25200 | 25200 | 25200 | 25200 | 25200 | 25200 | 25200 | 25200 | 25200 | 25200 | 25200 | 25200 | 25200 | 25200 | 25200 | 25200 | 25200 | 25200 | 25200 | 25200 | 25200 | 25200 | 25200 | 25200 | 25200 | 25200 | 25200 | 25200 | 25200 | 25200 | 25200 | 25200 | 25200 | 25200 | 25200 | 25200 | 25200 | 25200 | 25200 | 25200 | 25200 | 25200 | 25200 | 25200 | 25200 | 25200 | 25200 | 25200 | 25200 | 25200 | 25200 | 25200 | 25200 | 25200 | 25200 | 25200 | 25200 | 25200 | 25200 | 25200 | 25200 | 25200 | 25200 | 25200 | 25200 | 25200 | 25200 | 25200 | 25200 | 25200 | 25200 | 25200 | 25200 | 25200 | 25200 | 25200 | 25200 | 25200 | 25200 | 25200 | 25200 | 25200 | 25200 | 25200 | 25200 | 25200 | 25200 | 25200 | 25200 | 25200 | 25200 | 25200 | 25200 | 25200 | 25200 | 25200 | 25200 | 25200 | 25200 | 25200 | 25200 | 25200 | 25200 | 25200 | 25200 | 25200 | 25200 | 25200 | 25200 | 25200 | 25200 | 25200 | 25200 | 25200 | 25200 | 25200 | 25200 | 25200 | 25200 | 25200 | 25200 | 25200 | 25200 | 25200 | 25200 | 25200 | 25200 | 25200 | 25200 | 25200 | 25200 | 25200 | 25200 | 25200 | 25200 | 25200 | 25200 | 25200 | 25200 | 25200 | 25200 | 25200 | 25200 | 25200 | 25200 | 25200 | 25200 | 25200 | 25200 | 25200 | 25200 | 25200 | 25200 | 25200 | 25200 | 25200 | 25200 | 25200 | 25200 | 25200 | 25200 | 25200 | 25200 | 25200 | 25200 | 25200 | 25200 | 25200 | 25200 | 25200 | 25200 | 25200 | 25200 | 25200 | 25200 | 25200 | 25200 | 25200 | 25200 | 25200 | 25200 | 25200 | 25200 | 25200 | 25200 | 25200 | 25200 | 25200 | 25200 | 25200 | 25200 | 25200 | 25200 | 25200 | 25200 | 25200 | 25200 | 25200 | 25200 | 25200 | 25200 | 25200 | 25200 | 25200 | 25200 | 25200 | 25200 | 25200 | 25200 | 25200 | 25200 | 25200 | 25200 | 25200 | 25200 | 25200 | 25200 | 25200 | 25200 | 25200 | 25200 | 25200 | 25200 | 25200 | 25200 | 25200 | 25200 | 25200 | 25200 | 25200 | 25200 | 25200 | 25200 | 25200 | 25200 | 25200 | 25200 | 25200 | 25200 | 25200 | 25200 | 25200 | 25200 | 25200 | 25200 | 25200 | 25200 | 25200 | 25200 | 25200 | 25200 | 25200 | 25200 | 25200 | 25200 | 25200 | 25200 | 25200 | 25200 | 25200 | 25200 | 25200 | 25200 | 25200 | 25200 | 25200 | 25200 | 25200 | 25200 | 25200 | 25200 | 25200 | 25200 | 25200 | 25200 | 25200 | 25200 | 25200 | 25200 | 25200 | 25200 | 25200 | 25200 | 25200 | 25200 | 25200 | 25200 | 25200 | 25200 | 25200 | 25200 | 25200 | 25200 | 25200 | 25200 | 25200 | 25200 | 25200 | 25200 | 25200 | 25200 | 25200 | 25200 | 25200 | 25200 | 25200 | 25200 | 25200 | 25200 | 25200 | 25200 | 25200 | 25200 | 25200 | 25200 | 25200 | 25200 | 25200 | 25200 | 25200 | 25200 | 25200 | 25200 | 25200 | 25200 | 25200 | 25200 | 25200 | 25200 | 25200 | 25200 | 25200 | 25200 | 25200 | 25200 | 25200 | 25200 | 25200 | 25200 | 25200 | 25200 | 25200 | 25200 | 25200 | 25200 | 25200 | 25200 | 25200 | 25200 | 25200 | 25200 | 25200 | 25200 | 25200 | 25200 | 25200 | 25200 | 25200 | 25200 | 25200 | 25200 | 25200 | 25200 | 25200 | 25200 | 25200 | 25200 | 25200 | 25200 | 25200 | 25200 | 25200 | 25200 | 25200 | 25200 | 25200 | 25200 | 25200 | 25200 | 25200 | 25200 | 25200 | 25200 | 25200 | 25200 | 25200 | 25200 | 25200 | 25200 | 25200 | 25200 | 25200 | 25200 | 25200 | 25200 | 25200 | 25200 | 25200 | 25200 | 25200 | 25200 | 25200 | 25200 | 25200 | 25200 | 25200 | 25200 | 25200 | 25200 | 25200 | 25200 | 25200 | 25200 | 25200 | 25200 | 25200 | 25200 | 25200 | 25200 | 25200 | 25200 | 25200 | 25200 | 25200 | 25200 | 25200 | 25200 | 25200 | 25200 | 25200 | 25200 | 25200 | 25200 | 25200 | 25200 | 25200 | 25200 | 25200 | 25200 | 25200 | 25200 | 25200 | 25200 | 25200 | 25200 | 25200 | 25200 | 25200 | 25200 | 25200 | 25200 | 25200 | 25200 | 25200 | 25200 | 25200 | 25200 | 25200 | 25200 | 25200 | 25200 | 25200 | 25200 | 25200 | 25200 | 25200 | 25200 | 25200 | 25200 | 25200 | 25200 | 25200 | 25200 | 25200 | 25200 | 25200 | 25200 | 25200 | 25200 | 25200 | 25200 | 25200 | 25200 | 25200 | 25200 | 25200 | 25200 | 25200 | 25200 | 25200 | 25200 | 25200 | 25200 | 25200 | 25200 | 25200 | 25200 | 25200 | 25200 | 25200 | 25200 | 25200 | 25200 | 25200 | 25200 | 25200 | 25200 | 25200 | 25200 | 25200 | 25200 | 25200 | 25200 | 25200 | 25200 | 25200 | 25200 | 25200 | 25200 | 25200 | 25200 | 25200 | 25200 | 25200 | 25200 | 25200 | 25200 | 25200 | 25200 | 25200 | 25200 | 25200 | 25200 | 25200 | 25200 | 25200 | 25200 | 25200 | 25200 | 25200 | 25200 | 25200 | 25200 | 25200 | 25200 | 25200 | 25200 | 25200 | 25200 | 25200 | 25200 | 25200 | 25200 | 25200 | 25200 | 25200 | 25200 | 25200 | 25200 | 25200 | 25200 | 25200 | 25200 | 25200 | 25200 | 25200 | 25200 | 25200 | 25200 | 25200 | 25200 | 25200 | 25200 | 25200 | 25200 | 25200 | 25200 | 25200 | 25200 | 25200 | 25200 | 25200 | 25200 | 25200 | 25200 | 25200 | 25200 | 25200 | 25200 | 25200 | 25200 | 25200 | 25200 | 25200 | 25200 | 25200 | 25200 | 25200 | 25200 | 25200 | 25200 | 25200 | 25200 | 25200 | 25200 | 25200 | 25200 | 25200 | 25200 | 25200 | 25200 | 25200 | 25200 | 25200 | 25200 | 25200 | 25200 | 25200 | 25200 | 25200 | 25200 | 25200 | 25200 | 25200 | 25200 | 25200 | 25200 | 25200 | 25200 | 25200 | 25200 | 25200 | 25200 | 25200 | 25200 | 25200 | 25200 | 25200 | 25200 | 25200 | 25200 | 25200 | 25200 | 25200 | 25200 | 25200 | 25200 | 25200 | 25200 | 25200 | 25200 | 25200 | 25200 | 25200 | 25200 | 25200 | 25200 | 25200 | 25200 | 25200 | 25200 | 25200 | 25200 | 25200 | 25200 | 25200 | 25200 | 25200 | 25200 | 25200 | 25200 | 25200 | 25200 | 25200 | 25200 | 25200 | 25200 | 25200 | 25200 | 25200 | 25200 | 25200 | 25200 | 25200 | 25200 | 25200 | 25200 | 25200 | 25200 | 25200 | 25200 | 25200 | 25200 | 25200 | 25200 | 25200 | 25200 | 25200 | 25200 | 25200 | 25200 | 25200 | 25200 | 25200 | 25200 | 25200 | 25200 | 25200 | 25200 | 25200 | 25200 | 25200 | 25200 | 25200 | 25200 | 25200 | 25200 | 25200 | 25200 | 25200 | 25200 | 25200 | 25200 | 25200 | 25200 | 25200 | 25200 | 25200 | 25200 | 25200 | 25200 | 25200 | 25200 | 25200 | 25200 | 25200 | 25200 | 25200 | 25200 | 25200 | 25200 | 25200 | 25200 | 25200 | 25200 | 25200 | 25200 | 25200 | 25200 | 25200 | 25200 | 25200 | 25200 | 25200 | 25200 | 25200 | 25200 | 25200 | 25200 | 25200 | 25200 | 25200 | 25200 | 25200 | 25200 | 25200 | 25200 | 25200 | 25200 | 25200 | 25200 | 25200 | 25200 | 25200 | 25200 | 25200 | 25200 | 25200 | 25200 | 25200 | 25200 | 25200 | 25200 | 25200 | 25200 | 25200 | 25200 | 25200 | 25200 | 25200 | 25200 | 25200 | 25200 | 25200 | 25200 | 25200 | 25200 | 25200 | 25200 | 25200 | 25200 | 25200 | 25200 | 25200 | 25200 | 25200 | 25200 | 25200 | 25200 | 25200 | 25200 | 25200 | 25200 | 25200 | 25200 | 25200 | 25200 | 25200 | 25200 | 25200 | 25200 | 25200 | 25200 | 25200 | 25200 | 25200 | 25200 | 25200 | 25200 | 25200 | 25200 | 25200 | 25200 | 25200 | 25200 | 25200 | 25200 | 25200 | 25200 | 25200 | 25200 | 25200 | 25200 | 25200 | 25200 | 25200 | 25200 | 25200 | 25200 | 25200 | 25200 | 25200 | 25200 | 25200 | 25200 | 25200 | 25200 | 25200 | 25200 | 25200 | 25200 | 25200 | 25200 | 25200 | 25200 | 25200 | 25200 | 25200 | 25200 | 25200 | 25200 | 25200 | 25200 | 25200 | 25200 | 25200 | 25200 | 25200 | 25200 | 25200 | 25200 | 25200 | 25200 | 25200 | 25200 | 25200 | 25200 | 25200 | 25200 | 25200 | 25200 | 25200 | 25200 | 25200 | 25200 | 25200 | 25200 | 25200 | 25200 | 25200 | 25200 | 25200 | 25200 | 25200 | 25200 | 25200 | 25200 | 25200 | 25200 | 25200 | 25200 | 25200 | 25200 | 25200 | 25200 | 25200 | 25200 | 25200 | 25200 | 25200 | 25200 | 25200 | 25200 | 25200 | 25200 | 25200 | 25200 | 25200 | 25200 | 25200 | 25200 | 25200 | 25200 | 25200 | 25200 | 25200 | 25200 | 25200 | 25200 | 25200 | 25200 | 25200 | 25200 | 25200 | 25200 | 25200 | 25200 | 25200 | 25200 | 25200 | 25200 | 25200 | 25200 | 25200 | 25200 | 25200 | 25200 | 25200 | 25200 | 25200 | 25200 | 25200 | 25200 | 25200 | 25200 | 25200 | 25200 | 25200 | 25200 | 25200 | 25200 | 25200 | 25200 | 25200 | 25200 | 25200 | 25200 | 25200 | 25200 | 25200 | 25200 | 25200 | 25200 | 25200 | 25200 | 25200 | 25200 | 25200 | 25200 | 25200 | 25200 | 25200 | 25200 | 25200 | 25200 | 25200 | 25200 | 25200 | 25200 | 25200 | 25200 | 25200 | 25200 | 25200 | 25200 | 25200 | 25200 | 25200 | 25200 | 25200 | 25200 | 25200 | 25200 | 25200 | 25200 | 25200 | 25200 | 25200 | 25200 | 25200 | 25200 | 25200 | 25200 | 25200 | 25200 | 25200 | 25200 | 25200 | 25200 | 25200 | 25200 | 25200 | 25200 | 25200 | 25200 | 25200 | 25200 | 25200 | 25200 | 25200 | 25200 | 25200 | 25200 | 25200 | 25200 | 25200 | 25200 | 25200 | 25200 | 25200 | 25200 | 25200 | 25200 | 25200 | 25200 | 25200 | 25200 | 25200 | 25200 | 25200 | 25200 | 25200 | 25200 | 25200 | 25200 | 25200 | 25200 | 25200 | 25200 | 25200 | 25200 | 25200 | 25200 | 25200 | 25200 | 25200 | 25200 | 25200 | 25200 | 25200 | 25200 | 25200 | 25200 | 25200 | 25200 | 25200 | 25200 | 25200 | 25200 | 25200 | 25200 | 25200 | 25200 | 25200 | 25200 | 25200 | 25200 | 25200 | 25200 | 25200 | 25200 | 25200 | 25200 | 25200 | 25200 | 25200 | 25200 | 25200 | 25200 | 25200 | 25200 | 25200 | 25200 | 25200 | 25200 | 25200 | 25200 | 25200 | 25200 | 25200 | 25200 | 25200 | 25200 | 25200 | 25200 | 25200 | 25200 | 25200 | 25200 | 25200 | 25200 | 25200 | 25200 | 25200 | 25200 | 25200 | 25200 | 25200 | 25200 | 25200 | 25200 | 25200 | 25200 | 25200 | 25200 | 25200 | 25200 | 25200 | 25200 | 25200 | 25200 | 25200 | 25200 | 25200 | 25200 | 25200 | 25200 | 25200 | 25200 | 25200 | 25200 | 25200 | 25200 | 25200 | 25200 | 25200 | 25200 | 25200 | 25200 | 25200 | 25200 | 25200 | 25200 | 25200 | 25200 | 25200 | 25200 | 25200 | 25200 | 25200 | 25200 | 25200 | 25200 | 25200 | 25200 | 25200 | 25200 | 25200 | 25200 | 25200 | 25200 | 25200 | 25200 | 25200 | 25200 | 25200 | 25200 | 25200 | 25200 | 25200 | 25200 | 25200 | 25200 | 25200 | 25200 | 25200 | 25200 | 25200 | 25200 | 25200 | 25200 | 25200 | 25200 | 25200 | 25200 | 25200 | 25200 | 25200 | 25200 | 25200 | 25200 | 25200 | 25200 | 25200 | 25200 | 25200 | 25200 | 25200 | 25200 | 25200 | 25200 | 25200 | 25200 | 25200 | 25200 | 25200 | 25200 | 25200 | 25200 | 25200 | 25200 | 25200 | 25200 | 25200 | 25200 | 25200 | 25200 | 25200 | 25200 | 25200 | 25200 | 25200 | 25200 | 25200 | 25200 | 25200 | 25200 | 25200 | 25200 | 25200 | 25200 | 25200 | 25200 | 25200 | 25200 | 25200 | 25200 | 25200 | 25200 | 25200 | 25200 | 25200 | 25200 | 25200 | 25200 | 25200 | 25200 | 25200 | 25200 | 25200 | 25200 | 25200 | 25200 | 25200 | 25200 | 25200 | 25200 | 25200 | 25200 | 25200 | 25200 | 25200 | 25200 | 25200 | 25200 | 25200 | 25200 | 25200 | 25200 | 25200 | 25200 | 25200 | 25200 | 25200 | 25200 | 25200 | 25200 | 25200 | 25200 | 25200 | 25200 | 25200 | 25200 | 25200 | 25200 | 25200 | 25200 | 25200 | 25200 | 25200 | 25200 | 25200 | 25200 | 25200 | 25200 | 25200 | 25200 | 25200 | 25200 | 25200 | 25200 | 25200 | 25200 | 25200 | 25200 | 25200 | 25200 | 25200 | 25200 | 25200 | 25200 | 25200 | 25200 | 25200 | 25200 | 25200 | 25200 | 25200 | 25200 | 25200 | 25200 | 25200 | 25200 | 25200 | 25200 | 25200 | 25200 | 25200 | 25200 | 25200 | 25200 | 25200 | 25200 | 25200 | 25200 | 25200 | 25200 | 25200 | 25200 | 25200 | 25200 | 25200 | 25200 | 25200 | 25200 | 25200 | 25200 | 25200 | 25200 | 25200 | 25200 | 25200 | 25200 | 25200 | 25200 | 25200 | 25200 | 25200 | 25200 | 25200 | 25200 | 25200 | 25200 | 25200 | 25200 | 25200 | 25200 | 25200 | 25200 | 25200 | 25200 | 25200 | 25200 | 25200 | 25200 | 25200 | 25200 | 25200 | 25200 | 25200 | 25200 | 25200 | 25200 | 25200 | 25200 | 25200 | 25200 | 25200 | 25200 | 25200 | 25200 | 25200 | 25200 | 25200 | 25200 | 25200 | 25200 | 25200 | 25200 | 25200 | 25200 | 25200 | 25200 | 25200 | 25200 | 25200 | 25200 | 25200 | 25200 | 25200 | 25200 | 25200 | 25200 | 25200 | 25200 | 25200 | 25200 | 25200 | 25200 | 25200 | 25200 | 25200 | 25200 | 25200 | 25200 | 25200 | 25200 | 25200 | 25200 | 25200 | 25200 | 25200 | 25200 | 25200 | 25200 | 25200 | 25200 | 25200 | 25200 | 25200 | 25200 | 25200 | 25200 | 25200 | 25200 | 25200 | 25200 | 25200 | 25200 | 25200 | 25200 | 25200 | 25200 | 25200 | 25200 | 25200 | 25200 | 25200 | 25200 | 25200 | 25200 | 25200 | 25200 | 25200 | 25200 | 25200 | 25200 | 25200 | 25200 | 25200 | 25200 | 25200 | 25200 | 25200 | 25200 | 25200 | 25200 | 25200 | 25200 | 25200 | 25200 | 25200 | 25200 | 25200 | 25200 | 25200 | 25200 | 25200 | 25200 | 25200 | 25200 | 25200 | 25200 | 25200 | 25200 | 25200 | 25200 | 25200 | 25200 | 25200 | 25200 | 25200 | 25200 | 25200 | 25200 | 25200 | 25200 | 25200 | 25200 | 25200 | 25200 | 25200 | 25200 | 25200 | 25200 | 25200 | 25200 | 25200 | 25200 | 25200 | 25200 | 25200 | 25200 | 25200 | 25200 | 25200 | 25200 | 25200 | 25200 | 25200 | 25200 | 25200 | 25200 | 25200 | 25200 | 25200 | 25200 | 25200 | 25200 | 25200 | 25200 | 25200 | 25200 | 25200 | 25200 | 25200 | 25200 | 25200 | 25200 | 25200 | 25200 | 25200 | 25200 | 25200 | 25200 | 25200 | 25200 | 25200 | 25200 | 25200 | 25200 | 25200 | 25200 | 25200 | 25200 | 25200 | 25200 | 25200 | 25200 | 25200 | 25200 | 25200 | 25200 | 25200 | 25200 | 25200 | 25200 | 25200 | 25200 | 25200 | 25200 | 25200 | 25200 | 25200 | 25200 | 25200 | 25200 | 25200 | 25200 | 25200 | 25200 | 25200 | 25200 | 25200 | 25200 | 25200 | 25200 | 25200 | 25200 | 25200 | 25200 | 25200 | 25200 | 25200 | 25200 | 25200 | 25200 | 25200 | 25200 | 25200 | 25200 | 25200 | 25200 | 25200 | 25200 | 25200 | 25200 | 25200 | 25200 | 25200 | 25200 | 25200 | 25200 | 25200 | 25200 | 25200 | 25200 | 25200 | 25200 | 25200 | 25200 | 25200 | 25200 | 25200 | 25200 | 25200 | 25200 | 25200 | 25200 | 25200 | 25200 | 25200 | 25200 | 25200 | 25200 | 25200 | 25200 | 25200 | 25200 | 25200 | 25200 | 25200 | 25200 | 25200 | 25200 | 25200 | 25200 | 25200 | 25200 | 25200 | 25200 | 25200 | 25200 | 25200 | 25200 | 25200 | 25200 | 25200 | 25200 | 25200 | 25200 | 25200 | 25200 | 25200 | 25200 | 25200 | 25200 | 25200 | 25200 | 25200 | 25200 | 25200 | 25200 | 25200 | 25200 | 25200 | 25200 | 25200 | 25200 | 25200 | 25200 | 25200 | 25200 | 25200 | 25200 | 25200 | 25200 | 25200 | 25200 | 25200 | 25200 | 25200 | 25200 | 25200 | 25200 | 25200 | 25200 | 25200 | 25200 | 25200 | 25200 | 25200 | 25200 | 25200 | 25200 | 25200 | 25200 | 25200 | 25200 | 25200 | 25200 | 25200 | 25200 | 25200 | 25200 | 25200 | 25200 | 25200 | 25200 | 25200 | 25200 | 25200 | 25200 | 25200 | 25200 | 25200 | 25200 | 25200 | 25200 | 25200 | 25200 | 25200 | 25200 | 25200 | 25200 | 25200 | 25200 | 25200 | 25200 | 25200 | 25200 | 25200 | 25200 | 25200 | 25200 | 25200 | 25200 | 25200 | 25200 | 25200 | 25200 | 25200 | 25200 | 25200 | 25200 | 25200 | 25200 | 25200 | 25200 | 25200 | 25200 | 25200 | 25200 | 25200 | 25200 | 25200 | 25200 | 25200 | 25200 | 25200 | 25200 | 25200 | 25200 | 25200 | 25200 | 25200 | 25200 | 25200 | 25200 | 25200 | 25200 | 25200 | 25200 | 25200 | 25200 | 25200 | 25200 | 25200 | 25200 | 25200 | 25200 | 25200 | 25200 | 25200 | 25200 | 25200 | 25200 | 25200 | 25200 | 25200 | 25200 | 25200 | 25200 | 25200 | 25200 | 25200 | 25200 | 25200 | 25200 | 25200 | 25200 | 25200 | 25200 | 25200 | 25200 | 25200 | 25200 | 25200 | 25200 | 25200 | 25200 | 25200 | 25200 | 25200 | 25200 | 25200 | 25200 | 25200 | 25200 | 25200 | 25200 | 25200 | 25200 | 25200 | 25200 | 25200 | 25200 | 25200 | 25200 | 25200 | 25200 | 25200 | 25200 | 25200 | 25200 | 25200 | 25200 | 25200 | 25200 | 25200 | 25200 | 25200 | 25200 | 25200 | 25200 | 25200 | 25200 | 25200 | 25200 | 25200 | 25200 | 25200 | 25200 | 25200 | 25200 | 25200 | 25200 | 25200 | 25200 | 25200 | 25200 | 25200 | 25200 | 25200 | 25200 | 25200 | 25200 | 25200 | 25200 | 25200 | 25200 | 25200 | 25200 | 25200 | 25200 | 25200 | 25200 | 25200 | 25200 | 25200 | 25200 | 25200 | 25200 | 25200 | 25200 | 25200 | 25200 | 25200 | 25200 | 25200 | 25200 | 25200 | 25200 | 25200 | 25200 | 25200 | 25200 | 25200 | 25200 | 25200 | 25200 | 25200 | 25200 | 25200 | 25200 | 25200 | 25200 | 25200 | 25200 | 25200 | 25200 | 25200 | 25200 | 25200 | 25200 | 25200 | 25200 | 25200 | 25200 | 25200 | 25200 | 25200 | 25200 | 25200 | 25200 | 25200 | 25200 | 25200 | 25200 | 25200 | 25200 | 25200 | 25200 | 25200 | 25200 | 25200 | 25200 | 25200 | 25200 | 25200 | 25200 | 25200 | 25200 | 25200 | 25200 | 25200 | 25200 | 25200 | 25200 | 25200 | 25200 | 25200 | 25200 | 25200 | 25200 | 25200 | 25200 | 25200 | 25200 | 25200 | 25200 | 25200 | 25200 | 25200 | 25200 | 25200 | 25200 | 25200 | 25200 | 25200 | 25200 | 25200 | 25200 | 25200 | 25200 | 25200 | 25200 | 25200 | 25200 | 25200 | 25200 | 25200 | 25200 | 25200 | 25200 | 25200 | 25200 | 25200 | 25200 | 25200 | 25200 | 25200 | 25200 | 25200 | 25200 | 25200 | 25200 | 25200 | 25200 | 25200 | 25200 | 25200 | 25200 | 25200 | 25200 | 25200 | 25200 | 25200 | 25200 | 25200 | 25200 | 25200 | 25200 | 25200 | 25200 | 25200 | 25200 | 25200 | 25200 | 25200 | 25200 | 25200 | 25200 | 25200 | 25200 | 25200 | 25200 | 25200 | 25200 | 25200 | 25200 | 25200 | 25200 | 25200 | 25200 | 25200 | 25200 | 25200 | 25200 | 25200 | 25200 | 25200 | 25200 | 25200 | 25200 | 25200 | 25200 | 25200 | 25200 | 25200 | 25200 | 25200 | 25200 | 25200 | 25200 | 25200 | 25200 | 25200 | 25200 | 25200 | 25200 | 25200 | 25200 | 25200 | 25200 | 25200 | 25200 | 25200 | 25200 | 25200 | 25200 | 25200 | 25200 | 25200 | 25200 | 25200 | 25200 | 25200 | 25200 | 25200 | 25200 | 25200 | 25200 | 25200 | 25200 | 25200 | 25200 | 25200 | 25200 | 25200 | 25200 | 25200 | 25200 | 25200 | 25200 | 25200 | 25200 | 25200 | 25200 | 25200 | 25200 | 25200 | 25200 | 25200 | 25200 | 25200 | 25200 | 25200 | 25200 | 25200 | 25200 | 25200 | 25200 | 25200 | 25200 | 25200 | 25200 | 25200 | 25200 | 25200 | 25200 | 25200 | 25200 | 25200 | 25200 | 25200 | 25200 | 25200 | 25200 | 25200 | 25200 | 25200 | 25200 | 25200 | 25200 | 25200 | 25200 | 25200 | 25200 | 25200 | 25200 | 25200 | 25200 | 25200 | 25200 | 25200 | 25200 | 25200 | 25200 | 25200 | 25200 | 25200 | 25200 | 25200 | 25200 | 25200 | 25200 | 25200 | 25200 | 25200 | 25200 | 25200 | 25200 | 25200 | 25200 | 25200 | 25200 | 25200 | 25200 | 25200 | 25200 | 25200 | 25200 | 25200 | 25200 | 25200 | 25200 | 25200 | 25200 | 25200 | 25200 | 25200 | 25200 | 25200 | 25200 | 25200 | 25200 | 25200 | 25200 | 25200 | 25200 | 25200 | 25200 | 25200 | 25200 | 25200 | 25200 | 25200 | 25200 | 25200 | 25200 | 25200 | 25200 | 25200 | 25200 | 25200 | 25200 | 25200 | 25200 | 25200 | 25200 | 25200 | 25200 | 25200 | 25200 | 25200 | 25200 | 25200 | 25200 | 25200 | 25200 | 25200 | 25200 | 25200 | 25200 | 25200 | 25200 | 25200 | 25200 | 25200 | 25200 | 25200 | 25200 | 25200 | 25200 | 25200 | 25200 | 25200 | 25200 | 25200 | 25200 | 25200 | 25200 | 25200 | 25200 | 25200 | 25200 | 25200 | 25200 | 25200 | 25200 | 25200 | 25200 | 25200 | 25200 | 25200 | 25200 | 25200 | 25200 | 25200 | 25200 | 25200 | 25200 | 25200 | 25200 | 25200 | 25200 | 25200 | 25200 | 25200 | 25200 | 25200 | 25200 | 25200 | 25200 | 25200 | 25200 | 25200 | 25200 | 25200 | 25200 | 25200 | 25200 | 25200 | 25200 | 25200 | 25200 | 25200 | 25200 | 25200 | 25200 | 25200 | 25200 | 25200 | 25200 | 25200 | 25200 | 25200 | 25200 | 25200 | 25200 | 25200 | 25200 | 25200 | 25200 | 25200 | 25200 | 25200 | 25200 | 25200 | 25200 | 25200 | 25200 | 25200 | 25200 | 25200 | 25200 | 25200 | 25200 | 25200 | 25200 | 25200 | 25200 | 25200 | 25200 | 25200 | 25200 | 25200 | 25200 | 25200 | 25200 | 25200 | 25200 | 25200 | 25200 | 25200 | 25200 | 25200 | 25200 | 25200 | 25200 | 25200 | 25200 | 25200 | 25200 | 25200 | 25200 | 25200 | 25200 | 25200 | 25200 | 25200 | 25200 | 25200 | 25200 | 25200 | 25200 | 25200 | 25200 | 25200 | 25200 | 25200 | 25200 | 25200 | 25200 | 25200 | 25200 | 25200 | 25200 | 25200 | 25200 | 25200 | 25200 | 25200 | 25200 | 25200 | 25200 | 25200 | 25200 | 25200 | 25200 | 25200 | 25200 | 25200 | 25200 | 25200 | 25200 | 25200 | 25200 | 25200 | 25200 | 25200 | 25200 | 25200 | 25200 | 25200 | 25200 | 25200 | 25200 | 25200 | 25200 | 25200 | 25200 | 25200 | 25200 | 25200 | 25200 | 25200 | 25200 | 25200 | 25200 | 25200 | 25200 | 25200 | 25200 | 25200 | 25200 | 25200 | 25200 | 25200 | 25200 | 25200 | 25200 | 25200 | 25200 | 25200 | 25200 | 25200 | 25200 | 25200 | 25200 | 25200 | 25200 | 25200 | 25200 | 25200 | 25200 | 25200 | 25200 | 25200 | 25200 | 25200 | 25200 | 25200 | 25200 | 25200 | 25200 | 25200 | 25200 | 25200 | 25200 | 25200 | 25200 | 25200 | 25200 | 25200 | 25200 | 25200 | 25200 | 25200 | 25200 | 25200 | 25200 | 25200 | 25200 | 25200 | 25200 | 25200 | 25200 | 25200 | 25200 | 25200 | 25200 | 25200 | 25200 | 25200 | 25200 | 25200 | 25200 | 25200 | 25200 | 25200 | 25200 | 25200 | 25200 | 25200 | 25200 | 25200 | 25200 | 25200 | 25200 | 25200 | 25200 | 25200 | 25200 | 25200 | 25200 | 25200 | 25200 | 25200 | 25200 | 25200 | 25200 | 25200 | 25200 | 25200 | 25200 | 25200 | 25200 | 25200 | 25200 | 25200 | 25200 | 25200 | 25200 | 25200 | 25200 | 25200 | 25200 | 25200 | 25200 | 25200 | 25200 | 25200 | 25200 | 25200 | 25200 | 25200 | 25200 | 25200 | 25200 | 25200 | 25200 | 25200 | 25200 | 25200 | 25200 | 25200 | 25200 | 25200 | 25200 | 25200 | 25200 | 25200 | 25200 | 25200 | 25200 | 25200 | 25200 | 25200 | 25200 | 25200 | 25200 | 25200 | 25200 | 25200 | 25200 | 25200 | 25200 | 25200 | 25200 | 25200 | 25200 | 25200 | 25200 | 25200 | 25200 | 25200 | 25200 | 25200 | 25200 | 25200 | 25200 | 25200 | 25200 | 25200 | 25200 | 25200 | 25200 | 25200 | 25200 | 25200 | 25200 | 25200 | 25200 | 25200 | 25200 | 25200 | 25200 | 25200 | 25200 | 25200 | 25200 | 25200 | 25200 | 25200 | 25200 | 25200 | 25200 | 25200 | 25200 | 25200 | 25200 | 25200 | 25200 | 25200 | 25200 | 25200 | 25200 | 25200 | 25200 | 25200 | 25200 | 25200 | 25200 | 25200 | 25200 | 25200 | 25200 | 25200 | 25200 | 25200 | 25200 | 25200 | 25200 | 25200 | 25200 | 25200 | 25200 | 25200 | 25200 | 25200 | 25200 | 25200 | 25200 | 25200 | 25200 | 25200 | 25200 | 25200 | 25200 | 25200 | 25200 | 25200 | 25200 | 25200 | 25200 | 25200 | 25200 | 25200 | 25200 | 25200 | 25200 | 25200 | 25200 | 25200 | 25200 | 25200 | 25200 | 25200 | 25200 | 25200 | 25200 | 25200 | 25200 | 25200 | 25200 | 25200 | 25200 | 25200 | 25200 | 25200 | 25200 | 25200 | 25200 | 25200 | 25200 | 25200 | 25200 | 25200 | 25200 | 25200 | 25200 | 25200 | 25200 | 25200 | 25200 | 25200 | 25200 | 25200 | 25200 | 25200 | 25200 | 25200 | 25200 | 25200 | 25200 | 25200 | 25200 | 25200 | 25200 | 25200 | 25200 | 25200 | 25200 | 25200 | 25200 | 25200 | 25200 | 25200 | 25200 | 25200 | 25200 | 25200 | 25200 | 25200 | 25200 | 25200 | 25200 | 25200 | 25200 | 25200 | 25200 | 25200 | 25200 | 25200 | 25200 | 25200 | 25200 | 25200 | 25200 | 25200 | 25200 | 25200 | 25200 | 25200 | 25200 | 25200 | 25200 | 25200 | 25200 | 25200 | 25200 | 25200 | 25200 | 25200 | 25200 | 25200 | 25200 | 25200 | 25200 | 25200 | 25200 | 25200 | 25200 | 25200 | 25200 | 25200 | 25200 | 25200 | 25200 | 25200 | 25200 | 25200 | 25200 | 25200 | 25200 | 25200 | 25200 | 25200 | 25200 | 25200 | 25200 | 25200 | 25200 | 25200 | 25200 | 25200 | 25200 | 25200 | 25200 | 25200 | 25200 | 25200 | 25200 | 25200 | 25200 | 25200 | 25200 | 25200 | 25200 | 25200 | 25200 | 25200 | 25200 | 25200 | 25200 | 25200 | 25200 | 25200 | 25200 | 25200 | 25200 | 25200 | 25200 | 25200 | 25200 | 25200 | 25200 | 25200 | 25200 | 25200 | 25200 | 25200 | 25200 | 25200 | 25200 | 25200 | 25200 | 25200 | 25200 | 25200 | 25200 | 25200 | 25200 | 25200 | 25200 | 25200 | 25200 | 25200 | 25200 | 25200 | 25200 | 25200 | 25200 | 25200 | 25200 | 25200 | 25200 | 25200 | 25200 | 25200 | 25200 | 25200 | 25200 | 25200 | 25200 | 25200 | 25200 | 25200 | 25200 | 25200 | 25200 | 25200 | 25200 | 25200 | 25200 | 25200 | 25200 | 25200 | 25200 | 25200 | 25200 | 25200 | 25200 | 25200 | 25200 | 25200 | 25200 | 25200 | 25200 | 25200 | 25200 | 25200 | 25200 | 25200 | 25200 | 25200 | 25200 | 25200 | 25200 | 25200 | 25200 | 25200 | 25200 | 25200 | 25200 | 25200 | 25200 | 25200 | 25200 | 25200 | 25200 | 25200 | 25200 | 25200 | 25200 | 25200 | 25200 | 25200 | 25200 | 25200 | 25200 | 25200 | 25200 | 25200 | 25200 | 25200 | 25200 | 25200 | 25200 | 25200 | 25200 | 25200 | 25200 | 25200 | 25200 | 25200 | 25200 | 25200 | 25200 | 25200 | 25200 | 25200 | 25200 | 25200 | 25200 | 25200 | 25200 | 25200 | 25200 | 25200 | 25200 | 25200 | 25200 | 25200 | 25200 | 25200 | 25200 | 25200 | 25200 | 25200 | 25200 | 25200 | 25200 | 25200 | 25200 | 25200 | 25200 | 25200 | 25200 | 25200 | 25200 | 25200 | 25200 | 25200 | 25200 | 25200 | 25200 | 25200 | 25200 | 25200 | 25200 | 25200 | 25200 | 25200 | 25200 | 25200 | 25200 | 25200 | 25200 | 25200 | 25200 | 25200 | 25200 | 25200 | 25200 | 25200 | 25200 | 25200 | 25200 | 25200 | 25200 | 25200 | 25200 | 25200 | 25200 | 25200 | 25200 | 25200 | 25200 | 25200 | 25200 | 25200 | 25200 | 25200 | 25200 | 25200 | 25200 | 25200 | 25200 | 25200 | 25200 | 25200 | 25200 | 25200 | 25200 | 25200 | 25200 | 25200 | 25200 | 25200 | 25200 | 25200 | 25200 | 25200 | 25200 | 25200 | 25200 | 25200 | 25200 | 25200 | 25200 | 25200 | 25200 | 25200 | 25200 | 25200 | 25200 | 25200 | 25200 | 25200 | 25200 | 25200 | 25200 | 25200 | 25200 | 25200 | 25200 | 25200 | 25200 | 25200 | 25200 | 25200 | 25200 | 25200 | 25200 | 25200 | 25200 | 25200 | 25200 | 25200 | 25200 | 25200 | 25200 | 25200 | 25200 | 25200 | 25200 | 25200 | 25200 | 25200 | 25200 | 25200 | 25200 | 25200 | 25200 | 25200 | 25200 | 25200 | 25200 | 25200 | 25200 | 25200 | 25200 | 25200 | 25200 | 25200 | 25200 | 25200 | 25200 | 25200 | 25200 | 25200 | 25200 | 25200 | 25200 | 25200 | 25200 | 25200 | 25200 | 25200 | 25200 | 25200 | 25200 | 25200 | 25200 | 25200 | 25200 | 25200 | 25200 | 25200 | 25200 | 25200 | 25200 | 25200 | 25200 | 25200 | 25200 | 25200 | 25200 | 25200 | 25200 | 25200 | 25200 | 25200 | 25200 | 25200 | 25200 | 25200 | 25200 | 25200 | 25200 | 25200 | 25200 | 25200 | 25200 | 25200 | 25200 | 25200 | 25200 | 25200 | 25200 | 25200 | 25200 | 25200 | 25200 | 25200 | 25200 | 25200 | 25200 | 25200 | 25200 | 25200 | 25200 | 25200 | 25200 | 25200 | 25200 | 25200 | 25200 | 25200 | 25200 | 25200 | 25200 | 25200 | 25200 | 25200 | 25200 | 25200 | 25200 | 25200 | 25200 | 25200 | 25200 | 25200 | 25200 | 25200 | 25200 | 25200 | 25200 | 25200 | 25200 | 25200 | 25200 | 25200 | 25200 | 25200 | 25200 | 25200 | 25200 | 25200 | 25200 | 25200 | 25200 | 25200 | 25200 | 25200 | 25200 | 25200 | 25200 | 25200 | 25200 | 25200 | 25200 | 25200 | 25200 | 25200 | 25200 | 25200 | 25200 | 25200 | 25200 | 25200 | 25200 | 25200 | 25200 | 25200 | 25200 | 25200 | 25200 | 25200 | 25200 | 25200 | 25200 | 25200 | 25200 | 25200 | 25200 | 25200 | 25200 | 25200 | 25200 | 25200 | 25200 | 25200 | 25200 | 25200 | 25200 | 25200 | 25200 | 25200 | 25200 | 25200 | 25200 | 25200 | 25200 | 25200 | 25200 | 25200 | 25200 | 25200 | 25200 | 25200 | 25200 | 25200 | 25200 | 25200 | 25200 | 25200 | 25200 | 25200 | 25200 | 25200 | 25200 | 25200 | 25200 | 25200 | 25200 | 25200 | 25200 | 25200 | 25200 | 25200 | 25200 | 25200 | 25200 | 25200 | 25200 | 25200 | 25200 | 25200 | 25200 | 25200 | 25200 | 25200 | 25200 | 25200 | 25200 | 25200 | 25200 | 25200 | 25200 | 25200 | 25200 | 25200 | 25200 | 25200 | 25200 | 25200 | 25200 | 25200 | 25200 | 25200 | 25200 | 25200 | 25200 | 25200 | 25200 | 25200 | 25200 | 25200 | 25200 | 25200 | 25200 | 25200 | 25200 | 25200 | 25200 | 25200 | 25200 | 25200 | 25200 | 25200 | 25200 | 25200 | 25200 | 25200 | 25200 | 25200 | 25200 | 25200 | 25200 | 25200 | 25200 | 25200 | 25200 | 25200 | 25200 | 25200 | 25200 | 25200 | 25200 | 25200 | 25200 | 25200 | 25200 | 25200 | 25200 | 25200 | 25200 | 25200 | 25200 | 25200 | 25200 | 25200 | 25200 | 25200 | 25200 | 25200 | 25200 | 25200 | 25200 | 25200 | 25200 | 25200 | 25200 | 25200 | 25200 | 25200 | 25200 | 25200 | 25200 | 25200 | 25200 | 25200 | 25200 | 25200 | 25200 | 25200 | 25200 | 25200 | 25200 | 25200 | 25200 | 25200 | 25200 | 25200 | 25200 | 25200 | 25200 | 25200 | 25200 | 25200 | 25200 | 25200 | 25200 | 25200 | 25200 | 25200 | 25200 | 25200 | 25200 | 25200 | 25200 | 25200 | 25200 | 25200 | 25200 | 25200 | 25200 | 25200 | 25200 | 25200 | 25200 | 25200 | 25200 | 25200 | 25200 | 25200 | 25200 | 25200 | 25200 | 25200 | 25200 | 25200 | 25200 | 25200 | 25200 | 25200 | 25200 | 25200 | 25200 | 25200 | 25200 | 25200 | 25200 | 25200 | 25200 | 25200 | 25200 | 25200 | 25200 | 25200 | 25200 | 25200 | 25200 | 25200 | 25200 | 25200 | 25200 | 25200 | 25200 | 25200 | 25200 | 25200 | 25200 | 25200 | 25200 | 25200 | 25200 | 25200 | 25200 | 25200 | 25200 | 25200 | 25200 | 25200 | 25200 | 25200 | 25200 | 25200 | 25200 | 25200 | 25200 | 25200 | 25200 | 25200 | 25200 | 25200 | 25200 | 25200 | 25200 | 25200 | 25200 | 25200 | 25200 | 25200 | 25200 | 25200 | 25200 | 25200 | 25200 | 25200 | 25200 | 25200 | 25200 | 25200 | 25200 | 25200 | 25200 | 25200 | 25200 | 25200 | 25200 | 25200 | 25200 | 25200 | 25200 | 25200 | 25200 | 25200 | 25200 | 25200 | 25200 | 25200 | 25200 | 25200 | 25200 | 25200 | 25200 | 25200 | 25200 | 25200 | 25200 | 25200 | 25200 | 25200 | 25200 | 25200 | 25200 | 25200 | 25200 | 25200 | 25200 | 25200 | 25200 | 25200 | 25200 | 25200 | 25200 | 25200 | 25200 | 25200 | 25200 | 25200 | 25200 | 25200 | 25200 | 25200 | 25200 | 25200 | 25200 | 25200 | 25200 | 25200 | 25200 | 25200 | 25200 | 25200 | 25200 | 25200 | 25200 | 25200 | 25200 | 25200 | 25200 | 25200 | 25200 | 25200 | 25200 | 25200 | 25200 | 25200 | 25200 | 25200 | 25200 | 25200 | 25200 | 25200 | 25200
Time since infected person left the space | T_D | constant | 0 |  | s | These values are not used by this model | T_D | 0 | 0 | 0 | 0 | 0 | 0 | 0 | 0 | 0 | 0 | 0 | 0 | 0 | 0 | 0 | 0 | 0 | 0 | 0 | 0 | 0 | 0 | 0 | 0 | 0 | 0 | 0 | 0 | 0 | 0 | 0 | 0 | 0 | 0 | 0 | 0 | 0 | 0 | 0 | 0 | 0 | 0 | 0 | 0 | 0 | 0 | 0 | 0 | 0 | 0 | 0 | 0 | 0 | 0 | 0 | 0 | 0 | 0 | 0 | 0 | 0 | 0 | 0 | 0 | 0 | 0 | 0 | 0 | 0 | 0 | 0 | 0 | 0 | 0 | 0 | 0 | 0 | 0 | 0 | 0 | 0 | 0 | 0 | 0 | 0 | 0 | 0 | 0 | 0 | 0 | 0 | 0 | 0 | 0 | 0 | 0 | 0 | 0 | 0 | 0 | 0 | 0 | 0 | 0 | 0 | 0 | 0 | 0 | 0 | 0 | 0 | 0 | 0 | 0 | 0 | 0 | 0 | 0 | 0 | 0 | 0 | 0 | 0 | 0 | 0 | 0 | 0 | 0 | 0 | 0 | 0 | 0 | 0 | 0 | 0 | 0 | 0 | 0 | 0 | 0 | 0 | 0 | 0 | 0 | 0 | 0 | 0 | 0 | 0 | 0 | 0 | 0 | 0 | 0 | 0 | 0 | 0 | 0 | 0 | 0 | 0 | 0 | 0 | 0 | 0 | 0 | 0 | 0 | 0 | 0 | 0 | 0 | 0 | 0 | 0 | 0 | 0 | 0 | 0 | 0 | 0 | 0 | 0 | 0 | 0 | 0 | 0 | 0 | 0 | 0 | 0 | 0 | 0 | 0 | 0 | 0 | 0 | 0 | 0 | 0 | 0 | 0 | 0 | 0 | 0 | 0 | 0 | 0 | 0 | 0 | 0 | 0 | 0 | 0 | 0 | 0 | 0 | 0 | 0 | 0 | 0 | 0 | 0 | 0 | 0 | 0 | 0 | 0 | 0 | 0 | 0 | 0 | 0 | 0 | 0 | 0 | 0 | 0 | 0 | 0 | 0 | 0 | 0 | 0 | 0 | 0 | 0 | 0 | 0 | 0 | 0 | 0 | 0 | 0 | 0 | 0 | 0 | 0 | 0 | 0 | 0 | 0 | 0 | 0 | 0 | 0 | 0 | 0 | 0 | 0 | 0 | 0 | 0 | 0 | 0 | 0 | 0 | 0 | 0 | 0 | 0 | 0 | 0 | 0 | 0 | 0 | 0 | 0 | 0 | 0 | 0 | 0 | 0 | 0 | 0 | 0 | 0 | 0 | 0 | 0 | 0 | 0 | 0 | 0 | 0 | 0 | 0 | 0 | 0 | 0 | 0 | 0 | 0 | 0 | 0 | 0 | 0 | 0 | 0 | 0 | 0 | 0 | 0 | 0 | 0 | 0 | 0 | 0 | 0 | 0 | 0 | 0 | 0 | 0 | 0 | 0 | 0 | 0 | 0 | 0 | 0 | 0 | 0 | 0 | 0 | 0 | 0 | 0 | 0 | 0 | 0 | 0 | 0 | 0 | 0 | 0 | 0 | 0 | 0 | 0 | 0 | 0 | 0 | 0 | 0 | 0 | 0 | 0 | 0 | 0 | 0 | 0 | 0 | 0 | 0 | 0 | 0 | 0 | 0 | 0 | 0 | 0 | 0 | 0 | 0 | 0 | 0 | 0 | 0 | 0 | 0 | 0 | 0 | 0 | 0 | 0 | 0 | 0 | 0 | 0 | 0 | 0 | 0 | 0 | 0 | 0 | 0 | 0 | 0 | 0 | 0 | 0 | 0 | 0 | 0 | 0 | 0 | 0 | 0 | 0 | 0 | 0 | 0 | 0 | 0 | 0 | 0 | 0 | 0 | 0 | 0 | 0 | 0 | 0 | 0 | 0 | 0 | 0 | 0 | 0 | 0 | 0 | 0 | 0 | 0 | 0 | 0 | 0 | 0 | 0 | 0 | 0 | 0 | 0 | 0 | 0 | 0 | 0 | 0 | 0 | 0 | 0 | 0 | 0 | 0 | 0 | 0 | 0 | 0 | 0 | 0 | 0 | 0 | 0 | 0 | 0 | 0 | 0 | 0 | 0 | 0 | 0 | 0 | 0 | 0 | 0 | 0 | 0 | 0 | 0 | 0 | 0 | 0 | 0 | 0 | 0 | 0 | 0 | 0 | 0 | 0 | 0 | 0 | 0 | 0 | 0 | 0 | 0 | 0 | 0 | 0 | 0 | 0 | 0 | 0 | 0 | 0 | 0 | 0 | 0 | 0 | 0 | 0 | 0 | 0 | 0 | 0 | 0 | 0 | 0 | 0 | 0 | 0 | 0 | 0 | 0 | 0 | 0 | 0 | 0 | 0 | 0 | 0 | 0 | 0 | 0 | 0 | 0 | 0 | 0 | 0 | 0 | 0 | 0 | 0 | 0 | 0 | 0 | 0 | 0 | 0 | 0 | 0 | 0 | 0 | 0 | 0 | 0 | 0 | 0 | 0 | 0 | 0 | 0 | 0 | 0 | 0 | 0 | 0 | 0 | 0 | 0 | 0 | 0 | 0 | 0 | 0 | 0 | 0 | 0 | 0 | 0 | 0 | 0 | 0 | 0 | 0 | 0 | 0 | 0 | 0 | 0 | 0 | 0 | 0 | 0 | 0 | 0 | 0 | 0 | 0 | 0 | 0 | 0 | 0 | 0 | 0 | 0 | 0 | 0 | 0 | 0 | 0 | 0 | 0 | 0 | 0 | 0 | 0 | 0 | 0 | 0 | 0 | 0 | 0 | 0 | 0 | 0 | 0 | 0 | 0 | 0 | 0 | 0 | 0 | 0 | 0 | 0 | 0 | 0 | 0 | 0 | 0 | 0 | 0 | 0 | 0 | 0 | 0 | 0 | 0 | 0 | 0 | 0 | 0 | 0 | 0 | 0 | 0 | 0 | 0 | 0 | 0 | 0 | 0 | 0 | 0 | 0 | 0 | 0 | 0 | 0 | 0 | 0 | 0 | 0 | 0 | 0 | 0 | 0 | 0 | 0 | 0 | 0 | 0 | 0 | 0 | 0 | 0 | 0 | 0 | 0 | 0 | 0 | 0 | 0 | 0 | 0 | 0 | 0 | 0 | 0 | 0 | 0 | 0 | 0 | 0 | 0 | 0 | 0 | 0 | 0 | 0 | 0 | 0 | 0 | 0 | 0 | 0 | 0 | 0 | 0 | 0 | 0 | 0 | 0 | 0 | 0 | 0 | 0 | 0 | 0 | 0 | 0 | 0 | 0 | 0 | 0 | 0 | 0 | 0 | 0 | 0 | 0 | 0 | 0 | 0 | 0 | 0 | 0 | 0 | 0 | 0 | 0 | 0 | 0 | 0 | 0 | 0 | 0 | 0 | 0 | 0 | 0 | 0 | 0 | 0 | 0 | 0 | 0 | 0 | 0 | 0 | 0 | 0 | 0 | 0 | 0 | 0 | 0 | 0 | 0 | 0 | 0 | 0 | 0 | 0 | 0 | 0 | 0 | 0 | 0 | 0 | 0 | 0 | 0 | 0 | 0 | 0 | 0 | 0 | 0 | 0 | 0 | 0 | 0 | 0 | 0 | 0 | 0 | 0 | 0 | 0 | 0 | 0 | 0 | 0 | 0 | 0 | 0 | 0 | 0 | 0 | 0 | 0 | 0 | 0 | 0 | 0 | 0 | 0 | 0 | 0 | 0 | 0 | 0 | 0 | 0 | 0 | 0 | 0 | 0 | 0 | 0 | 0 | 0 | 0 | 0 | 0 | 0 | 0 | 0 | 0 | 0 | 0 | 0 | 0 | 0 | 0 | 0 | 0 | 0 | 0 | 0 | 0 | 0 | 0 | 0 | 0 | 0 | 0 | 0 | 0 | 0 | 0 | 0 | 0 | 0 | 0 | 0 | 0 | 0 | 0 | 0 | 0 | 0 | 0 | 0 | 0 | 0 | 0 | 0 | 0 | 0 | 0 | 0 | 0 | 0 | 0 | 0 | 0 | 0 | 0 | 0 | 0 | 0 | 0 | 0 | 0 | 0 | 0 | 0 | 0 | 0 | 0 | 0 | 0 | 0 | 0 | 0 | 0 | 0 | 0 | 0 | 0 | 0 | 0 | 0 | 0 | 0 | 0 | 0 | 0 | 0 | 0 | 0 | 0 | 0 | 0 | 0 | 0 | 0 | 0 | 0 | 0 | 0 | 0 | 0 | 0 | 0 | 0 | 0 | 0 | 0 | 0 | 0 | 0 | 0 | 0 | 0 | 0 | 0 | 0 | 0 | 0 | 0 | 0 | 0 | 0 | 0 | 0 | 0 | 0 | 0 | 0 | 0 | 0 | 0 | 0 | 0 | 0 | 0 | 0 | 0 | 0 | 0 | 0 | 0 | 0 | 0 | 0 | 0 | 0 | 0 | 0 | 0 | 0 | 0 | 0 | 0 | 0 | 0 | 0 | 0 | 0 | 0 | 0 | 0 | 0 | 0 | 0 | 0 | 0 | 0 | 0 | 0 | 0 | 0 | 0 | 0 | 0 | 0 | 0 | 0 | 0 | 0 | 0 | 0 | 0 | 0 | 0 | 0 | 0 | 0 | 0 | 0 | 0 | 0 | 0 | 0 | 0 | 0 | 0 | 0 | 0 | 0 | 0 | 0 | 0 | 0 | 0 | 0 | 0 | 0 | 0 | 0 | 0 | 0 | 0 | 0 | 0 | 0 | 0 | 0 | 0 | 0 | 0 | 0 | 0 | 0 | 0 | 0 | 0 | 0 | 0 | 0 | 0 | 0 | 0 | 0 | 0 | 0 | 0 | 0 | 0 | 0 | 0 | 0 | 0 | 0 | 0 | 0 | 0 | 0 | 0 | 0 | 0 | 0 | 0 | 0 | 0 | 0 | 0 | 0 | 0 | 0 | 0 | 0 | 0 | 0 | 0 | 0 | 0 | 0 | 0 | 0 | 0 | 0 | 0 | 0 | 0 | 0 | 0 | 0 | 0 | 0 | 0 | 0 | 0 | 0 | 0 | 0 | 0 | 0 | 0 | 0 | 0 | 0 | 0 | 0 | 0 | 0 | 0 | 0 | 0 | 0 | 0 | 0 | 0 | 0 | 0 | 0 | 0 | 0 | 0 | 0 | 0 | 0 | 0 | 0 | 0 | 0 | 0 | 0 | 0 | 0 | 0 | 0 | 0 | 0 | 0 | 0 | 0 | 0 | 0 | 0 | 0 | 0 | 0 | 0 | 0 | 0 | 0 | 0 | 0 | 0 | 0 | 0 | 0 | 0 | 0 | 0 | 0 | 0 | 0 | 0 | 0 | 0 | 0 | 0 | 0 | 0 | 0 | 0 | 0 | 0 | 0 | 0 | 0 | 0 | 0 | 0 | 0 | 0 | 0 | 0 | 0 | 0 | 0 | 0 | 0 | 0 | 0 | 0 | 0 | 0 | 0 | 0 | 0 | 0 | 0 | 0 | 0 | 0 | 0 | 0 | 0 | 0 | 0 | 0 | 0 | 0 | 0 | 0 | 0 | 0 | 0 | 0 | 0 | 0 | 0 | 0 | 0 | 0 | 0 | 0 | 0 | 0 | 0 | 0 | 0 | 0 | 0 | 0 | 0 | 0 | 0 | 0 | 0 | 0 | 0 | 0 | 0 | 0 | 0 | 0 | 0 | 0 | 0 | 0 | 0 | 0 | 0 | 0 | 0 | 0 | 0 | 0 | 0 | 0 | 0 | 0 | 0 | 0 | 0 | 0 | 0 | 0 | 0 | 0 | 0 | 0 | 0 | 0 | 0 | 0 | 0 | 0 | 0 | 0 | 0 | 0 | 0 | 0 | 0 | 0 | 0 | 0 | 0 | 0 | 0 | 0 | 0 | 0 | 0 | 0 | 0 | 0 | 0 | 0 | 0 | 0 | 0 | 0 | 0 | 0 | 0 | 0 | 0 | 0 | 0 | 0 | 0 | 0 | 0 | 0 | 0 | 0 | 0 | 0 | 0 | 0 | 0 | 0 | 0 | 0 | 0 | 0 | 0 | 0 | 0 | 0 | 0 | 0 | 0 | 0 | 0 | 0 | 0 | 0 | 0 | 0 | 0 | 0 | 0 | 0 | 0 | 0 | 0 | 0 | 0 | 0 | 0 | 0 | 0 | 0 | 0 | 0 | 0 | 0 | 0 | 0 | 0 | 0 | 0 | 0 | 0 | 0 | 0 | 0 | 0 | 0 | 0 | 0 | 0 | 0 | 0 | 0 | 0 | 0 | 0 | 0 | 0 | 0 | 0 | 0 | 0 | 0 | 0 | 0 | 0 | 0 | 0 | 0 | 0 | 0 | 0 | 0 | 0 | 0 | 0 | 0 | 0 | 0 | 0 | 0 | 0 | 0 | 0 | 0 | 0 | 0 | 0 | 0 | 0 | 0 | 0 | 0 | 0 | 0 | 0 | 0 | 0 | 0 | 0 | 0 | 0 | 0 | 0 | 0 | 0 | 0 | 0 | 0 | 0 | 0 | 0 | 0 | 0 | 0 | 0 | 0 | 0 | 0 | 0 | 0 | 0 | 0 | 0 | 0 | 0 | 0 | 0 | 0 | 0 | 0 | 0 | 0 | 0 | 0 | 0 | 0 | 0 | 0 | 0 | 0 | 0 | 0 | 0 | 0 | 0 | 0 | 0 | 0 | 0 | 0 | 0 | 0 | 0 | 0 | 0 | 0 | 0 | 0 | 0 | 0 | 0 | 0 | 0 | 0 | 0 | 0 | 0 | 0 | 0 | 0 | 0 | 0 | 0 | 0 | 0 | 0 | 0 | 0 | 0 | 0 | 0 | 0 | 0 | 0 | 0 | 0 | 0 | 0 | 0 | 0 | 0 | 0 | 0 | 0 | 0 | 0 | 0 | 0 | 0 | 0 | 0 | 0 | 0 | 0 | 0 | 0 | 0 | 0 | 0 | 0 | 0 | 0 | 0 | 0 | 0 | 0 | 0 | 0 | 0 | 0 | 0 | 0 | 0 | 0 | 0 | 0 | 0 | 0 | 0 | 0 | 0 | 0 | 0 | 0 | 0 | 0 | 0 | 0 | 0 | 0 | 0 | 0 | 0 | 0 | 0 | 0 | 0 | 0 | 0 | 0 | 0 | 0 | 0 | 0 | 0 | 0 | 0 | 0 | 0 | 0 | 0 | 0 | 0 | 0 | 0 | 0 | 0 | 0 | 0 | 0 | 0 | 0 | 0 | 0 | 0 | 0 | 0 | 0 | 0 | 0 | 0 | 0 | 0 | 0 | 0 | 0 | 0 | 0 | 0 | 0 | 0 | 0 | 0 | 0 | 0 | 0 | 0 | 0 | 0 | 0 | 0 | 0 | 0 | 0 | 0 | 0 | 0 | 0 | 0 | 0 | 0 | 0 | 0 | 0 | 0 | 0 | 0 | 0 | 0 | 0 | 0 | 0 | 0 | 0 | 0 | 0 | 0 | 0 | 0 | 0 | 0 | 0 | 0 | 0 | 0 | 0 | 0 | 0 | 0 | 0 | 0 | 0 | 0 | 0 | 0 | 0 | 0 | 0 | 0 | 0 | 0 | 0 | 0 | 0 | 0 | 0 | 0 | 0 | 0 | 0 | 0 | 0 | 0 | 0 | 0 | 0 | 0 | 0 | 0 | 0 | 0 | 0 | 0 | 0 | 0 | 0 | 0 | 0 | 0 | 0 | 0 | 0 | 0 | 0 | 0 | 0 | 0 | 0 | 0 | 0 | 0 | 0 | 0 | 0 | 0 | 0 | 0 | 0 | 0 | 0 | 0 | 0 | 0 | 0 | 0 | 0 | 0 | 0 | 0 | 0 | 0 | 0 | 0 | 0 | 0 | 0 | 0 | 0 | 0 | 0 | 0 | 0 | 0 | 0 | 0 | 0 | 0 | 0 | 0 | 0 | 0 | 0 | 0 | 0 | 0 | 0 | 0 | 0 | 0 | 0 | 0 | 0 | 0 | 0 | 0 | 0 | 0 | 0 | 0 | 0 | 0 | 0 | 0 | 0 | 0 | 0 | 0 | 0 | 0 | 0 | 0 | 0 | 0 | 0 | 0 | 0 | 0 | 0 | 0 | 0 | 0 | 0 | 0 | 0 | 0 | 0 | 0 | 0 | 0 | 0 | 0 | 0 | 0 | 0 | 0 | 0 | 0 | 0 | 0 | 0 | 0 | 0 | 0 | 0 | 0 | 0 | 0 | 0 | 0 | 0 | 0 | 0 | 0 | 0 | 0 | 0 | 0 | 0 | 0 | 0 | 0 | 0 | 0 | 0 | 0 | 0 | 0 | 0 | 0 | 0 | 0 | 0 | 0 | 0 | 0 | 0 | 0 | 0 | 0 | 0 | 0 | 0 | 0 | 0 | 0 | 0 | 0 | 0 | 0 | 0 | 0 | 0 | 0 | 0 | 0 | 0 | 0 | 0 | 0 | 0 | 0 | 0 | 0 | 0 | 0 | 0 | 0 | 0 | 0 | 0 | 0 | 0 | 0 | 0 | 0 | 0 | 0 | 0 | 0 | 0 | 0 | 0 | 0 | 0 | 0 | 0 | 0 | 0 | 0 | 0 | 0 | 0 | 0 | 0 | 0 | 0 | 0 | 0 | 0 | 0 | 0 | 0 | 0 | 0 | 0 | 0 | 0 | 0 | 0 | 0 | 0 | 0 | 0 | 0 | 0 | 0 | 0 | 0 | 0 | 0 | 0 | 0 | 0 | 0 | 0 | 0 | 0 | 0 | 0 | 0 | 0 | 0 | 0 | 0 | 0 | 0 | 0 | 0 | 0 | 0 | 0 | 0 | 0 | 0 | 0 | 0 | 0 | 0 | 0 | 0 | 0 | 0 | 0 | 0 | 0 | 0 | 0 | 0 | 0 | 0 | 0 | 0 | 0 | 0 | 0 | 0 | 0 | 0 | 0 | 0 | 0 | 0 | 0 | 0 | 0 | 0 | 0 | 0 | 0 | 0 | 0 | 0 | 0 | 0 | 0 | 0 | 0 | 0 | 0 | 0 | 0 | 0 | 0 | 0 | 0 | 0 | 0 | 0 | 0 | 0 | 0 | 0 | 0 | 0 | 0 | 0 | 0 | 0 | 0 | 0 | 0 | 0 | 0 | 0 | 0 | 0 | 0 | 0 | 0 | 0 | 0 | 0 | 0 | 0 | 0 | 0 | 0 | 0 | 0 | 0 | 0 | 0 | 0 | 0 | 0 | 0 | 0 | 0 | 0 | 0 | 0 | 0 | 0 | 0 | 0 | 0 | 0 | 0 | 0 | 0 | 0 | 0 | 0 | 0 | 0 | 0 | 0 | 0 | 0 | 0 | 0 | 0 | 0 | 0 | 0 | 0 | 0 | 0 | 0 | 0 | 0 | 0 | 0 | 0 | 0 | 0 | 0 | 0 | 0 | 0 | 0 | 0 | 0 | 0 | 0 | 0 | 0 | 0 | 0 | 0 | 0 | 0 | 0 | 0 | 0 | 0 | 0 | 0 | 0 | 0 | 0 | 0 | 0 | 0 | 0 | 0 | 0 | 0 | 0 | 0 | 0 | 0 | 0 | 0 | 0 | 0 | 0 | 0 | 0 | 0 | 0 | 0 | 0 | 0 | 0 | 0 | 0 | 0 | 0 | 0 | 0 | 0 | 0 | 0 | 0 | 0 | 0 | 0 | 0 | 0 | 0 | 0 | 0 | 0 | 0 | 0 | 0 | 0 | 0 | 0 | 0 | 0 | 0 | 0 | 0 | 0 | 0 | 0 | 0 | 0 | 0 | 0 | 0 | 0 | 0 | 0 | 0 | 0 | 0 | 0 | 0 | 0 | 0 | 0 | 0 | 0 | 0 | 0 | 0 | 0 | 0 | 0 | 0 | 0 | 0 | 0 | 0 | 0 | 0 | 0 | 0 | 0 | 0 | 0 | 0 | 0 | 0 | 0 | 0 | 0 | 0 | 0 | 0 | 0 | 0 | 0 | 0 | 0 | 0 | 0 | 0 | 0 | 0 | 0 | 0 | 0 | 0 | 0 | 0 | 0 | 0 | 0 | 0 | 0 | 0 | 0 | 0 | 0 | 0 | 0 | 0 | 0 | 0 | 0 | 0 | 0 | 0 | 0 | 0 | 0 | 0 | 0 | 0 | 0 | 0 | 0 | 0 | 0 | 0 | 0 | 0 | 0 | 0 | 0 | 0 | 0 | 0 | 0 | 0 | 0 | 0 | 0 | 0 | 0 | 0 | 0 | 0 | 0 | 0 | 0 | 0 | 0 | 0 | 0 | 0 | 0 | 0 | 0 | 0 | 0 | 0 | 0 | 0 | 0 | 0 | 0 | 0 | 0 | 0 | 0 | 0 | 0 | 0 | 0 | 0 | 0 | 0 | 0 | 0 | 0 | 0 | 0 | 0 | 0 | 0 | 0 | 0 | 0 | 0 | 0 | 0 | 0 | 0 | 0 | 0 | 0 | 0 | 0 | 0 | 0 | 0 | 0 | 0 | 0 | 0 | 0 | 0 | 0 | 0 | 0 | 0 | 0 | 0 | 0 | 0 | 0 | 0 | 0 | 0 | 0 | 0 | 0 | 0 | 0 | 0 | 0 | 0 | 0 | 0 | 0 | 0 | 0 | 0 | 0 | 0 | 0 | 0 | 0 | 0 | 0 | 0 | 0 | 0 | 0 | 0 | 0 | 0 | 0 | 0 | 0 | 0 | 0 | 0 | 0 | 0 | 0 | 0 | 0 | 0 | 0 | 0 | 0 | 0 | 0 | 0 | 0 | 0 | 0 | 0 | 0 | 0 | 0 | 0 | 0 | 0 | 0 | 0 | 0 | 0 | 0 | 0 | 0 | 0 | 0 | 0 | 0 | 0 | 0 | 0 | 0 | 0 | 0 | 0 | 0 | 0 | 0 | 0 | 0 | 0 | 0 | 0 | 0 | 0 | 0 | 0 | 0 | 0 | 0 | 0 | 0 | 0 | 0 | 0 | 0 | 0 | 0 | 0 | 0 | 0 | 0 | 0 | 0 | 0 | 0 | 0 | 0 | 0 | 0 | 0 | 0 | 0 | 0 | 0 | 0 | 0 | 0 | 0 | 0 | 0 | 0 | 0 | 0 | 0 | 0 | 0 | 0 | 0 | 0 | 0 | 0 | 0 | 0 | 0 | 0 | 0 | 0 | 0 | 0 | 0 | 0 | 0 | 0 | 0 | 0 | 0 | 0 | 0 | 0 | 0 | 0 | 0 | 0 | 0 | 0 | 0 | 0 | 0 | 0 | 0 | 0 | 0 | 0 | 0 | 0 | 0 | 0 | 0 | 0 | 0 | 0 | 0 | 0 | 0 | 0 | 0 | 0 | 0 | 0 | 0 | 0 | 0 | 0 | 0 | 0 | 0 | 0 | 0 | 0 | 0 | 0 | 0 | 0 | 0 | 0 | 0 | 0 | 0 | 0 | 0 | 0 | 0 | 0 | 0 | 0 | 0 | 0 | 0 | 0 | 0 | 0 | 0 | 0 | 0 | 0 | 0 | 0 | 0 | 0 | 0 | 0 | 0 | 0 | 0 | 0 | 0 | 0 | 0 | 0 | 0 | 0 | 0 | 0 | 0 | 0 | 0 | 0 | 0 | 0 | 0 | 0 | 0 | 0 | 0 | 0 | 0 | 0 | 0 | 0 | 0 | 0 | 0 | 0 | 0 | 0 | 0 | 0 | 0 | 0 | 0 | 0 | 0 | 0 | 0 | 0 | 0 | 0 | 0 | 0 | 0 | 0 | 0 | 0 | 0 | 0 | 0 | 0 | 0 | 0 | 0 | 0 | 0 | 0 | 0 | 0 | 0 | 0 | 0 | 0 | 0 | 0 | 0 | 0 | 0 | 0 | 0 | 0 | 0 | 0 | 0 | 0 | 0 | 0 | 0 | 0 | 0 | 0 | 0 | 0 | 0 | 0 | 0 | 0 | 0 | 0 | 0 | 0 | 0 | 0 | 0 | 0 | 0 | 0 | 0 | 0 | 0 | 0 | 0 | 0 | 0 | 0 | 0 | 0 | 0 | 0 | 0 | 0 | 0 | 0 | 0 | 0 | 0 | 0 | 0 | 0 | 0 | 0 | 0 | 0 | 0 | 0 | 0 | 0 | 0 | 0 | 0 | 0 | 0 | 0 | 0 | 0 | 0 | 0 | 0 | 0 | 0 | 0 | 0 | 0 | 0 | 0 | 0 | 0 | 0 | 0 | 0 | 0 | 0 | 0 | 0 | 0 | 0 | 0 | 0 | 0 | 0 | 0 | 0 | 0 | 0 | 0 | 0 | 0 | 0 | 0 | 0 | 0 | 0 | 0 | 0 | 0 | 0 | 0 | 0 | 0 | 0 | 0 | 0 | 0 | 0 | 0 | 0 | 0 | 0 | 0 | 0 | 0 | 0 | 0 | 0 | 0 | 0 | 0 | 0 | 0 | 0 | 0 | 0 | 0 | 0 | 0 | 0 | 0 | 0 | 0 | 0 | 0 | 0 | 0 | 0 | 0 | 0 | 0 | 0 | 0 | 0 | 0 | 0 | 0 | 0 | 0 | 0 | 0 | 0 | 0 | 0 | 0 | 0 | 0 | 0 | 0 | 0 | 0 | 0 | 0 | 0 | 0 | 0 | 0 | 0 | 0 | 0 | 0 | 0 | 0 | 0 | 0 | 0 | 0 | 0 | 0 | 0 | 0 | 0 | 0 | 0 | 0 | 0 | 0 | 0 | 0 | 0 | 0 | 0 | 0 | 0 | 0 | 0 | 0 | 0 | 0 | 0 | 0 | 0 | 0 | 0 | 0 | 0 | 0 | 0 | 0 | 0 | 0 | 0 | 0 | 0 | 0 | 0 | 0 | 0 | 0 | 0 | 0 | 0 | 0 | 0 | 0 | 0 | 0 | 0 | 0 | 0 | 0 | 0 | 0 | 0 | 0 | 0 | 0 | 0 | 0 | 0 | 0 | 0 | 0 | 0 | 0 | 0 | 0 | 0 | 0 | 0 | 0 | 0 | 0 | 0 | 0 | 0 | 0 | 0 | 0 | 0 | 0 | 0 | 0 | 0 | 0 | 0 | 0 | 0 | 0 | 0 | 0 | 0 | 0 | 0 | 0 | 0 | 0 | 0 | 0 | 0 | 0 | 0 | 0 | 0 | 0 | 0 | 0 | 0 | 0 | 0 | 0 | 0 | 0 | 0 | 0 | 0 | 0 | 0 | 0 | 0 | 0 | 0 | 0 | 0 | 0 | 0 | 0 | 0 | 0 | 0 | 0 | 0 | 0 | 0 | 0 | 0 | 0 | 0 | 0 | 0 | 0 | 0 | 0 | 0 | 0 | 0 | 0 | 0 | 0 | 0 | 0 | 0 | 0 | 0 | 0 | 0 | 0 | 0 | 0 | 0 | 0 | 0 | 0 | 0 | 0 | 0 | 0 | 0 | 0 | 0 | 0 | 0 | 0 | 0 | 0 | 0 | 0 | 0 | 0 | 0 | 0 | 0 | 0 | 0 | 0 | 0 | 0 | 0 | 0 | 0 | 0 | 0 | 0 | 0 | 0 | 0 | 0 | 0 | 0 | 0 | 0 | 0 | 0 | 0 | 0 | 0 | 0 | 0 | 0 | 0 | 0 | 0 | 0 | 0 | 0 | 0 | 0 | 0 | 0 | 0 | 0 | 0 | 0 | 0 | 0 | 0 | 0 | 0 | 0 | 0 | 0 | 0 | 0 | 0 | 0 | 0 | 0 | 0 | 0 | 0 | 0 | 0 | 0 | 0 | 0 | 0 | 0 | 0 | 0 | 0 | 0 | 0 | 0 | 0 | 0 | 0 | 0 | 0 | 0 | 0 | 0 | 0 | 0 | 0 | 0 | 0 | 0 | 0 | 0 | 0 | 0 | 0 | 0 | 0 | 0 | 0 | 0 | 0 | 0 | 0 | 0 | 0 | 0 | 0 | 0 | 0 | 0 | 0 | 0 | 0 | 0 | 0 | 0 | 0 | 0 | 0 | 0 | 0 | 0 | 0 | 0 | 0 | 0 | 0 | 0 | 0 | 0 | 0 | 0 | 0 | 0 | 0 | 0 | 0 | 0 | 0 | 0 | 0 | 0 | 0 | 0 | 0 | 0 | 0 | 0 | 0 | 0 | 0 | 0 | 0 | 0 | 0 | 0 | 0 | 0 | 0 | 0 | 0 | 0 | 0 | 0 | 0 | 0 | 0 | 0 | 0 | 0 | 0 | 0 | 0 | 0 | 0 | 0 | 0 | 0 | 0 | 0 | 0 | 0 | 0 | 0 | 0 | 0 | 0 | 0 | 0 | 0 | 0 | 0 | 0 | 0 | 0 | 0 | 0 | 0 | 0 | 0 | 0 | 0 | 0 | 0 | 0 | 0 | 0 | 0 | 0 | 0 | 0 | 0 | 0 | 0 | 0 | 0 | 0 | 0 | 0 | 0 | 0 | 0 | 0 | 0 | 0 | 0 | 0 | 0 | 0 | 0 | 0 | 0 | 0 | 0 | 0 | 0 | 0 | 0 | 0 | 0 | 0 | 0 | 0 | 0 | 0 | 0 | 0 | 0 | 0 | 0 | 0 | 0 | 0 | 0 | 0 | 0 | 0 | 0 | 0 | 0 | 0 | 0 | 0 | 0 | 0 | 0 | 0 | 0 | 0 | 0 | 0 | 0 | 0 | 0 | 0 | 0 | 0 | 0 | 0 | 0 | 0 | 0 | 0 | 0 | 0 | 0 | 0 | 0 | 0 | 0 | 0 | 0 | 0 | 0 | 0 | 0 | 0 | 0 | 0 | 0 | 0 | 0 | 0 | 0 | 0 | 0 | 0 | 0 | 0 | 0 | 0 | 0 | 0 | 0 | 0 | 0 | 0 | 0 | 0 | 0 | 0 | 0 | 0 | 0 | 0 | 0 | 0 | 0 | 0 | 0 | 0 | 0 | 0 | 0 | 0 | 0 | 0 | 0 | 0 | 0 | 0 | 0 | 0 | 0 | 0 | 0 | 0 | 0 | 0 | 0 | 0 | 0 | 0 | 0 | 0 | 0 | 0 | 0 | 0 | 0 | 0 | 0 | 0 | 0 | 0 | 0 | 0 | 0 | 0 | 0 | 0 | 0 | 0 | 0 | 0 | 0 | 0 | 0 | 0 | 0 | 0 | 0 | 0 | 0 | 0 | 0 | 0 | 0 | 0 | 0 | 0 | 0 | 0 | 0 | 0 | 0 | 0 | 0 | 0 | 0 | 0 | 0 | 0 | 0 | 0 | 0 | 0 | 0 | 0 | 0 | 0 | 0 | 0 | 0 | 0 | 0 | 0 | 0 | 0 | 0 | 0 | 0 | 0 | 0 | 0 | 0 | 0 | 0 | 0 | 0 | 0 | 0 | 0 | 0 | 0 | 0 | 0 | 0 | 0 | 0 | 0 | 0 | 0 | 0 | 0 | 0 | 0 | 0 | 0 | 0 | 0 | 0 | 0 | 0 | 0 | 0 | 0 | 0 | 0 | 0 | 0 | 0 | 0 | 0 | 0 | 0 | 0 | 0 | 0 | 0 | 0 | 0 | 0 | 0 | 0 | 0 | 0 | 0 | 0 | 0 | 0 | 0 | 0 | 0 | 0 | 0 | 0 | 0 | 0 | 0 | 0 | 0 | 0 | 0 | 0 | 0 | 0 | 0 | 0 | 0 | 0 | 0 | 0 | 0 | 0 | 0 | 0 | 0 | 0 | 0 | 0 | 0 | 0 | 0 | 0 | 0 | 0 | 0 | 0 | 0 | 0 | 0 | 0 | 0 | 0 | 0 | 0 | 0 | 0 | 0 | 0 | 0 | 0 | 0 | 0 | 0 | 0 | 0 | 0 | 0 | 0 | 0 | 0 | 0 | 0 | 0 | 0 | 0 | 0 | 0 | 0 | 0 | 0 | 0 | 0 | 0 | 0 | 0 | 0 | 0 | 0 | 0 | 0 | 0 | 0 | 0 | 0 | 0 | 0 | 0 | 0 | 0 | 0 | 0 | 0 | 0 | 0 | 0 | 0 | 0 | 0 | 0 | 0 | 0 | 0 | 0 | 0 | 0 | 0 | 0 | 0 | 0 | 0 | 0 | 0 | 0 | 0 | 0 | 0 | 0 | 0 | 0 | 0 | 0 | 0 | 0 | 0 | 0 | 0 | 0 | 0 | 0 | 0 | 0 | 0 | 0 | 0 | 0 | 0 | 0 | 0 | 0 | 0 | 0 | 0 | 0 | 0 | 0 | 0 | 0 | 0 | 0 | 0 | 0 | 0 | 0 | 0 | 0 | 0 | 0 | 0 | 0 | 0 | 0 | 0 | 0 | 0 | 0 | 0 | 0 | 0 | 0 | 0 | 0 | 0 | 0 | 0 | 0 | 0 | 0 | 0 | 0 | 0 | 0 | 0 | 0 | 0 | 0 | 0 | 0 | 0 | 0 | 0 | 0 | 0 | 0 | 0 | 0 | 0 | 0 | 0 | 0 | 0 | 0 | 0 | 0 | 0 | 0 | 0 | 0 | 0 | 0 | 0 | 0 | 0 | 0 | 0 | 0 | 0 | 0 | 0 | 0 | 0 | 0 | 0 | 0 | 0 | 0 | 0 | 0 | 0 | 0 | 0 | 0 | 0 | 0 | 0 | 0 | 0 | 0 | 0 | 0 | 0 | 0 | 0 | 0 | 0 | 0 | 0 | 0 | 0 | 0 | 0 | 0 | 0 | 0 | 0 | 0 | 0 | 0 | 0 | 0 | 0 | 0 | 0 | 0 | 0 | 0 | 0 | 0 | 0 | 0 | 0 | 0 | 0 | 0 | 0 | 0 | 0 | 0 | 0 | 0 | 0 | 0 | 0 | 0 | 0 | 0 | 0 | 0 | 0 | 0 | 0 | 0 | 0 | 0 | 0 | 0 | 0 | 0 | 0 | 0 | 0 | 0 | 0 | 0 | 0 | 0 | 0 | 0 | 0 | 0 | 0 | 0 | 0 | 0 | 0 | 0 | 0 | 0 | 0 | 0 | 0 | 0 | 0 | 0 | 0 | 0 | 0 | 0 | 0 | 0 | 0 | 0 | 0 | 0 | 0 | 0 | 0 | 0 | 0 | 0 | 0 | 0 | 0 | 0 | 0 | 0 | 0 | 0 | 0 | 0 | 0 | 0 | 0 | 0 | 0 | 0 | 0 | 0 | 0 | 0 | 0 | 0 | 0 | 0 | 0 | 0 | 0 | 0 | 0 | 0 | 0 | 0 | 0 | 0 | 0 | 0 | 0 | 0 | 0 | 0 | 0 | 0 | 0 | 0 | 0 | 0 | 0 | 0 | 0 | 0 | 0 | 0 | 0 | 0 | 0 | 0 | 0 | 0 | 0 | 0 | 0 | 0 | 0 | 0 | 0 | 0 | 0 | 0 | 0 | 0 | 0 | 0 | 0 | 0 | 0 | 0 | 0 | 0 | 0 | 0 | 0 | 0 | 0 | 0 | 0 | 0 | 0 | 0 | 0 | 0 | 0 | 0 | 0 | 0 | 0 | 0 | 0 | 0 | 0 | 0 | 0 | 0 | 0 | 0 | 0 | 0 | 0 | 0 | 0 | 0 | 0 | 0 | 0 | 0 | 0 | 0 | 0 | 0 | 0 | 0 | 0 | 0 | 0 | 0 | 0 | 0 | 0 | 0 | 0 | 0 | 0 | 0 | 0 | 0 | 0 | 0 | 0 | 0 | 0 | 0 | 0 | 0 | 0 | 0 | 0 | 0 | 0 | 0 | 0 | 0 | 0 | 0 | 0 | 0 | 0 | 0 | 0 | 0 | 0 | 0 | 0 | 0 | 0 | 0 | 0 | 0 | 0 | 0 | 0 | 0 | 0 | 0 | 0 | 0 | 0 | 0 | 0 | 0 | 0 | 0 | 0 | 0 | 0 | 0 | 0 | 0 | 0 | 0 | 0 | 0 | 0 | 0 | 0 | 0 | 0 | 0 | 0 | 0 | 0 | 0 | 0 | 0 | 0 | 0 | 0 | 0 | 0 | 0 | 0 | 0 | 0 | 0 | 0 | 0 | 0 | 0 | 0 | 0 | 0 | 0 | 0 | 0 | 0 | 0 | 0 | 0 | 0 | 0 | 0 | 0 | 0 | 0 | 0 | 0 | 0 | 0 | 0 | 0 | 0 | 0 | 0 | 0 | 0 | 0 | 0 | 0 | 0 | 0 | 0 | 0 | 0 | 0 | 0 | 0 | 0 | 0 | 0 | 0 | 0 | 0 | 0 | 0 | 0 | 0 | 0 | 0 | 0 | 0 | 0 | 0 | 0 | 0 | 0 | 0 | 0 | 0 | 0 | 0 | 0 | 0 | 0 | 0 | 0 | 0 | 0 | 0 | 0 | 0 | 0 | 0 | 0 | 0 | 0 | 0 | 0 | 0 | 0 | 0 | 0 | 0 | 0 | 0 | 0 | 0 | 0 | 0 | 0 | 0 | 0 | 0 | 0 | 0 | 0 | 0 | 0 | 0 | 0 | 0 | 0 | 0 | 0 | 0 | 0 | 0 | 0 | 0 | 0 | 0 | 0 | 0 | 0 | 0 | 0 | 0 | 0 | 0 | 0 | 0 | 0 | 0 | 0 | 0 | 0 | 0 | 0 | 0 | 0 | 0 | 0 | 0 | 0 | 0 | 0 | 0 | 0 | 0 | 0 | 0 | 0 | 0 | 0 | 0 | 0 | 0 | 0 | 0 | 0 | 0 | 0 | 0 | 0 | 0 | 0 | 0 | 0 | 0 | 0 | 0 | 0 | 0 | 0 | 0 | 0 | 0 | 0 | 0 | 0 | 0 | 0 | 0 | 0 | 0 | 0 | 0 | 0 | 0 | 0 | 0 | 0 | 0 | 0 | 0 | 0 | 0 | 0 | 0 | 0 | 0 | 0 | 0 | 0 | 0 | 0 | 0 | 0 | 0 | 0 | 0 | 0 | 0 | 0 | 0 | 0 | 0 | 0 | 0 | 0 | 0 | 0 | 0 | 0 | 0 | 0 | 0 | 0 | 0 | 0 | 0 | 0 | 0 | 0 | 0 | 0 | 0 | 0 | 0 | 0 | 0 | 0 | 0 | 0 | 0 | 0 | 0 | 0 | 0 | 0 | 0 | 0 | 0 | 0 | 0 | 0 | 0 | 0 | 0 | 0 | 0 | 0 | 0 | 0 | 0 | 0 | 0 | 0 | 0 | 0 | 0 | 0 | 0 | 0 | 0 | 0 | 0 | 0 | 0 | 0 | 0 | 0 | 0 | 0 | 0 | 0 | 0 | 0 | 0 | 0 | 0 | 0 | 0 | 0 | 0 | 0 | 0 | 0 | 0 | 0 | 0 | 0 | 0 | 0 | 0 | 0 | 0 | 0 | 0 | 0 | 0 | 0 | 0 | 0 | 0 | 0 | 0 | 0 | 0 | 0 | 0 | 0 | 0 | 0 | 0 | 0 | 0 | 0 | 0 | 0 | 0 | 0 | 0 | 0 | 0 | 0 | 0 | 0 | 0 | 0 | 0 | 0 | 0 | 0 | 0 | 0 | 0 | 0 | 0 | 0 | 0 | 0 | 0 | 0 | 0 | 0 | 0 | 0 | 0 | 0 | 0 | 0 | 0 | 0 | 0 | 0 | 0 | 0 | 0 | 0 | 0 | 0 | 0 | 0 | 0 | 0 | 0 | 0 | 0 | 0 | 0 | 0 | 0 | 0 | 0 | 0 | 0 | 0 | 0 | 0 | 0 | 0 | 0 | 0 | 0 | 0 | 0 | 0 | 0 | 0 | 0 | 0 | 0 | 0 | 0 | 0 | 0 | 0 | 0 | 0 | 0 | 0 | 0 | 0 | 0 | 0 | 0 | 0 | 0 | 0 | 0 | 0 | 0 | 0 | 0 | 0 | 0 | 0 | 0 | 0 | 0 | 0 | 0 | 0 | 0 | 0 | 0 | 0 | 0 | 0 | 0 | 0 | 0 | 0 | 0 | 0 | 0 | 0 | 0 | 0 | 0 | 0 | 0 | 0 | 0 | 0 | 0 | 0 | 0 | 0 | 0 | 0 | 0 | 0 | 0 | 0 | 0 | 0 | 0 | 0 | 0 | 0 | 0 | 0 | 0 | 0 | 0 | 0 | 0 | 0 | 0 | 0 | 0 | 0 | 0 | 0 | 0 | 0 | 0 | 0 | 0 | 0 | 0 | 0 | 0 | 0 | 0 | 0 | 0 | 0 | 0 | 0 | 0 | 0 | 0 | 0 | 0 | 0 | 0 | 0 | 0 | 0 | 0 | 0 | 0 | 0 | 0 | 0 | 0 | 0 | 0 | 0 | 0 | 0 | 0 | 0 | 0 | 0 | 0 | 0 | 0 | 0 | 0 | 0 | 0 | 0 | 0 | 0 | 0 | 0 | 0 | 0 | 0 | 0 | 0 | 0 | 0 | 0 | 0 | 0 | 0 | 0 | 0 | 0 | 0 | 0 | 0 | 0 | 0 | 0 | 0 | 0 | 0 | 0 | 0 | 0 | 0 | 0 | 0 | 0 | 0 | 0 | 0 | 0 | 0 | 0 | 0 | 0 | 0 | 0 | 0 | 0 | 0 | 0 | 0 | 0 | 0 | 0 | 0 | 0 | 0 | 0 | 0 | 0 | 0 | 0 | 0 | 0 | 0 | 0 | 0 | 0 | 0 | 0 | 0 | 0 | 0 | 0 | 0 | 0 | 0 | 0 | 0 | 0 | 0 | 0 | 0 | 0 | 0 | 0 | 0 | 0 | 0 | 0 | 0 | 0 | 0 | 0 | 0 | 0 | 0 | 0 | 0 | 0 | 0 | 0 | 0 | 0 | 0 | 0 | 0 | 0 | 0 | 0 | 0 | 0 | 0 | 0 | 0 | 0 | 0 | 0 | 0 | 0 | 0 | 0 | 0 | 0 | 0 | 0 | 0 | 0 | 0 | 0 | 0 | 0 | 0 | 0 | 0 | 0 | 0 | 0 | 0 | 0 | 0 | 0 | 0 | 0 | 0 | 0 | 0 | 0 | 0 | 0 | 0 | 0 | 0 | 0 | 0 | 0 | 0 | 0 | 0 | 0 | 0 | 0 | 0 | 0 | 0 | 0 | 0 | 0 | 0 | 0 | 0 | 0 | 0 | 0 | 0 | 0 | 0 | 0 | 0 | 0 | 0 | 0 | 0 | 0 | 0 | 0 | 0 | 0 | 0 | 0 | 0 | 0 | 0 | 0 | 0 | 0 | 0 | 0 | 0 | 0 | 0 | 0 | 0 | 0 | 0 | 0 | 0 | 0 | 0 | 0 | 0 | 0 | 0 | 0 | 0 | 0 | 0 | 0 | 0 | 0 | 0 | 0 | 0 | 0 | 0 | 0 | 0 | 0 | 0 | 0 | 0 | 0 | 0 | 0 | 0 | 0 | 0 | 0 | 0 | 0 | 0 | 0 | 0 | 0 | 0 | 0 | 0 | 0 | 0 | 0 | 0 | 0 | 0 | 0 | 0 | 0 | 0 | 0 | 0 | 0 | 0 | 0 | 0 | 0 | 0 | 0 | 0 | 0 | 0 | 0 | 0 | 0 | 0 | 0 | 0 | 0 | 0 | 0 | 0 | 0 | 0 | 0 | 0 | 0 | 0 | 0 | 0 | 0 | 0 | 0 | 0 | 0 | 0 | 0 | 0 | 0 | 0 | 0 | 0 | 0 | 0 | 0 | 0 | 0 | 0 | 0 | 0 | 0 | 0 | 0 | 0 | 0 | 0 | 0 | 0 | 0 | 0 | 0 | 0 | 0 | 0 | 0 | 0 | 0 | 0 | 0 | 0 | 0 | 0 | 0 | 0 | 0 | 0 | 0 | 0 | 0 | 0 | 0 | 0 | 0 | 0 | 0 | 0 | 0 | 0 | 0 | 0 | 0 | 0 | 0 | 0 | 0 | 0 | 0 | 0 | 0 | 0 | 0 | 0 | 0 | 0 | 0 | 0 | 0 | 0 | 0 | 0 | 0 | 0 | 0 | 0 | 0 | 0 | 0 | 0 | 0 | 0 | 0 | 0 | 0 | 0 | 0 | 0 | 0 | 0 | 0 | 0 | 0 | 0 | 0 | 0 | 0 | 0 | 0 | 0 | 0 | 0 | 0 | 0 | 0 | 0 | 0 | 0 | 0 | 0 | 0 | 0 | 0 | 0 | 0 | 0 | 0 | 0 | 0 | 0 | 0 | 0 | 0 | 0 | 0 | 0 | 0 | 0 | 0 | 0 | 0 | 0 | 0 | 0 | 0 | 0 | 0 | 0 | 0 | 0 | 0 | 0 | 0 | 0 | 0 | 0 | 0 | 0 | 0 | 0 | 0 | 0 | 0 | 0 | 0 | 0 | 0 | 0 | 0 | 0 | 0 | 0 | 0 | 0 | 0 | 0 | 0 | 0 | 0 | 0 | 0 | 0 | 0 | 0 | 0 | 0 | 0 | 0 | 0 | 0 | 0 | 0 | 0 | 0 | 0 | 0 | 0 | 0 | 0 | 0 | 0 | 0 | 0 | 0 | 0 | 0 | 0 | 0 | 0 | 0 | 0 | 0 | 0 | 0 | 0 | 0 | 0 | 0 | 0 | 0 | 0 | 0 | 0 | 0 | 0 | 0 | 0 | 0 | 0 | 0 | 0 | 0 | 0 | 0 | 0 | 0 | 0 | 0 | 0 | 0 | 0 | 0 | 0 | 0 | 0 | 0 | 0 | 0 | 0 | 0 | 0 | 0 | 0 | 0 | 0 | 0 | 0 | 0 | 0 | 0 | 0 | 0 | 0 | 0 | 0 | 0 | 0 | 0 | 0 | 0 | 0 | 0 | 0 | 0 | 0 | 0 | 0 | 0 | 0 | 0 | 0 | 0 | 0 | 0 | 0 | 0 | 0 | 0 | 0 | 0 | 0 | 0 | 0 | 0 | 0 | 0 | 0 | 0 | 0 | 0 | 0 | 0 | 0 | 0 | 0 | 0 | 0 | 0 | 0 | 0 | 0 | 0 | 0 | 0 | 0 | 0 | 0 | 0 | 0 | 0 | 0 | 0 | 0 | 0 | 0 | 0 | 0 | 0 | 0 | 0 | 0 | 0 | 0 | 0 | 0 | 0 | 0 | 0 | 0 | 0 | 0 | 0 | 0 | 0 | 0 | 0 | 0 | 0 | 0 | 0 | 0 | 0 | 0 | 0 | 0 | 0 | 0 | 0 | 0 | 0 | 0 | 0 | 0 | 0 | 0 | 0 | 0 | 0 | 0 | 0 | 0 | 0 | 0 | 0 | 0 | 0 | 0 | 0 | 0 | 0 | 0 | 0 | 0 | 0 | 0 | 0 | 0 | 0 | 0 | 0 | 0 | 0 | 0 | 0 | 0 | 0 | 0 | 0 | 0 | 0 | 0 | 0 | 0 | 0 | 0 | 0 | 0 | 0 | 0 | 0 | 0 | 0 | 0 | 0 | 0 | 0 | 0 | 0 | 0 | 0 | 0 | 0 | 0 | 0 | 0 | 0 | 0 | 0 | 0 | 0 | 0 | 0 | 0 | 0 | 0 | 0 | 0 | 0 | 0 | 0 | 0 | 0 | 0 | 0 | 0 | 0 | 0 | 0 | 0 | 0 | 0 | 0 | 0 | 0 | 0 | 0 | 0 | 0 | 0 | 0 | 0 | 0 | 0 | 0 | 0 | 0 | 0 | 0 | 0 | 0 | 0 | 0 | 0 | 0 | 0 | 0 | 0 | 0 | 0 | 0 | 0 | 0 | 0 | 0 | 0 | 0 | 0 | 0 | 0 | 0 | 0 | 0 | 0 | 0 | 0 | 0 | 0 | 0 | 0 | 0 | 0 | 0 | 0 | 0 | 0 | 0 | 0 | 0 | 0 | 0 | 0 | 0 | 0 | 0 | 0 | 0 | 0 | 0 | 0 | 0 | 0 | 0 | 0 | 0 | 0 | 0 | 0 | 0 | 0 | 0 | 0 | 0 | 0 | 0 | 0 | 0 | 0 | 0 | 0 | 0 | 0 | 0 | 0 | 0 | 0 | 0 | 0 | 0 | 0 | 0 | 0 | 0 | 0 | 0 | 0 | 0 | 0 | 0 | 0 | 0 | 0 | 0 | 0 | 0 | 0 | 0 | 0 | 0 | 0 | 0 | 0 | 0 | 0 | 0 | 0 | 0 | 0 | 0 | 0 | 0 | 0 | 0 | 0 | 0 | 0 | 0 | 0 | 0 | 0 | 0 | 0 | 0 | 0 | 0 | 0 | 0 | 0 | 0 | 0 | 0 | 0 | 0 | 0 | 0 | 0 | 0 | 0 | 0 | 0 | 0 | 0 | 0 | 0 | 0 | 0 | 0 | 0 | 0 | 0 | 0 | 0 | 0 | 0 | 0 | 0 | 0 | 0 | 0 | 0 | 0 | 0 | 0 | 0 | 0 | 0 | 0 | 0 | 0 | 0 | 0 | 0 | 0 | 0 | 0 | 0 | 0 | 0 | 0 | 0 | 0 | 0 | 0 | 0 | 0 | 0 | 0 | 0 | 0 | 0 | 0 | 0 | 0 | 0 | 0 | 0 | 0 | 0 | 0 | 0 | 0 | 0 | 0 | 0 | 0 | 0 | 0 | 0 | 0 | 0 | 0 | 0 | 0 | 0 | 0 | 0 | 0 | 0 | 0 | 0 | 0 | 0 | 0 | 0 | 0 | 0 | 0 | 0 | 0 | 0 | 0 | 0 | 0 | 0 | 0 | 0 | 0 | 0 | 0 | 0 | 0 | 0 | 0 | 0 | 0 | 0 | 0 | 0 | 0 | 0 | 0 | 0 | 0 | 0 | 0 | 0 | 0 | 0 | 0 | 0 | 0 | 0 | 0 | 0 | 0 | 0 | 0 | 0 | 0 | 0 | 0 | 0 | 0 | 0 | 0 | 0 | 0 | 0 | 0 | 0 | 0 | 0 | 0 | 0 | 0 | 0 | 0 | 0 | 0 | 0 | 0 | 0 | 0 | 0 | 0 | 0 | 0 | 0 | 0 | 0 | 0 | 0 | 0 | 0 | 0 | 0 | 0 | 0 | 0 | 0 | 0 | 0 | 0 | 0 | 0 | 0 | 0 | 0 | 0 | 0 | 0 | 0 | 0 | 0 | 0 | 0 | 0 | 0 | 0 | 0 | 0 | 0 | 0 | 0 | 0 | 0 | 0 | 0 | 0 | 0 | 0 | 0 | 0 | 0 | 0 | 0 | 0 | 0 | 0 | 0 | 0 | 0 | 0 | 0 | 0 | 0 | 0 | 0 | 0 | 0 | 0 | 0 | 0 | 0 | 0 | 0 | 0 | 0 | 0 | 0 | 0 | 0 | 0 | 0 | 0 | 0 | 0 | 0 | 0 | 0 | 0 | 0 | 0 | 0 | 0 | 0 | 0 | 0 | 0 | 0 | 0 | 0 | 0 | 0 | 0 | 0 | 0 | 0 | 0 | 0 | 0 | 0 | 0 | 0 | 0 | 0 | 0 | 0 | 0 | 0 | 0 | 0 | 0 | 0 | 0 | 0 | 0 | 0 | 0 | 0 | 0 | 0 | 0 | 0 | 0 | 0 | 0 | 0 | 0 | 0 | 0 | 0 | 0 | 0 | 0 | 0 | 0 | 0 | 0 | 0 | 0 | 0 | 0 | 0 | 0 | 0 | 0 | 0 | 0 | 0 | 0 | 0 | 0 | 0 | 0 | 0 | 0 | 0 | 0 | 0 | 0 | 0 | 0 | 0 | 0 | 0 | 0 | 0 | 0 | 0 | 0 | 0 | 0 | 0 | 0 | 0 | 0 | 0 | 0 | 0 | 0 | 0 | 0 | 0 | 0 | 0 | 0 | 0 | 0 | 0 | 0 | 0 | 0 | 0 | 0 | 0 | 0 | 0 | 0 | 0 | 0 | 0 | 0 | 0 | 0 | 0 | 0 | 0 | 0 | 0 | 0 | 0 | 0 | 0 | 0 | 0 | 0 | 0 | 0 | 0 | 0 | 0 | 0 | 0 | 0 | 0 | 0 | 0 | 0 | 0 | 0 | 0 | 0 | 0 | 0 | 0 | 0 | 0 | 0 | 0 | 0 | 0 | 0 | 0 | 0 | 0 | 0 | 0 | 0 | 0 | 0 | 0 | 0 | 0 | 0 | 0 | 0 | 0 | 0 | 0 | 0 | 0 | 0 | 0 | 0 | 0 | 0 | 0 | 0 | 0 | 0 | 0 | 0 | 0 | 0 | 0 | 0 | 0 | 0 | 0 | 0 | 0 | 0 | 0 | 0 | 0 | 0 | 0 | 0 | 0 | 0 | 0 | 0 | 0 | 0 | 0 | 0 | 0 | 0 | 0 | 0 | 0 | 0 | 0 | 0 | 0 | 0 | 0 | 0 | 0 | 0 | 0 | 0 | 0 | 0 | 0 | 0 | 0 | 0 | 0 | 0 | 0 | 0 | 0 | 0 | 0 | 0 | 0 | 0 | 0 | 0 | 0 | 0 | 0 | 0 | 0 | 0 | 0 | 0 | 0 | 0 | 0 | 0 | 0 | 0 | 0 | 0 | 0 | 0 | 0 | 0 | 0 | 0 | 0 | 0 | 0 | 0 | 0 | 0 | 0 | 0 | 0 | 0 | 0 | 0 | 0 | 0 | 0 | 0 | 0 | 0 | 0 | 0 | 0 | 0 | 0 | 0 | 0 | 0 | 0 | 0 | 0 | 0 | 0 | 0 | 0 | 0 | 0 | 0 | 0 | 0 | 0 | 0 | 0 | 0 | 0 | 0 | 0 | 0 | 0 | 0 | 0 | 0 | 0 | 0 | 0 | 0 | 0 | 0 | 0 | 0 | 0 | 0 | 0 | 0 | 0 | 0 | 0 | 0 | 0 | 0 | 0 | 0 | 0 | 0 | 0 | 0 | 0 | 0 | 0 | 0 | 0 | 0 | 0 | 0 | 0 | 0 | 0 | 0 | 0 | 0 | 0 | 0 | 0 | 0 | 0 | 0 | 0 | 0 | 0 | 0 | 0 | 0 | 0 | 0 | 0 | 0 | 0 | 0 | 0 | 0 | 0 | 0 | 0 | 0 | 0 | 0 | 0 | 0 | 0 | 0 | 0 | 0 | 0 | 0 | 0 | 0 | 0 | 0 | 0 | 0 | 0 | 0 | 0 | 0 | 0 | 0 | 0 | 0 | 0 | 0 | 0 | 0 | 0 | 0 | 0 | 0 | 0 | 0 | 0 | 0 | 0 | 0 | 0 | 0 | 0 | 0 | 0 | 0 | 0 | 0 | 0 | 0 | 0 | 0 | 0 | 0 | 0 | 0 | 0 | 0 | 0 | 0 | 0 | 0 | 0 | 0 | 0 | 0 | 0 | 0 | 0 | 0 | 0 | 0 | 0 | 0 | 0 | 0 | 0 | 0 | 0 | 0 | 0 | 0 | 0 | 0 | 0 | 0 | 0 | 0 | 0 | 0 | 0 | 0 | 0 | 0 | 0 | 0 | 0 | 0 | 0 | 0 | 0 | 0 | 0 | 0 | 0 | 0 | 0 | 0 | 0 | 0 | 0 | 0 | 0 | 0 | 0 | 0 | 0 | 0 | 0 | 0 | 0 | 0 | 0 | 0 | 0 | 0 | 0 | 0 | 0 | 0 | 0 | 0 | 0 | 0 | 0 | 0 | 0 | 0 | 0 | 0 | 0 | 0 | 0 | 0 | 0 | 0 | 0 | 0 | 0 | 0 | 0 | 0 | 0 | 0 | 0 | 0 | 0 | 0 | 0 | 0 | 0 | 0 | 0 | 0 | 0 | 0 | 0 | 0 | 0 | 0 | 0 | 0 | 0 | 0 | 0 | 0 | 0 | 0 | 0 | 0 | 0 | 0 | 0 | 0 | 0 | 0 | 0 | 0 | 0 | 0 | 0 | 0 | 0 | 0 | 0 | 0 | 0 | 0 | 0 | 0 | 0 | 0 | 0 | 0 | 0 | 0 | 0 | 0 | 0 | 0 | 0 | 0 | 0 | 0 | 0 | 0 | 0 | 0 | 0 | 0 | 0 | 0 | 0 | 0 | 0 | 0 | 0 | 0 | 0 | 0 | 0 | 0 | 0 | 0 | 0 | 0 | 0 | 0 | 0 | 0 | 0 | 0 | 0 | 0 | 0 | 0 | 0 | 0 | 0 | 0 | 0 | 0 | 0 | 0 | 0 | 0 | 0 | 0 | 0 | 0 | 0 | 0 | 0 | 0 | 0 | 0 | 0 | 0 | 0 | 0 | 0 | 0 | 0 | 0 | 0 | 0 | 0 | 0 | 0 | 0 | 0 | 0 | 0 | 0 | 0 | 0 | 0 | 0 | 0 | 0 | 0 | 0 | 0 | 0 | 0 | 0 | 0 | 0 | 0 | 0 | 0 | 0 | 0 | 0 | 0 | 0 | 0 | 0 | 0 | 0 | 0 | 0 | 0 | 0 | 0 | 0 | 0 | 0 | 0 | 0 | 0 | 0 | 0 | 0 | 0 | 0 | 0 | 0 | 0 | 0 | 0 | 0 | 0 | 0 | 0 | 0 | 0 | 0 | 0 | 0 | 0 | 0 | 0 | 0 | 0 | 0 | 0 | 0 | 0 | 0 | 0 | 0 | 0 | 0 | 0 | 0 | 0 | 0 | 0 | 0 | 0 | 0 | 0 | 0 | 0 | 0 | 0 | 0 | 0 | 0 | 0 | 0 | 0 | 0 | 0 | 0 | 0 | 0 | 0 | 0 | 0 | 0 | 0 | 0 | 0 | 0 | 0 | 0 | 0 | 0 | 0 | 0 | 0 | 0 | 0 | 0 | 0 | 0 | 0 | 0 | 0 | 0 | 0 | 0 | 0 | 0 | 0 | 0 | 0 | 0 | 0 | 0 | 0 | 0 | 0 | 0 | 0 | 0 | 0 | 0 | 0 | 0 | 0 | 0 | 0 | 0 | 0 | 0 | 0 | 0 | 0 | 0 | 0 | 0 | 0 | 0 | 0 | 0 | 0 | 0 | 0 | 0 | 0 | 0 | 0 | 0 | 0 | 0 | 0 | 0 | 0 | 0 | 0 | 0 | 0 | 0 | 0 | 0 | 0 | 0 | 0 | 0 | 0 | 0 | 0 | 0 | 0 | 0 | 0 | 0 | 0 | 0 | 0 | 0 | 0 | 0 | 0 | 0 | 0 | 0 | 0 | 0 | 0 | 0 | 0 | 0 | 0 | 0 | 0 | 0 | 0 | 0 | 0 | 0 | 0 | 0 | 0 | 0 | 0 | 0 | 0 | 0 | 0 | 0 | 0 | 0 | 0 | 0 | 0 | 0 | 0 | 0 | 0 | 0 | 0 | 0 | 0 | 0 | 0 | 0 | 0 | 0 | 0 | 0 | 0 | 0 | 0 | 0 | 0 | 0 | 0 | 0 | 0 | 0 | 0 | 0 | 0 | 0 | 0 | 0 | 0 | 0 | 0 | 0 | 0 | 0 | 0 | 0 | 0 | 0 | 0 | 0 | 0 | 0 | 0 | 0 | 0 | 0 | 0 | 0 | 0 | 0 | 0 | 0 | 0 | 0 | 0 | 0 | 0 | 0 | 0 | 0 | 0 | 0 | 0 | 0 | 0 | 0 | 0 | 0 | 0 | 0 | 0 | 0 | 0 | 0 | 0 | 0 | 0 | 0 | 0 | 0 | 0 | 0 | 0 | 0 | 0 | 0 | 0 | 0 | 0 | 0 | 0 | 0 | 0 | 0 | 0 | 0 | 0 | 0 | 0 | 0 | 0 | 0 | 0 | 0 | 0 | 0 | 0 | 0 | 0 | 0 | 0 | 0 | 0 | 0 | 0 | 0 | 0 | 0 | 0 | 0 | 0 | 0 | 0 | 0 | 0 | 0 | 0 | 0 | 0 | 0 | 0 | 0 | 0 | 0 | 0 | 0 | 0 | 0 | 0 | 0 | 0 | 0 | 0 | 0 | 0 | 0 | 0 | 0 | 0 | 0 | 0 | 0 | 0 | 0 | 0 | 0 | 0 | 0 | 0 | 0 | 0 | 0 | 0 | 0 | 0 | 0 | 0 | 0 | 0 | 0 | 0 | 0 | 0 | 0 | 0 | 0 | 0 | 0 | 0 | 0 | 0 | 0 | 0 | 0 | 0 | 0 | 0 | 0 | 0 | 0 | 0 | 0 | 0 | 0 | 0 | 0 | 0 | 0 | 0 | 0 | 0 | 0 | 0 | 0 | 0 | 0 | 0 | 0 | 0 | 0 | 0 | 0 | 0 | 0 | 0 | 0 | 0 | 0 | 0 | 0 | 0 | 0 | 0 | 0 | 0 | 0 | 0 | 0 | 0 | 0 | 0 | 0 | 0 | 0 | 0 | 0 | 0 | 0 | 0 | 0 | 0 | 0 | 0 | 0 | 0 | 0 | 0 | 0 | 0 | 0 | 0 | 0 | 0 | 0 | 0 | 0 | 0 | 0 | 0 | 0 | 0 | 0 | 0 | 0 | 0 | 0 | 0 | 0 | 0 | 0 | 0 | 0 | 0 | 0 | 0 | 0 | 0 | 0 | 0 | 0 | 0 | 0 | 0 | 0 | 0 | 0 | 0 | 0 | 0 | 0 | 0 | 0 | 0 | 0 | 0 | 0 | 0 | 0 | 0 | 0 | 0 | 0 | 0 | 0 | 0 | 0 | 0 | 0 | 0 | 0 | 0 | 0 | 0 | 0 | 0 | 0 | 0 | 0 | 0 | 0 | 0 | 0 | 0 | 0 | 0 | 0 | 0 | 0 | 0 | 0 | 0 | 0 | 0 | 0 | 0 | 0 | 0 | 0 | 0 | 0 | 0 | 0 | 0 | 0 | 0 | 0 | 0 | 0 | 0 | 0 | 0 | 0 | 0 | 0 | 0 | 0 | 0 | 0 | 0 | 0 | 0 | 0 | 0 | 0 | 0 | 0 | 0 | 0 | 0 | 0 | 0 | 0 | 0 | 0 | 0 | 0 | 0 | 0 | 0 | 0 | 0 | 0 | 0 | 0 | 0 | 0 | 0 | 0 | 0 | 0 | 0 | 0 | 0 | 0 | 0 | 0 | 0 | 0 | 0 | 0 | 0 | 0 | 0 | 0 | 0 | 0 | 0 | 0 | 0 | 0 | 0 | 0 | 0 | 0 | 0 | 0 | 0 | 0 | 0 | 0 | 0 | 0 | 0 | 0 | 0 | 0 | 0 | 0 | 0 | 0 | 0 | 0 | 0 | 0 | 0 | 0 | 0 | 0 | 0 | 0 | 0 | 0 | 0 | 0 | 0 | 0 | 0 | 0 | 0 | 0 | 0 | 0 | 0 | 0 | 0 | 0 | 0 | 0 | 0 | 0 | 0 | 0 | 0 | 0 | 0 | 0 | 0 | 0 | 0 | 0 | 0 | 0 | 0 | 0 | 0 | 0 | 0 | 0 | 0 | 0 | 0 | 0 | 0 | 0 | 0 | 0 | 0 | 0 | 0 | 0 | 0 | 0 | 0 | 0 | 0 | 0 | 0 | 0 | 0 | 0 | 0 | 0 | 0 | 0 | 0 | 0 | 0 | 0 | 0 | 0 | 0 | 0 | 0 | 0 | 0 | 0 | 0 | 0 | 0 | 0 | 0 | 0 | 0 | 0 | 0 | 0 | 0 | 0 | 0 | 0 | 0 | 0 | 0 | 0 | 0 | 0 | 0 | 0 | 0 | 0 | 0 | 0 | 0 | 0 | 0 | 0 | 0 | 0 | 0 | 0 | 0 | 0 | 0 | 0 | 0 | 0 | 0 | 0 | 0 | 0 | 0 | 0 | 0 | 0 | 0 | 0 | 0 | 0 | 0 | 0 | 0 | 0 | 0 | 0 | 0 | 0 | 0 | 0 | 0 | 0 | 0 | 0 | 0 | 0 | 0 | 0 | 0 | 0 | 0 | 0 | 0 | 0 | 0 | 0 | 0 | 0 | 0 | 0 | 0 | 0 | 0 | 0 | 0 | 0 | 0 | 0 | 0 | 0 | 0 | 0 | 0 | 0 | 0 | 0 | 0 | 0 | 0 | 0 | 0 | 0 | 0 | 0 | 0 | 0 | 0 | 0 | 0 | 0 | 0 | 0 | 0 | 0 | 0 | 0 | 0 | 0 | 0 | 0 | 0 | 0 | 0 | 0 | 0 | 0 | 0 | 0 | 0 | 0 | 0 | 0 | 0 | 0 | 0 | 0 | 0 | 0 | 0 | 0 | 0 | 0 | 0 | 0 | 0 | 0 | 0 | 0 | 0 | 0 | 0 | 0 | 0 | 0 | 0 | 0 | 0 | 0 | 0 | 0 | 0 | 0 | 0 | 0 | 0 | 0 | 0 | 0 | 0 | 0 | 0 | 0 | 0 | 0 | 0 | 0 | 0 | 0 | 0 | 0 | 0 | 0 | 0 | 0 | 0 | 0 | 0 | 0 | 0 | 0 | 0 | 0 | 0 | 0 | 0 | 0 | 0 | 0 | 0 | 0 | 0 | 0 | 0 | 0 | 0 | 0 | 0 | 0 | 0 | 0 | 0 | 0 | 0 | 0 | 0 | 0 | 0 | 0 | 0 | 0 | 0 | 0 | 0 | 0 | 0 | 0 | 0 | 0 | 0 | 0 | 0 | 0 | 0 | 0 | 0 | 0 | 0 | 0 | 0 | 0 | 0 | 0 | 0 | 0 | 0 | 0 | 0 | 0 | 0 | 0 | 0 | 0 | 0 | 0 | 0 | 0 | 0 | 0 | 0 | 0 | 0 | 0 | 0 | 0 | 0 | 0 | 0 | 0 | 0 | 0 | 0 | 0 | 0 | 0 | 0 | 0 | 0 | 0 | 0 | 0 | 0 | 0 | 0 | 0 | 0 | 0 | 0 | 0 | 0 | 0 | 0 | 0 | 0 | 0 | 0 | 0 | 0 | 0 | 0 | 0 | 0 | 0 | 0 | 0 | 0 | 0 | 0 | 0 | 0 | 0 | 0 | 0 | 0 | 0 | 0 | 0 | 0 | 0 | 0 | 0 | 0 | 0 | 0 | 0 | 0 | 0 | 0 | 0 | 0 | 0 | 0 | 0 | 0 | 0 | 0 | 0 | 0 | 0 | 0 | 0 | 0 | 0 | 0 | 0 | 0 | 0 | 0 | 0 | 0 | 0 | 0 | 0 | 0 | 0 | 0 | 0 | 0 | 0 | 0 | 0 | 0 | 0 | 0 | 0 | 0 | 0 | 0 | 0 | 0 | 0 | 0 | 0 | 0 | 0 | 0 | 0 | 0 | 0 | 0 | 0 | 0 | 0 | 0 | 0 | 0 | 0 | 0 | 0 | 0 | 0 | 0 | 0 | 0 | 0 | 0 | 0 | 0 | 0 | 0 | 0 | 0 | 0 | 0 | 0 | 0 | 0 | 0 | 0 | 0 | 0 | 0 | 0 | 0 | 0 | 0 | 0 | 0 | 0 | 0 | 0 | 0 | 0 | 0 | 0 | 0 | 0 | 0 | 0 | 0 | 0 | 0 | 0 | 0 | 0 | 0 | 0 | 0 | 0 | 0 | 0 | 0 | 0 | 0 | 0 | 0 | 0 | 0 | 0 | 0 | 0 | 0 | 0 | 0 | 0 | 0 | 0 | 0 | 0 | 0 | 0 | 0 | 0 | 0 | 0 | 0 | 0 | 0 | 0 | 0 | 0 | 0 | 0 | 0 | 0 | 0 | 0 | 0 | 0 | 0 | 0 | 0 | 0 | 0 | 0 | 0 | 0 | 0 | 0 | 0 | 0 | 0 | 0 | 0 | 0 | 0 | 0 | 0 | 0 | 0 | 0 | 0 | 0 | 0 | 0 | 0 | 0 | 0 | 0 | 0 | 0 | 0 | 0 | 0 | 0 | 0 | 0 | 0 | 0 | 0 | 0 | 0 | 0 | 0 | 0 | 0 | 0 | 0 | 0 | 0 | 0 | 0 | 0 | 0 | 0 | 0 | 0 | 0 | 0 | 0 | 0 | 0 | 0 | 0 | 0 | 0 | 0 | 0 | 0 | 0 | 0 | 0 | 0 | 0 | 0 | 0 | 0 | 0 | 0 | 0 | 0 | 0 | 0 | 0 | 0 | 0 | 0 | 0 | 0 | 0 | 0 | 0 | 0 | 0 | 0 | 0 | 0 | 0 | 0 | 0 | 0 | 0 | 0 | 0 | 0 | 0 | 0 | 0 | 0 | 0 | 0 | 0 | 0 | 0 | 0 | 0 | 0 | 0 | 0 | 0 | 0 | 0 | 0 | 0 | 0 | 0 | 0 | 0 | 0 | 0 | 0 | 0 | 0 | 0 | 0 | 0 | 0 | 0 | 0 | 0 | 0 | 0 | 0 | 0 | 0 | 0 | 0 | 0 | 0 | 0 | 0 | 0 | 0 | 0 | 0 | 0 | 0 | 0 | 0 | 0 | 0 | 0 | 0 | 0 | 0 | 0 | 0 | 0 | 0 | 0 | 0 | 0 | 0 | 0 | 0 | 0 | 0 | 0 | 0 | 0 | 0 | 0 | 0 | 0 | 0 | 0 | 0 | 0 | 0 | 0 | 0 | 0 | 0 | 0 | 0 | 0 | 0 | 0 | 0 | 0 | 0 | 0 | 0 | 0 | 0 | 0 | 0 | 0 | 0 | 0 | 0 | 0 | 0 | 0 | 0 | 0 | 0 | 0 | 0 | 0 | 0 | 0 | 0 | 0 | 0 | 0 | 0 | 0 | 0 | 0 | 0 | 0 | 0 | 0 | 0 | 0 | 0 | 0 | 0 | 0 | 0 | 0 | 0 | 0 | 0 | 0 | 0 | 0 | 0 | 0 | 0 | 0 | 0 | 0 | 0 | 0 | 0 | 0 | 0 | 0 | 0 | 0 | 0 | 0 | 0 | 0 | 0 | 0 | 0 | 0 | 0 | 0 | 0 | 0 | 0 | 0 | 0 | 0 | 0 | 0 | 0 | 0 | 0 | 0 | 0 | 0 | 0 | 0 | 0 | 0 | 0 | 0 | 0 | 0 | 0 | 0 | 0 | 0 | 0 | 0 | 0 | 0 | 0 | 0 | 0 | 0 | 0 | 0 | 0 | 0 | 0 | 0 | 0 | 0 | 0 | 0 | 0 | 0 | 0 | 0 | 0 | 0 | 0 | 0 | 0 | 0 | 0 | 0 | 0 | 0 | 0 | 0 | 0 | 0 | 0 | 0 | 0 | 0 | 0 | 0 | 0 | 0 | 0 | 0 | 0 | 0 | 0 | 0 | 0 | 0 | 0 | 0 | 0 | 0 | 0 | 0 | 0 | 0 | 0 | 0 | 0 | 0 | 0 | 0 | 0 | 0 | 0 | 0 | 0 | 0 | 0 | 0 | 0 | 0 | 0 | 0 | 0 | 0 | 0 | 0 | 0 | 0 | 0 | 0 | 0 | 0 | 0 | 0 | 0 | 0 | 0 | 0 | 0 | 0 | 0 | 0 | 0 | 0 | 0 | 0 | 0 | 0 | 0 | 0 | 0 | 0 | 0 | 0 | 0 | 0 | 0 | 0 | 0 | 0 | 0 | 0 | 0 | 0 | 0 | 0 | 0 | 0 | 0 | 0 | 0 | 0 | 0 | 0 | 0 | 0 | 0 | 0 | 0 | 0 | 0 | 0 | 0 | 0 | 0 | 0 | 0 | 0 | 0 | 0 | 0 | 0 | 0 | 0 | 0 | 0 | 0 | 0 | 0 | 0 | 0 | 0 | 0 | 0 | 0 | 0 | 0 | 0 | 0 | 0 | 0 | 0 | 0 | 0 | 0 | 0 | 0 | 0 | 0 | 0 | 0 | 0 | 0 | 0 | 0 | 0 | 0 | 0 | 0 | 0 | 0 | 0 | 0 | 0 | 0 | 0 | 0 | 0 | 0 | 0 | 0 | 0 | 0 | 0 | 0 | 0 | 0 | 0 | 0 | 0 | 0 | 0 | 0 | 0 | 0 | 0 | 0 | 0 | 0 | 0 | 0 | 0 | 0 | 0 | 0 | 0 | 0 | 0 | 0 | 0 | 0 | 0 | 0 | 0 | 0 | 0 | 0 | 0 | 0 | 0 | 0 | 0 | 0 | 0 | 0 | 0 | 0 | 0 | 0 | 0 | 0 | 0 | 0 | 0 | 0 | 0 | 0 | 0 | 0 | 0 | 0 | 0 | 0 | 0 | 0 | 0 | 0 | 0 | 0 | 0 | 0 | 0 | 0 | 0 | 0 | 0 | 0 | 0 | 0 | 0 | 0 | 0 | 0 | 0 | 0 | 0 | 0 | 0 | 0 | 0 | 0 | 0 | 0 | 0 | 0 | 0 | 0 | 0 | 0 | 0 | 0 | 0 | 0 | 0 | 0 | 0 | 0 | 0 | 0 | 0 | 0 | 0 | 0 | 0 | 0 | 0 | 0 | 0 | 0 | 0 | 0 | 0 | 0 | 0 | 0 | 0 | 0 | 0 | 0 | 0 | 0 | 0 | 0 | 0 | 0 | 0 | 0 | 0 | 0 | 0 | 0 | 0 | 0 | 0 | 0 | 0 | 0 | 0 | 0 | 0 | 0 | 0 | 0 | 0 | 0 | 0 | 0 | 0 | 0 | 0 | 0 | 0 | 0 | 0 | 0 | 0 | 0 | 0 | 0 | 0 | 0 | 0 | 0 | 0 | 0 | 0 | 0 | 0 | 0 | 0 | 0 | 0 | 0 | 0 | 0 | 0 | 0 | 0 | 0 | 0 | 0 | 0 | 0 | 0 | 0 | 0 | 0 | 0 | 0 | 0 | 0 | 0 | 0 | 0 | 0 | 0 | 0 | 0 | 0 | 0 | 0 | 0 | 0 | 0 | 0 | 0 | 0 | 0 | 0 | 0 | 0 | 0 | 0 | 0 | 0 | 0 | 0 | 0 | 0 | 0 | 0 | 0 | 0 | 0 | 0 | 0 | 0 | 0 | 0 | 0 | 0 | 0 | 0 | 0 | 0 | 0 | 0 | 0 | 0 | 0 | 0 | 0 | 0 | 0 | 0 | 0 | 0 | 0 | 0 | 0 | 0 | 0 | 0 | 0 | 0 | 0 | 0 | 0 | 0 | 0 | 0 | 0 | 0 | 0 | 0 | 0 | 0 | 0 | 0 | 0 | 0 | 0 | 0 | 0 | 0 | 0 | 0 | 0 | 0 | 0 | 0 | 0 | 0 | 0 | 0 | 0 | 0 | 0 | 0 | 0 | 0 | 0 | 0 | 0 | 0 | 0 | 0 | 0 | 0 | 0 | 0 | 0 | 0 | 0 | 0 | 0 | 0 | 0 | 0 | 0 | 0 | 0 | 0 | 0 | 0 | 0 | 0 | 0 | 0 | 0 | 0 | 0 | 0 | 0 | 0 | 0 | 0 | 0 | 0 | 0 | 0 | 0 | 0 | 0 | 0 | 0 | 0 | 0 | 0 | 0 | 0 | 0 | 0 | 0 | 0 | 0 | 0 | 0 | 0 | 0 | 0 | 0 | 0 | 0 | 0 | 0 | 0 | 0 | 0 | 0 | 0 | 0 | 0 | 0 | 0 | 0 | 0 | 0 | 0 | 0 | 0 | 0 | 0 | 0 | 0 | 0 | 0 | 0 | 0 | 0 | 0 | 0 | 0 | 0 | 0 | 0 | 0 | 0 | 0 | 0 | 0 | 0 | 0 | 0 | 0 | 0 | 0 | 0 | 0 | 0 | 0 | 0 | 0 | 0 | 0 | 0 | 0 | 0 | 0 | 0 | 0 | 0 | 0 | 0 | 0 | 0 | 0 | 0 | 0 | 0 | 0 | 0 | 0 | 0 | 0 | 0 | 0 | 0 | 0 | 0 | 0 | 0 | 0 | 0 | 0 | 0 | 0 | 0 | 0 | 0 | 0 | 0 | 0 | 0 | 0 | 0 | 0 | 0 | 0 | 0 | 0 | 0 | 0 | 0 | 0 | 0 | 0 | 0 | 0 | 0 | 0 | 0 | 0 | 0 | 0 | 0 | 0 | 0 | 0 | 0 | 0 | 0 | 0 | 0 | 0 | 0 | 0 | 0 | 0 | 0 | 0 | 0 | 0 | 0 | 0 | 0 | 0 | 0 | 0 | 0 | 0 | 0 | 0 | 0 | 0 | 0 | 0 | 0 | 0 | 0 | 0 | 0 | 0 | 0 | 0 | 0 | 0 | 0 | 0 | 0 | 0 | 0 | 0 | 0 | 0 | 0 | 0 | 0 | 0 | 0 | 0 | 0 | 0 | 0 | 0 | 0 | 0 | 0 | 0 | 0 | 0 | 0 | 0 | 0 | 0 | 0 | 0 | 0 | 0 | 0 | 0 | 0 | 0 | 0 | 0 | 0 | 0 | 0 | 0 | 0 | 0 | 0 | 0 | 0 | 0 | 0 | 0 | 0 | 0 | 0 | 0 | 0 | 0 | 0 | 0 | 0 | 0 | 0 | 0 | 0 | 0 | 0 | 0 | 0 | 0 | 0 | 0 | 0 | 0 | 0 | 0 | 0 | 0 | 0 | 0 | 0 | 0 | 0 | 0 | 0 | 0 | 0 | 0 | 0 | 0 | 0 | 0 | 0 | 0 | 0 | 0 | 0 | 0 | 0 | 0 | 0 | 0 | 0 | 0 | 0 | 0 | 0 | 0 | 0 | 0 | 0 | 0 | 0 | 0 | 0 | 0 | 0 | 0 | 0 | 0 | 0 | 0 | 0 | 0 | 0 | 0 | 0 | 0 | 0 | 0 | 0 | 0 | 0 | 0 | 0 | 0 | 0 | 0 | 0 | 0 | 0 | 0 | 0 | 0 | 0 | 0 | 0 | 0 | 0 | 0 | 0 | 0 | 0 | 0 | 0 | 0 | 0 | 0 | 0 | 0 | 0 | 0 | 0 | 0 | 0 | 0 | 0 | 0 | 0 | 0 | 0 | 0 | 0 | 0 | 0 | 0 | 0 | 0 | 0 | 0 | 0 | 0 | 0 | 0 | 0 | 0 | 0 | 0 | 0 | 0 | 0 | 0 | 0 | 0 | 0 | 0 | 0 | 0 | 0 | 0 | 0 | 0 | 0 | 0 | 0 | 0 | 0 | 0 | 0 | 0 | 0 | 0 | 0 | 0 | 0 | 0 | 0 | 0 | 0 | 0 | 0 | 0 | 0 | 0 | 0 | 0 | 0 | 0 | 0 | 0 | 0 | 0 | 0 | 0 | 0 | 0 | 0 | 0 | 0 | 0 | 0 | 0 | 0 | 0 | 0 | 0 | 0 | 0 | 0 | 0 | 0 | 0 | 0 | 0 | 0 | 0 | 0 | 0 | 0 | 0 | 0 | 0 | 0 | 0 | 0 | 0 | 0 | 0 | 0 | 0 | 0 | 0 | 0 | 0 | 0 | 0 | 0 | 0 | 0 | 0 | 0 | 0 | 0 | 0 | 0 | 0 | 0 | 0 | 0 | 0 | 0 | 0 | 0 | 0 | 0 | 0 | 0 | 0 | 0 | 0 | 0 | 0 | 0 | 0 | 0 | 0 | 0 | 0 | 0 | 0 | 0 | 0 | 0 | 0 | 0 | 0 | 0 | 0 | 0 | 0 | 0 | 0 | 0 | 0 | 0 | 0 | 0 | 0 | 0 | 0 | 0 | 0 | 0 | 0 | 0 | 0 | 0 | 0 | 0 | 0 | 0 | 0 | 0 | 0 | 0 | 0 | 0 | 0 | 0 | 0 | 0 | 0 | 0 | 0 | 0 | 0 | 0 | 0 | 0 | 0 | 0 | 0 | 0 | 0 | 0 | 0 | 0 | 0 | 0 | 0 | 0 | 0 | 0 | 0 | 0 | 0 | 0 | 0 | 0 | 0 | 0 | 0 | 0 | 0 | 0 | 0 | 0 | 0 | 0 | 0 | 0 | 0 | 0 | 0 | 0 | 0 | 0 | 0 | 0 | 0 | 0 | 0 | 0 | 0 | 0 | 0 | 0 | 0 | 0 | 0 | 0 | 0 | 0 | 0 | 0 | 0 | 0 | 0 | 0 | 0 | 0 | 0 | 0 | 0 | 0 | 0 | 0 | 0 | 0 | 0 | 0 | 0 | 0 | 0 | 0 | 0 | 0 | 0 | 0 | 0 | 0 | 0 | 0 | 0 | 0 | 0 | 0 | 0 | 0 | 0 | 0 | 0 | 0 | 0 | 0 | 0 | 0 | 0 | 0 | 0 | 0 | 0 | 0 | 0 | 0 | 0 | 0 | 0 | 0 | 0 | 0 | 0 | 0 | 0 | 0 | 0 | 0 | 0 | 0 | 0 | 0 | 0 | 0 | 0 | 0 | 0 | 0 | 0 | 0 | 0 | 0 | 0 | 0 | 0 | 0 | 0 | 0 | 0 | 0 | 0 | 0 | 0 | 0 | 0 | 0 | 0 | 0 | 0 | 0 | 0 | 0 | 0 | 0 | 0 | 0 | 0 | 0 | 0 | 0 | 0 | 0 | 0 | 0 | 0 | 0 | 0 | 0 | 0 | 0 | 0 | 0 | 0 | 0 | 0 | 0 | 0 | 0 | 0 | 0 | 0 | 0 | 0 | 0 | 0 | 0 | 0 | 0 | 0 | 0 | 0 | 0 | 0 | 0 | 0 | 0 | 0 | 0 | 0 | 0 | 0 | 0 | 0 | 0 | 0 | 0 | 0 | 0 | 0 | 0 | 0 | 0 | 0 | 0 | 0 | 0 | 0 | 0 | 0 | 0 | 0 | 0 | 0 | 0 | 0 | 0 | 0 | 0 | 0 | 0 | 0 | 0 | 0 | 0 | 0 | 0 | 0 | 0 | 0 | 0 | 0 | 0 | 0 | 0 | 0 | 0 | 0 | 0 | 0 | 0 | 0 | 0 | 0 | 0 | 0 | 0 | 0 | 0 | 0 | 0 | 0 | 0 | 0 | 0 | 0 | 0 | 0 | 0 | 0 | 0 | 0 | 0 | 0 | 0 | 0 | 0 | 0 | 0 | 0 | 0 | 0 | 0 | 0 | 0 | 0 | 0 | 0 | 0 | 0 | 0 | 0 | 0 | 0 | 0 | 0 | 0 | 0 | 0 | 0 | 0 | 0 | 0 | 0 | 0 | 0 | 0 | 0 | 0 | 0 | 0 | 0 | 0 | 0 | 0 | 0 | 0 | 0 | 0 | 0 | 0 | 0 | 0 | 0 | 0 | 0 | 0 | 0 | 0 | 0 | 0 | 0 | 0 | 0 | 0 | 0 | 0 | 0 | 0 | 0 | 0 | 0 | 0 | 0 | 0 | 0 | 0 | 0 | 0 | 0 | 0 | 0 | 0 | 0 | 0 | 0 | 0 | 0 | 0 | 0 | 0 | 0 | 0 | 0 | 0 | 0 | 0 | 0 | 0 | 0 | 0 | 0 | 0 | 0 | 0 | 0 | 0 | 0 | 0 | 0 | 0 | 0 | 0 | 0 | 0 | 0 | 0 | 0 | 0 | 0 | 0 | 0 | 0 | 0 | 0 | 0 | 0 | 0 | 0 | 0 | 0 | 0 | 0 | 0 | 0 | 0 | 0 | 0 | 0 | 0 | 0 | 0 | 0 | 0 | 0 | 0 | 0 | 0 | 0 | 0 | 0 | 0 | 0 | 0 | 0 | 0 | 0 | 0 | 0 | 0 | 0 | 0 | 0 | 0 | 0 | 0 | 0 | 0 | 0 | 0 | 0 | 0 | 0 | 0 | 0 | 0 | 0 | 0 | 0 | 0 | 0 | 0 | 0 | 0 | 0 | 0 | 0 | 0 | 0 | 0 | 0 | 0 | 0 | 0 | 0 | 0 | 0 | 0 | 0 | 0 | 0 | 0 | 0 | 0 | 0 | 0 | 0 | 0 | 0 | 0 | 0 | 0 | 0 | 0 | 0 | 0 | 0 | 0 | 0 | 0 | 0 | 0 | 0 | 0 | 0 | 0 | 0 | 0 | 0 | 0 | 0 | 0 | 0 | 0 | 0 | 0 | 0 | 0 | 0 | 0 | 0 | 0 | 0 | 0 | 0 | 0 | 0 | 0 | 0 | 0 | 0 | 0 | 0 | 0 | 0 | 0 | 0 | 0 | 0 | 0 | 0 | 0 | 0 | 0 | 0 | 0 | 0 | 0 | 0 | 0 | 0 | 0 | 0 | 0 | 0 | 0 | 0 | 0 | 0 | 0 | 0 | 0 | 0 | 0 | 0 | 0 | 0 | 0 | 0 | 0 | 0 | 0 | 0 | 0 | 0 | 0 | 0 | 0 | 0 | 0 | 0 | 0 | 0 | 0 | 0 | 0 | 0 | 0 | 0 | 0 | 0 | 0 | 0 | 0 | 0 | 0 | 0 | 0 | 0 | 0 | 0 | 0 | 0 | 0 | 0 | 0 | 0 | 0 | 0 | 0 | 0 | 0 | 0 | 0 | 0 | 0 | 0 | 0 | 0 | 0 | 0 | 0 | 0 | 0 | 0 | 0 | 0 | 0 | 0 | 0 | 0 | 0 | 0 | 0 | 0 | 0 | 0 | 0 | 0 | 0 | 0 | 0 | 0 | 0 | 0 | 0 | 0 | 0 | 0 | 0 | 0 | 0 | 0 | 0 | 0 | 0 | 0 | 0 | 0 | 0 | 0 | 0 | 0 | 0 | 0 | 0 | 0 | 0 | 0 | 0 | 0 | 0 | 0 | 0 | 0 | 0 | 0 | 0 | 0 | 0 | 0 | 0 | 0 | 0 | 0 | 0 | 0 | 0 | 0 | 0 | 0 | 0 | 0 | 0 | 0 | 0 | 0 | 0 | 0 | 0 | 0 | 0 | 0 | 0 | 0 | 0 | 0 | 0 | 0 | 0 | 0 | 0 | 0 | 0 | 0 | 0 | 0 | 0 | 0 | 0 | 0 | 0 | 0 | 0 | 0 | 0 | 0 | 0 | 0 | 0 | 0 | 0 | 0 | 0 | 0 | 0 | 0 | 0 | 0 | 0 | 0 | 0 | 0 | 0 | 0 | 0 | 0 | 0 | 0 | 0 | 0 | 0 | 0 | 0 | 0 | 0 | 0 | 0 | 0 | 0 | 0 | 0 | 0 | 0 | 0 | 0 | 0 | 0 | 0 | 0 | 0 | 0 | 0 | 0 | 0 | 0 | 0 | 0 | 0 | 0 | 0 | 0 | 0 | 0 | 0 | 0 | 0 | 0 | 0 | 0 | 0 | 0 | 0 | 0 | 0 | 0 | 0 | 0 | 0 | 0 | 0 | 0 | 0 | 0 | 0 | 0 | 0 | 0 | 0 | 0 | 0 | 0 | 0 | 0 | 0 | 0 | 0 | 0 | 0 | 0 | 0 | 0 | 0 | 0 | 0 | 0 | 0 | 0 | 0 | 0 | 0 | 0 | 0 | 0 | 0 | 0 | 0 | 0 | 0 | 0 | 0 | 0 | 0 | 0 | 0 | 0 | 0 | 0 | 0 | 0 | 0 | 0 | 0 | 0 | 0 | 0 | 0 | 0 | 0 | 0 | 0 | 0 | 0 | 0 | 0 | 0 | 0 | 0 | 0 | 0 | 0 | 0 | 0 | 0 | 0 | 0 | 0 | 0 | 0 | 0 | 0 | 0 | 0 | 0 | 0 | 0 | 0 | 0 | 0 | 0 | 0 | 0 | 0 | 0 | 0 | 0 | 0 | 0 | 0 | 0 | 0 | 0 | 0 | 0 | 0 | 0 | 0 | 0 | 0 | 0 | 0 | 0 | 0 | 0 | 0 | 0 | 0 | 0 | 0 | 0 | 0 | 0 | 0 | 0 | 0 | 0 | 0 | 0 | 0 | 0 | 0 | 0 | 0 | 0 | 0 | 0 | 0 | 0 | 0 | 0 | 0 | 0 | 0 | 0 | 0 | 0 | 0 | 0 | 0 | 0 | 0 | 0 | 0 | 0 | 0 | 0 | 0 | 0 | 0 | 0 | 0 | 0 | 0 | 0 | 0 | 0 | 0 | 0 | 0 | 0 | 0 | 0 | 0 | 0 | 0 | 0 | 0 | 0 | 0 | 0 | 0 | 0 | 0 | 0 | 0 | 0 | 0 | 0 | 0 | 0 | 0 | 0 | 0 | 0 | 0 | 0 | 0 | 0 | 0 | 0
lung deposition fraction k | k | uniform | 0.43 | 0.65 | - | The fraction of inhaled aerosols that deposit in the respiratory tract of a susceptible individual | k | 0.50647 | 0.44083 | 0.60049 | 0.54835 | 0.64078 | 0.61011 | 0.57936 | 0.49875 | 0.53777 | 0.50998 | 0.62807 | 0.47712 | 0.58685 | 0.54249 | 0.49612 | 0.59342 | 0.44893 | 0.43751 | 0.62051 | 0.45846 | 0.46441 | 0.63867 | 0.50649 | 0.51913 | 0.62265 | 0.55508 | 0.54516 | 0.54589 | 0.52949 | 0.58967 | 0.48183 | 0.57637 | 0.63212 | 0.55135 | 0.43981 | 0.60929 | 0.56878 | 0.52975 | 0.48419 | 0.47313 | 0.60012 | 0.55689 | 0.4862 | 0.49405 | 0.62169 | 0.50345 | 0.49722 | 0.49653 | 0.47072 | 0.56803 | 0.52464 | 0.59099 | 0.5871 | 0.44425 | 0.45547 | 0.51159 | 0.64727 | 0.45085 | 0.57543 | 0.51039 | 0.51131 | 0.55617 | 0.54931 | 0.64503 | 0.57652 | 0.46306 | 0.45066 | 0.58866 | 0.46753 | 0.52566 | 0.63016 | 0.62596 | 0.51577 | 0.50885 | 0.47588 | 0.5109 | 0.58711 | 0.61996 | 0.43832 | 0.44918 | 0.50293 | 0.59884 | 0.43757 | 0.44057 | 0.48311 | 0.46959 | 0.49236 | 0.60917 | 0.53163 | 0.49445 | 0.54017 | 0.4576 | 0.59288 | 0.53855 | 0.52074 | 0.47861 | 0.54443 | 0.53162 | 0.60006 | 0.43856 | 0.6096 | 0.50141 | 0.61743 | 0.45489 | 0.59337 | 0.62785 | 0.45809 | 0.44788 | 0.53316 | 0.49678 | 0.52201 | 0.53012 | 0.46235 | 0.54946 | 0.58282 | 0.64276 | 0.51303 | 0.57107 | 0.4823 | 0.6319 | 0.52013 | 0.48559 | 0.48451 | 0.6233 | 0.5082 | 0.54754 | 0.50268 | 0.63738 | 0.4651 | 0.48774 | 0.63193 | 0.53551 | 0.44632 | 0.44964 | 0.59502 | 0.58459 | 0.60702 | 0.46578 | 0.43735 | 0.57862 | 0.446 | 0.54124 | 0.46945 | 0.5807 | 0.59451 | 0.52383 | 0.47612 | 0.51364 | 0.53678 | 0.63562 | 0.61659 | 0.57176 | 0.44516 | 0.49998 | 0.51281 | 0.43313 | 0.63559 | 0.63094 | 0.55969 | 0.53691 | 0.48212 | 0.59584 | 0.50212 | 0.6338 | 0.45973 | 0.58232 | 0.62576 | 0.512 | 0.59178 | 0.4749 | 0.49153 | 0.52635 | 0.50096 | 0.55393 | 0.61395 | 0.57528 | 0.45666 | 0.43361 | 0.59172 | 0.46049 | 0.44288 | 0.54234 | 0.43815 | 0.54268 | 0.50408 | 0.45239 | 0.48635 | 0.46884 | 0.64458 | 0.47996 | 0.54166 | 0.48469 | 0.61219 | 0.63658 | 0.46361 | 0.63764 | 0.62248 | 0.61258 | 0.54673 | 0.63759 | 0.53466 | 0.63229 | 0.52577 | 0.51238 | 0.53103 | 0.50462 | 0.46113 | 0.55352 | 0.4525 | 0.50842 | 0.60729 | 0.61807 | 0.54904 | 0.57133 | 0.50979 | 0.50424 | 0.47134 | 0.4741 | 0.46518 | 0.45841 | 0.48902 | 0.63297 | 0.61442 | 0.47108 | 0.52992 | 0.60501 | 0.59655 | 0.57949 | 0.59437 | 0.59385 | 0.46905 | 0.64346 | 0.57554 | 0.45357 | 0.51652 | 0.55241 | 0.60378 | 0.47319 | 0.63774 | 0.55223 | 0.4614 | 0.52 | 0.56294 | 0.44329 | 0.61516 | 0.6192 | 0.44334 | 0.4764 | 0.46313 | 0.59452 | 0.51062 | 0.50741 | 0.51623 | 0.57972 | 0.51646 | 0.53365 | 0.62254 | 0.43425 | 0.46266 | 0.55126 | 0.64575 | 0.62013 | 0.60637 | 0.44851 | 0.55686 | 0.43842 | 0.46771 | 0.50907 | 0.4951 | 0.61593 | 0.59991 | 0.55909 | 0.57662 | 0.53538 | 0.50263 | 0.51133 | 0.55865 | 0.63013 | 0.52483 | 0.61096 | 0.51395 | 0.50782 | 0.50292 | 0.48321 | 0.51282 | 0.44447 | 0.63624 | 0.50133 | 0.49091 | 0.55402 | 0.53231 | 0.4358 | 0.51481 | 0.43927 | 0.47445 | 0.58247 | 0.53217 | 0.57049 | 0.53091 | 0.5172 | 0.60898 | 0.45302 | 0.47135 | 0.57345 | 0.48809 | 0.62982 | 0.49221 | 0.56203 | 0.56966 | 0.47785 | 0.49939 | 0.57404 | 0.53577 | 0.584 | 0.45032 | 0.45208 | 0.59531 | 0.46679 | 0.6477 | 0.59452 | 0.64693 | 0.58661 | 0.58069 | 0.57652 | 0.62045 | 0.63626 | 0.58918 | 0.53254 | 0.62621 | 0.47467 | 0.52226 | 0.51027 | 0.6268 | 0.58491 | 0.4618 | 0.57359 | 0.49233 | 0.60967 | 0.61172 | 0.45874 | 0.613 | 0.54549 | 0.55874 | 0.47769 | 0.49537 | 0.64119 | 0.47111 | 0.59679 | 0.6101 | 0.58827 | 0.54499 | 0.63529 | 0.51096 | 0.52213 | 0.64387 | 0.48471 | 0.64259 | 0.49844 | 0.58604 | 0.62265 | 0.51954 | 0.63747 | 0.51062 | 0.51884 | 0.44514 | 0.60528 | 0.47216 | 0.53458 | 0.55062 | 0.50299 | 0.52015 | 0.5204 | 0.49031 | 0.44815 | 0.56045 | 0.62137 | 0.43266 | 0.63234 | 0.54725 | 0.54592 | 0.50553 | 0.478 | 0.51431 | 0.64648 | 0.51041 | 0.6062 | 0.55225 | 0.46076 | 0.63717 | 0.51073 | 0.51951 | 0.52126 | 0.58419 | 0.57935 | 0.4544 | 0.45613 | 0.6097 | 0.60458 | 0.62577 | 0.59659 | 0.4856 | 0.59595 | 0.5756 | 0.64157 | 0.64797 | 0.48837 | 0.51987 | 0.64383 | 0.50224 | 0.5558 | 0.48062 | 0.62495 | 0.61444 | 0.59932 | 0.54675 | 0.5369 | 0.45974 | 0.60793 | 0.43332 | 0.49185 | 0.60538 | 0.55193 | 0.48312 | 0.5391 | 0.48493 | 0.51151 | 0.48727 | 0.63035 | 0.6082 | 0.48033 | 0.59767 | 0.52721 | 0.63816 | 0.44972 | 0.46632 | 0.64528 | 0.5215 | 0.62495 | 0.45734 | 0.60637 | 0.53426 | 0.49336 | 0.60426 | 0.44363 | 0.63674 | 0.60402 | 0.48062 | 0.49956 | 0.51561 | 0.43886 | 0.62455 | 0.49673 | 0.63066 | 0.49043 | 0.53255 | 0.61063 | 0.55997 | 0.48056 | 0.56558 | 0.44605 | 0.61842 | 0.48175 | 0.50108 | 0.48957 | 0.62156 | 0.52884 | 0.63073 | 0.60717 | 0.48192 | 0.43108 | 0.56703 | 0.48972 | 0.6429 | 0.63323 | 0.46274 | 0.56983 | 0.43693 | 0.57676 | 0.63768 | 0.62292 | 0.57521 | 0.46105 | 0.61934 | 0.51363 | 0.61074 | 0.46721 | 0.58089 | 0.49137 | 0.53933 | 0.48641 | 0.51437 | 0.57731 | 0.59825 | 0.57465 | 0.46527 | 0.56945 | 0.53418 | 0.59937 | 0.56918 | 0.59995 | 0.62249 | 0.46497 | 0.60637 | 0.45193 | 0.62413 | 0.58961 | 0.49659 | 0.4716 | 0.48568 | 0.48557 | 0.59605 | 0.61088 | 0.59935 | 0.45684 | 0.45605 | 0.46509 | 0.57945 | 0.6443 | 0.44375 | 0.61993 | 0.56575 | 0.51172 | 0.46276 | 0.48643 | 0.43517 | 0.44821 | 0.6363 | 0.58281 | 0.57112 | 0.53586 | 0.61662 | 0.63432 | 0.43694 | 0.49759 | 0.49321 | 0.52797 | 0.43431 | 0.49651 | 0.54515 | 0.52009 | 0.60646 | 0.43776 | 0.44854 | 0.45858 | 0.56626 | 0.60644 | 0.52902 | 0.54735 | 0.49295 | 0.50846 | 0.49346 | 0.44745 | 0.45912 | 0.48309 | 0.54848 | 0.63176 | 0.48567 | 0.57682 | 0.55244 | 0.46612 | 0.49621 | 0.46134 | 0.61287 | 0.44315 | 0.54272 | 0.52746 | 0.52659 | 0.63868 | 0.51632 | 0.53849 | 0.54687 | 0.4395 | 0.53301 | 0.50733 | 0.64611 | 0.48521 | 0.58218 | 0.43839 | 0.46391 | 0.55714 | 0.51032 | 0.58768 | 0.5202 | 0.5807 | 0.43155 | 0.5183 | 0.58443 | 0.49515 | 0.592 | 0.58935 | 0.51212 | 0.63805 | 0.46946 | 0.4636 | 0.55393 | 0.44426 | 0.628 | 0.45879 | 0.47121 | 0.54809 | 0.50319 | 0.54251 | 0.5737 | 0.6228 | 0.47186 | 0.49703 | 0.5273 | 0.50174 | 0.56828 | 0.54061 | 0.46626 | 0.60991 | 0.57701 | 0.49631 | 0.61305 | 0.46793 | 0.56033 | 0.44152 | 0.64433 | 0.53176 | 0.58273 | 0.63659 | 0.46931 | 0.54565 | 0.52141 | 0.46203 | 0.49519 | 0.57229 | 0.44838 | 0.54848 | 0.50329 | 0.50282 | 0.44195 | 0.57739 | 0.5043 | 0.5886 | 0.56798 | 0.53653 | 0.54453 | 0.57583 | 0.63197 | 0.58657 | 0.61519 | 0.52706 | 0.46396 | 0.48117 | 0.63382 | 0.46613 | 0.54587 | 0.54433 | 0.48794 | 0.48784 | 0.56572 | 0.51581 | 0.61414 | 0.49423 | 0.57566 | 0.53164 | 0.45361 | 0.44457 | 0.59339 | 0.49288 | 0.63277 | 0.43473 | 0.59622 | 0.51715 | 0.47173 | 0.58678 | 0.62921 | 0.57754 | 0.57418 | 0.61123 | 0.59345 | 0.51033 | 0.6313 | 0.60153 | 0.58378 | 0.44354 | 0.62595 | 0.44308 | 0.50562 | 0.51569 | 0.6354 | 0.54735 | 0.58448 | 0.59836 | 0.4674 | 0.58624 | 0.63855 | 0.60255 | 0.50604 | 0.47841 | 0.5196 | 0.59661 | 0.4408 | 0.4837 | 0.55713 | 0.46505 | 0.5733 | 0.4814 | 0.57553 | 0.62512 | 0.63879 | 0.46373 | 0.48546 | 0.57446 | 0.4816 | 0.53564 | 0.50278 | 0.55944 | 0.46808 | 0.63774 | 0.59009 | 0.64656 | 0.52713 | 0.53439 | 0.51916 | 0.5911 | 0.57473 | 0.4346 | 0.46254 | 0.63735 | 0.43814 | 0.56068 | 0.58606 | 0.46864 | 0.54255 | 0.48954 | 0.46962 | 0.51884 | 0.46119 | 0.46872 | 0.53359 | 0.55912 | 0.4334 | 0.55319 | 0.50154 | 0.54039 | 0.56781 | 0.53062 | 0.61074 | 0.55517 | 0.45924 | 0.49796 | 0.62922 | 0.48953 | 0.47141 | 0.60186 | 0.48727 | 0.50832 | 0.55892 | 0.43542 | 0.5559 | 0.49874 | 0.57424 | 0.50553 | 0.6239 | 0.58761 | 0.46896 | 0.45274 | 0.57254 | 0.43881 | 0.44197 | 0.46341 | 0.54672 | 0.4305 | 0.45524 | 0.4842 | 0.43786 | 0.63415 | 0.58417 | 0.55529 | 0.50632 | 0.47997 | 0.53649 | 0.61269 | 0.43671 | 0.60837 | 0.50296 | 0.47512 | 0.47338 | 0.50283 | 0.52739 | 0.55251 | 0.59934 | 0.50561 | 0.53705 | 0.52693 | 0.43486 | 0.59073 | 0.46795 | 0.59257 | 0.56335 | 0.60932 | 0.58466 | 0.51786 | 0.52597 | 0.55408 | 0.52287 | 0.51441 | 0.49358 | 0.56058 | 0.53854 | 0.45224 | 0.47026 | 0.58375 | 0.59307 | 0.62183 | 0.6111 | 0.62748 | 0.61665 | 0.50842 | 0.51834 | 0.52344 | 0.43014 | 0.63829 | 0.52504 | 0.48903 | 0.58206 | 0.57682 | 0.53003 | 0.64216 | 0.49852 | 0.57256 | 0.58902 | 0.47377 | 0.58511 | 0.45152 | 0.60781 | 0.49082 | 0.62425 | 0.43156 | 0.58858 | 0.46031 | 0.60553 | 0.45605 | 0.43881 | 0.51655 | 0.53313 | 0.58412 | 0.57435 | 0.60903 | 0.47993 | 0.60918 | 0.59714 | 0.61371 | 0.57918 | 0.61507 | 0.49029 | 0.52464 | 0.58811 | 0.55962 | 0.60302 | 0.55487 | 0.55714 | 0.53964 | 0.50771 | 0.63134 | 0.53324 | 0.61516 | 0.52248 | 0.52829 | 0.4804 | 0.57365 | 0.53181 | 0.56255 | 0.62486 | 0.6065 | 0.64362 | 0.60672 | 0.44118 | 0.51401 | 0.45236 | 0.58333 | 0.63192 | 0.43144 | 0.46907 | 0.54505 | 0.52345 | 0.43996 | 0.58212 | 0.5657 | 0.53646 | 0.5666 | 0.62511 | 0.4848 | 0.47547 | 0.54864 | 0.43299 | 0.60944 | 0.60439 | 0.58352 | 0.62767 | 0.51292 | 0.64127 | 0.60212 | 0.4309 | 0.48943 | 0.55735 | 0.44417 | 0.49348 | 0.63313 | 0.53239 | 0.52672 | 0.44498 | 0.64023 | 0.45426 | 0.50265 | 0.56169 | 0.48097 | 0.49296 | 0.606 | 0.53302 | 0.5109 | 0.56892 | 0.54687 | 0.6176 | 0.47755 | 0.61379 | 0.63599 | 0.52812 | 0.56666 | 0.62662 | 0.49987 | 0.44466 | 0.6228 | 0.6162 | 0.5341 | 0.5618 | 0.4324 | 0.54594 | 0.4345 | 0.63428 | 0.59545 | 0.56992 | 0.63357 | 0.54387 | 0.46774 | 0.55955 | 0.47134 | 0.53481 | 0.46467 | 0.58506 | 0.43356 | 0.64661 | 0.44374 | 0.62175 | 0.61953 | 0.60863 | 0.54011 | 0.43909 | 0.49225 | 0.62959 | 0.57079 | 0.62723 | 0.56778 | 0.54015 | 0.59972 | 0.48343 | 0.54093 | 0.49358 | 0.4799 | 0.62314 | 0.53427 | 0.46134 | 0.52953 | 0.47254 | 0.52542 | 0.48724 | 0.63242 | 0.56766 | 0.53993 | 0.63435 | 0.4573 | 0.45929 | 0.5992 | 0.57832 | 0.45476 | 0.63577 | 0.56003 | 0.53042 | 0.57219 | 0.53661 | 0.61454 | 0.63454 | 0.56222 | 0.64169 | 0.62263 | 0.51608 | 0.56698 | 0.55871 | 0.45246 | 0.61108 | 0.49605 | 0.54962 | 0.60184 | 0.53983 | 0.46247 | 0.45853 | 0.45216 | 0.44676 | 0.5018 | 0.5973 | 0.5015 | 0.46758 | 0.45709 | 0.49255 | 0.47576 | 0.48843 | 0.53406 | 0.63885 | 0.45102 | 0.51292 | 0.52782 | 0.44644 | 0.47 | 0.49775 | 0.6263 | 0.5595 | 0.56698 | 0.51259 | 0.44693 | 0.62766 | 0.56884 | 0.55269 | 0.62216 | 0.44346 | 0.43442 | 0.58692 | 0.64438 | 0.59659 | 0.59019 | 0.4336 | 0.51296 | 0.45658 | 0.55011 | 0.51122 | 0.62291 | 0.581 | 0.54806 | 0.50369 | 0.62977 | 0.59993 | 0.57774 | 0.60996 | 0.63612 | 0.58054 | 0.54468 | 0.61168 | 0.6025 | 0.53029 | 0.47471 | 0.47388 | 0.57002 | 0.6101 | 0.46665 | 0.59753 | 0.54012 | 0.45349 | 0.53823 | 0.51646 | 0.52251 | 0.49371 | 0.55639 | 0.6122 | 0.4716 | 0.59293 | 0.44353 | 0.53481 | 0.57561 | 0.62926 | 0.5738 | 0.55118 | 0.48366 | 0.54568 | 0.46045 | 0.56637 | 0.61408 | 0.43506 | 0.60224 | 0.45035 | 0.55338 | 0.5939 | 0.54861 | 0.49098 | 0.54067 | 0.46428 | 0.64986 | 0.48854 | 0.59957 | 0.58368 | 0.52916 | 0.48199 | 0.63301 | 0.51196 | 0.63089 | 0.49135 | 0.63885 | 0.46078 | 0.52973 | 0.53392 | 0.60138 | 0.50655 | 0.58914 | 0.55701 | 0.47732 | 0.53297 | 0.64764 | 0.44481 | 0.47014 | 0.59469 | 0.62504 | 0.46811 | 0.56246 | 0.46149 | 0.64403 | 0.48139 | 0.43034 | 0.47179 | 0.62942 | 0.53773 | 0.4992 | 0.58907 | 0.47209 | 0.55171 | 0.5548 | 0.58835 | 0.6229 | 0.54718 | 0.56025 | 0.54076 | 0.45369 | 0.46155 | 0.6054 | 0.54436 | 0.61238 | 0.51741 | 0.45213 | 0.6379 | 0.44326 | 0.57517 | 0.49269 | 0.59831 | 0.57009 | 0.54829 | 0.5268 | 0.63842 | 0.43583 | 0.64554 | 0.56628 | 0.56889 | 0.59715 | 0.62772 | 0.50564 | 0.58807 | 0.45352 | 0.45146 | 0.47054 | 0.4995 | 0.55196 | 0.44915 | 0.62796 | 0.58553 | 0.46605 | 0.49078 | 0.58119 | 0.45214 | 0.53439 | 0.62087 | 0.46335 | 0.59917 | 0.45964 | 0.54117 | 0.45279 | 0.63057 | 0.53782 | 0.51967 | 0.46798 | 0.5046 | 0.62702 | 0.51264 | 0.47816 | 0.48405 | 0.62968 | 0.54468 | 0.53535 | 0.50477 | 0.61114 | 0.62016 | 0.48036 | 0.47107 | 0.50693 | 0.47505 | 0.59176 | 0.49124 | 0.44784 | 0.62825 | 0.49983 | 0.542 | 0.46733 | 0.55507 | 0.64789 | 0.45124 | 0.64839 | 0.43559 | 0.5012 | 0.43233 | 0.49038 | 0.52753 | 0.46495 | 0.62515 | 0.53486 | 0.44741 | 0.52831 | 0.4842 | 0.5558 | 0.60517 | 0.46945 | 0.57885 | 0.64338 | 0.43168 | 0.4807 | 0.60615 | 0.60376 | 0.5125 | 0.59215 | 0.58843 | 0.49772 | 0.63264 | 0.5024 | 0.57731 | 0.49777 | 0.62752 | 0.50221 | 0.53023 | 0.45381 | 0.48844 | 0.57774 | 0.46243 | 0.63503 | 0.44627 | 0.43932 | 0.61739 | 0.5802 | 0.48811 | 0.45983 | 0.53892 | 0.51612 | 0.48696 | 0.48284 | 0.63525 | 0.63683 | 0.63668 | 0.51519 | 0.52962 | 0.58664 | 0.45659 | 0.60608 | 0.57208 | 0.61414 | 0.62151 | 0.58268 | 0.46207 | 0.57725 | 0.59312 | 0.45911 | 0.53336 | 0.4357 | 0.62648 | 0.56254 | 0.46553 | 0.61164 | 0.59129 | 0.5652 | 0.53011 | 0.45787 | 0.6439 | 0.64217 | 0.46739 | 0.55037 | 0.44613 | 0.64979 | 0.61693 | 0.52717 | 0.44756 | 0.54661 | 0.6233 | 0.59795 | 0.46756 | 0.64349 | 0.49779 | 0.50252 | 0.58733 | 0.47489 | 0.45303 | 0.5072 | 0.54222 | 0.64328 | 0.47006 | 0.57119 | 0.6499 | 0.58654 | 0.45212 | 0.54998 | 0.62202 | 0.44605 | 0.5481 | 0.44676 | 0.5578 | 0.63429 | 0.48686 | 0.47304 | 0.55851 | 0.56071 | 0.50795 | 0.5576 | 0.44711 | 0.58557 | 0.56108 | 0.63821 | 0.47046 | 0.52575 | 0.45284 | 0.57471 | 0.59167 | 0.49745 | 0.50366 | 0.62536 | 0.57067 | 0.60416 | 0.64578 | 0.47107 | 0.46879 | 0.51534 | 0.48722 | 0.59238 | 0.55737 | 0.44952 | 0.47698 | 0.59283 | 0.6167 | 0.57767 | 0.59048 | 0.64782 | 0.45678 | 0.6216 | 0.50396 | 0.51164 | 0.60332 | 0.48343 | 0.60158 | 0.44869 | 0.44858 | 0.54175 | 0.51602 | 0.56405 | 0.43157 | 0.60188 | 0.59248 | 0.5011 | 0.45679 | 0.60774 | 0.58562 | 0.6254 | 0.46384 | 0.52965 | 0.59707 | 0.46518 | 0.56226 | 0.54218 | 0.44599 | 0.58493 | 0.53028 | 0.50753 | 0.43007 | 0.52206 | 0.56351 | 0.57651 | 0.53784 | 0.49325 | 0.50631 | 0.51532 | 0.63648 | 0.46837 | 0.51223 | 0.51705 | 0.50953 | 0.51841 | 0.57986 | 0.56522 | 0.49876 | 0.50026 | 0.50398 | 0.53593 | 0.51634 | 0.51811 | 0.56199 | 0.45361 | 0.46798 | 0.49098 | 0.47394 | 0.60799 | 0.58946 | 0.6026 | 0.47118 | 0.45172 | 0.60835 | 0.43671 | 0.51678 | 0.48729 | 0.62274 | 0.6347 | 0.52893 | 0.55468 | 0.58176 | 0.51001 | 0.53048 | 0.47551 | 0.57932 | 0.45413 | 0.57762 | 0.61477 | 0.44422 | 0.47616 | 0.54645 | 0.43165 | 0.6348 | 0.47377 | 0.63558 | 0.44164 | 0.45515 | 0.47984 | 0.4676 | 0.4671 | 0.56198 | 0.51427 | 0.59077 | 0.45514 | 0.58235 | 0.59324 | 0.5424 | 0.54924 | 0.58534 | 0.61524 | 0.58046 | 0.59397 | 0.52301 | 0.64684 | 0.4544 | 0.57207 | 0.61255 | 0.60768 | 0.51893 | 0.47362 | 0.63167 | 0.64847 | 0.45328 | 0.5822 | 0.61657 | 0.53799 | 0.43646 | 0.57907 | 0.50042 | 0.64043 | 0.61245 | 0.53661 | 0.54289 | 0.59949 | 0.45865 | 0.47987 | 0.48606 | 0.61607 | 0.51224 | 0.48925 | 0.60339 | 0.4937 | 0.60044 | 0.43155 | 0.58876 | 0.59733 | 0.52131 | 0.5316 | 0.59475 | 0.46327 | 0.46508 | 0.60117 | 0.5295 | 0.50619 | 0.49594 | 0.6074 | 0.60576 | 0.5014 | 0.48846 | 0.54569 | 0.6262 | 0.59735 | 0.55027 | 0.46021 | 0.56409 | 0.64417 | 0.47751 | 0.56568 | 0.44386 | 0.44851 | 0.52936 | 0.54213 | 0.5682 | 0.49859 | 0.61684 | 0.54192 | 0.57855 | 0.60463 | 0.64344 | 0.48661 | 0.45208 | 0.51324 | 0.6023 | 0.52161 | 0.59049 | 0.43812 | 0.49475 | 0.46153 | 0.56833 | 0.50505 | 0.50359 | 0.46208 | 0.6037 | 0.45553 | 0.44006 | 0.56918 | 0.51996 | 0.52457 | 0.63653 | 0.61414 | 0.64551 | 0.47733 | 0.46739 | 0.45559 | 0.61791 | 0.5122 | 0.50259 | 0.61003 | 0.6099 | 0.5915 | 0.54365 | 0.52884 | 0.57053 | 0.49458 | 0.45802 | 0.472 | 0.43941 | 0.63084 | 0.59642 | 0.64187 | 0.47352 | 0.62943 | 0.53562 | 0.4482 | 0.64604 | 0.43912 | 0.63704 | 0.46344 | 0.61303 | 0.52947 | 0.53766 | 0.60158 | 0.6168 | 0.48421 | 0.55975 | 0.51697 | 0.46972 | 0.53262 | 0.49837 | 0.48696 | 0.43912 | 0.46493 | 0.56951 | 0.43762 | 0.49011 | 0.54045 | 0.548 | 0.4356 | 0.52902 | 0.61502 | 0.62299 | 0.53891 | 0.62696 | 0.57726 | 0.60139 | 0.5818 | 0.4361 | 0.55075 | 0.51081 | 0.48056 | 0.57042 | 0.48404 | 0.49372 | 0.4752 | 0.6071 | 0.54882 | 0.48199 | 0.57259 | 0.5604 | 0.61525 | 0.55376 | 0.47751 | 0.53747 | 0.47357 | 0.50162 | 0.64836 | 0.49583 | 0.55848 | 0.5815 | 0.51096 | 0.58366 | 0.54691 | 0.63294 | 0.47998 | 0.5342 | 0.46507 | 0.64148 | 0.62249 | 0.47048 | 0.43653 | 0.57409 | 0.44949 | 0.47518 | 0.63259 | 0.47008 | 0.4739 | 0.59112 | 0.43063 | 0.61698 | 0.49836 | 0.56197 | 0.6487 | 0.43587 | 0.43158 | 0.59294 | 0.43854 | 0.64346 | 0.45176 | 0.4626 | 0.47018 | 0.48861 | 0.43943 | 0.60782 | 0.5972 | 0.55432 | 0.483 | 0.47975 | 0.6259 | 0.57176 | 0.55968 | 0.55995 | 0.63494 | 0.5417 | 0.55644 | 0.5441 | 0.49017 | 0.64783 | 0.58236 | 0.44565 | 0.5718 | 0.58221 | 0.63536 | 0.47307 | 0.43094 | 0.56917 | 0.57504 | 0.52944 | 0.50156 | 0.48346 | 0.64666 | 0.62572 | 0.60759 | 0.43359 | 0.63498 | 0.58653 | 0.58796 | 0.58683 | 0.61503 | 0.54728 | 0.52821 | 0.63368 | 0.61858 | 0.48501 | 0.50918 | 0.6485 | 0.54586 | 0.58261 | 0.6183 | 0.63618 | 0.64292 | 0.63381 | 0.43379 | 0.62076 | 0.51536 | 0.6302 | 0.56506 | 0.53279 | 0.62699 | 0.46403 | 0.56021 | 0.59136 | 0.43358 | 0.55523 | 0.55892 | 0.55408 | 0.47594 | 0.46466 | 0.61861 | 0.52926 | 0.50302 | 0.47139 | 0.45742 | 0.48581 | 0.53359 | 0.55956 | 0.50625 | 0.48673 | 0.54562 | 0.44511 | 0.54953 | 0.5026 | 0.47178 | 0.62452 | 0.64033 | 0.57802 | 0.49452 | 0.48884 | 0.54029 | 0.5849 | 0.53027 | 0.53516 | 0.58848 | 0.64115 | 0.54172 | 0.52741 | 0.61824 | 0.58337 | 0.5076 | 0.59086 | 0.50369 | 0.55665 | 0.43288 | 0.46248 | 0.59422 | 0.52248 | 0.51409 | 0.49193 | 0.49571 | 0.54741 | 0.64057 | 0.46574 | 0.63728 | 0.51275 | 0.638 | 0.52712 | 0.59035 | 0.45825 | 0.46564 | 0.4792 | 0.63363 | 0.5325 | 0.62477 | 0.53266 | 0.58576 | 0.44446 | 0.47364 | 0.58016 | 0.64635 | 0.59486 | 0.58174 | 0.5676 | 0.45349 | 0.48063 | 0.48513 | 0.56798 | 0.5147 | 0.44358 | 0.61441 | 0.44556 | 0.51701 | 0.60565 | 0.51266 | 0.57256 | 0.55511 | 0.56933 | 0.64473 | 0.60315 | 0.51248 | 0.58726 | 0.45014 | 0.51344 | 0.54331 | 0.51272 | 0.49993 | 0.46038 | 0.58742 | 0.45024 | 0.44644 | 0.45922 | 0.5814 | 0.4729 | 0.50901 | 0.53563 | 0.61926 | 0.64889 | 0.47204 | 0.47034 | 0.52757 | 0.50032 | 0.61601 | 0.46414 | 0.5468 | 0.49144 | 0.55979 | 0.62526 | 0.62399 | 0.60675 | 0.61138 | 0.59631 | 0.62783 | 0.49181 | 0.52793 | 0.45355 | 0.46606 | 0.64679 | 0.64638 | 0.6032 | 0.60885 | 0.60849 | 0.50515 | 0.55387 | 0.61393 | 0.47765 | 0.43959 | 0.47966 | 0.54818 | 0.47762 | 0.504 | 0.60069 | 0.49104 | 0.52027 | 0.57522 | 0.44776 | 0.45188 | 0.44689 | 0.54168 | 0.48607 | 0.64939 | 0.45842 | 0.61522 | 0.44572 | 0.57937 | 0.46143 | 0.52947 | 0.45176 | 0.45248 | 0.63789 | 0.48578 | 0.54357 | 0.62184 | 0.46568 | 0.51551 | 0.57079 | 0.64479 | 0.6109 | 0.5827 | 0.57789 | 0.51825 | 0.51136 | 0.4897 | 0.48863 | 0.58877 | 0.58146 | 0.46694 | 0.62918 | 0.53763 | 0.51845 | 0.51567 | 0.56934 | 0.58505 | 0.44281 | 0.48926 | 0.60962 | 0.50536 | 0.43531 | 0.57864 | 0.51892 | 0.61672 | 0.60144 | 0.50361 | 0.59495 | 0.51265 | 0.61732 | 0.55709 | 0.59638 | 0.49861 | 0.49338 | 0.603 | 0.54189 | 0.47205 | 0.47291 | 0.59956 | 0.4775 | 0.58232 | 0.49735 | 0.57115 | 0.46352 | 0.57139 | 0.55841 | 0.56972 | 0.64966 | 0.52445 | 0.64862 | 0.58483 | 0.55205 | 0.64558 | 0.49031 | 0.50322 | 0.54138 | 0.44875 | 0.4955 | 0.44737 | 0.56461 | 0.43645 | 0.55152 | 0.44007 | 0.64592 | 0.48351 | 0.5913 | 0.55028 | 0.47944 | 0.48252 | 0.59655 | 0.52392 | 0.44338 | 0.43032 | 0.4791 | 0.57343 | 0.61024 | 0.6255 | 0.64683 | 0.63506 | 0.63306 | 0.43765 | 0.59529 | 0.45962 | 0.45233 | 0.50816 | 0.48538 | 0.44419 | 0.62457 | 0.55339 | 0.56953 | 0.57593 | 0.47685 | 0.52842 | 0.58215 | 0.62658 | 0.61454 | 0.54559 | 0.57766 | 0.64634 | 0.62489 | 0.53872 | 0.6288 | 0.47803 | 0.4752 | 0.48351 | 0.53776 | 0.48794 | 0.60947 | 0.44877 | 0.57646 | 0.58439 | 0.64014 | 0.51086 | 0.45363 | 0.49114 | 0.5777 | 0.50439 | 0.57426 | 0.64755 | 0.56754 | 0.48455 | 0.52403 | 0.44734 | 0.49672 | 0.50787 | 0.44623 | 0.572 | 0.47662 | 0.44856 | 0.4659 | 0.50337 | 0.54431 | 0.5207 | 0.55356 | 0.60986 | 0.51319 | 0.6207 | 0.59662 | 0.58997 | 0.52263 | 0.59595 | 0.57473 | 0.49573 | 0.61479 | 0.57975 | 0.43107 | 0.46524 | 0.55758 | 0.48307 | 0.52455 | 0.54584 | 0.57713 | 0.63148 | 0.55963 | 0.44945 | 0.61685 | 0.53442 | 0.59862 | 0.57141 | 0.53617 | 0.55825 | 0.43156 | 0.56733 | 0.63364 | 0.64034 | 0.43016 | 0.43294 | 0.53143 | 0.44267 | 0.60894 | 0.57598 | 0.58236 | 0.43765 | 0.48722 | 0.47531 | 0.49902 | 0.4842 | 0.62313 | 0.63653 | 0.51068 | 0.46177 | 0.64265 | 0.47781 | 0.64054 | 0.61614 | 0.58018 | 0.47627 | 0.52892 | 0.57484 | 0.51289 | 0.44975 | 0.61038 | 0.61719 | 0.56979 | 0.56674 | 0.46088 | 0.51096 | 0.56177 | 0.62165 | 0.46363 | 0.48476 | 0.62311 | 0.64335 | 0.50941 | 0.53459 | 0.53561 | 0.59751 | 0.63604 | 0.62168 | 0.63391 | 0.53449 | 0.54828 | 0.5865 | 0.46681 | 0.59388 | 0.54135 | 0.55067 | 0.54779 | 0.46522 | 0.48156 | 0.63071 | 0.48239 | 0.64675 | 0.54761 | 0.6198 | 0.47002 | 0.59482 | 0.62664 | 0.57103 | 0.53439 | 0.55149 | 0.63855 | 0.45747 | 0.58942 | 0.58903 | 0.45289 | 0.4887 | 0.49845 | 0.46979 | 0.50799 | 0.60309 | 0.56689 | 0.46627 | 0.48734 | 0.46648 | 0.45141 | 0.51515 | 0.58109 | 0.49444 | 0.49375 | 0.54774 | 0.55591 | 0.62261 | 0.51606 | 0.64882 | 0.63468 | 0.63698 | 0.43002 | 0.51138 | 0.5507 | 0.52883 | 0.63214 | 0.56013 | 0.47816 | 0.62549 | 0.50284 | 0.59502 | 0.48209 | 0.48228 | 0.51095 | 0.45169 | 0.5783 | 0.64006 | 0.58381 | 0.47066 | 0.59928 | 0.57985 | 0.62644 | 0.63836 | 0.54853 | 0.57507 | 0.55586 | 0.47205 | 0.51026 | 0.44163 | 0.51214 | 0.59338 | 0.48817 | 0.48712 | 0.56046 | 0.6062 | 0.57549 | 0.48086 | 0.56946 | 0.53559 | 0.51921 | 0.59328 | 0.56148 | 0.45412 | 0.64734 | 0.43492 | 0.62158 | 0.57988 | 0.64977 | 0.52611 | 0.49842 | 0.59082 | 0.54113 | 0.47923 | 0.60895 | 0.58115 | 0.64853 | 0.48573 | 0.45046 | 0.59415 | 0.45962 | 0.62919 | 0.5435 | 0.58259 | 0.43459 | 0.61053 | 0.51376 | 0.4571 | 0.62713 | 0.64314 | 0.62903 | 0.60658 | 0.50939 | 0.52296 | 0.59235 | 0.52573 | 0.45357 | 0.48948 | 0.5365 | 0.58513 | 0.57488 | 0.46663 | 0.47191 | 0.64697 | 0.48207 | 0.44147 | 0.43617 | 0.54508 | 0.60204 | 0.50245 | 0.61022 | 0.52873 | 0.57815 | 0.52878 | 0.5663 | 0.60669 | 0.63408 | 0.48802 | 0.54651 | 0.45757 | 0.45472 | 0.51148 | 0.48489 | 0.4349 | 0.44201 | 0.44067 | 0.63501 | 0.46038 | 0.45956 | 0.59809 | 0.51309 | 0.50794 | 0.50163 | 0.61646 | 0.52585 | 0.4551 | 0.56934 | 0.54308 | 0.52893 | 0.62844 | 0.64403 | 0.57287 | 0.44692 | 0.54301 | 0.43255 | 0.61134 | 0.60899 | 0.62765 | 0.51157 | 0.56439 | 0.503 | 0.4745 | 0.52264 | 0.62462 | 0.62379 | 0.58245 | 0.6022 | 0.44145 | 0.45759 | 0.60289 | 0.47118 | 0.61622 | 0.44608 | 0.45531 | 0.51757 | 0.5987 | 0.44732 | 0.5793 | 0.46968 | 0.52703 | 0.61402 | 0.54719 | 0.58603 | 0.58245 | 0.59898 | 0.54459 | 0.61892 | 0.58566 | 0.45491 | 0.59658 | 0.58305 | 0.45795 | 0.4485 | 0.63882 | 0.64159 | 0.50911 | 0.45015 | 0.48427 | 0.55319 | 0.44788 | 0.50503 | 0.45111 | 0.52445 | 0.60182 | 0.44042 | 0.60336 | 0.54847 | 0.43655 | 0.62511 | 0.58629 | 0.48166 | 0.46533 | 0.53147 | 0.4997 | 0.50281 | 0.43973 | 0.57718 | 0.47794 | 0.58457 | 0.55968 | 0.63237 | 0.45266 | 0.53856 | 0.43784 | 0.46723 | 0.56982 | 0.47126 | 0.51132 | 0.5515 | 0.57961 | 0.49414 | 0.61388 | 0.55755 | 0.64045 | 0.46444 | 0.56914 | 0.50974 | 0.46707 | 0.6114 | 0.6499 | 0.52899 | 0.46965 | 0.52675 | 0.46428 | 0.46818 | 0.58581 | 0.46942 | 0.44441 | 0.51836 | 0.48928 | 0.44722 | 0.5656 | 0.59798 | 0.48686 | 0.45272 | 0.54152 | 0.54872 | 0.50059 | 0.45878 | 0.50368 | 0.58069 | 0.64595 | 0.58213 | 0.46275 | 0.45871 | 0.56896 | 0.60734 | 0.64879 | 0.61538 | 0.54649 | 0.4371 | 0.6178 | 0.43863 | 0.62766 | 0.60779 | 0.43112 | 0.59146 | 0.51147 | 0.58207 | 0.44622 | 0.58958 | 0.43723 | 0.55468 | 0.462 | 0.63289 | 0.64376 | 0.5542 | 0.51758 | 0.45537 | 0.5688 | 0.56591 | 0.63162 | 0.64883 | 0.51394 | 0.43838 | 0.47697 | 0.64129 | 0.46072 | 0.48064 | 0.58789 | 0.63539 | 0.51343 | 0.43963 | 0.58663 | 0.45346 | 0.51127 | 0.59284 | 0.59195 | 0.48239 | 0.55246 | 0.46888 | 0.52416 | 0.60409 | 0.5688 | 0.46353 | 0.44593 | 0.45381 | 0.54808 | 0.64533 | 0.56112 | 0.49032 | 0.56125 | 0.53925 | 0.58311 | 0.52741 | 0.53906 | 0.58444 | 0.61815 | 0.52716 | 0.44375 | 0.58803 | 0.60383 | 0.56657 | 0.57952 | 0.47096 | 0.51187 | 0.53085 | 0.57186 | 0.64605 | 0.60321 | 0.61636 | 0.54741 | 0.56606 | 0.63601 | 0.43593 | 0.48952 | 0.52368 | 0.46177 | 0.52639 | 0.57948 | 0.64552 | 0.48502 | 0.5496 | 0.44759 | 0.59926 | 0.51532 | 0.51737 | 0.63317 | 0.49844 | 0.53372 | 0.58125 | 0.45352 | 0.45969 | 0.6015 | 0.45409 | 0.50717 | 0.64459 | 0.4841 | 0.51849 | 0.50161 | 0.4626 | 0.60413 | 0.5403 | 0.52344 | 0.54765 | 0.51891 | 0.5494 | 0.44232 | 0.44027 | 0.62468 | 0.48163 | 0.55729 | 0.53328 | 0.45685 | 0.46308 | 0.63933 | 0.58298 | 0.44026 | 0.56628 | 0.52384 | 0.56754 | 0.43332 | 0.59477 | 0.61636 | 0.4314 | 0.46321 | 0.5735 | 0.62017 | 0.56945 | 0.62608 | 0.53472 | 0.55794 | 0.43591 | 0.56581 | 0.53469 | 0.61699 | 0.62133 | 0.47918 | 0.64003 | 0.59527 | 0.5082 | 0.43197 | 0.53373 | 0.54024 | 0.43311 | 0.52944 | 0.5379 | 0.52203 | 0.54419 | 0.4642 | 0.5652 | 0.58311 | 0.47699 | 0.4437 | 0.49498 | 0.44431 | 0.46459 | 0.46765 | 0.6352 | 0.55825 | 0.43259 | 0.61507 | 0.58738 | 0.51009 | 0.56888 | 0.46758 | 0.4496 | 0.51327 | 0.5999 | 0.56056 | 0.58531 | 0.58273 | 0.57838 | 0.44044 | 0.43895 | 0.4486 | 0.46095 | 0.51984 | 0.59551 | 0.45052 | 0.57846 | 0.62228 | 0.47507 | 0.46377 | 0.50127 | 0.58702 | 0.55123 | 0.51937 | 0.44405 | 0.62116 | 0.45741 | 0.4653 | 0.52271 | 0.59623 | 0.45134 | 0.64829 | 0.58308 | 0.53467 | 0.56442 | 0.61621 | 0.57457 | 0.63629 | 0.6232 | 0.49458 | 0.63278 | 0.6267 | 0.52222 | 0.45427 | 0.59839 | 0.56221 | 0.46989 | 0.6099 | 0.51765 | 0.50275 | 0.57418 | 0.43099 | 0.58005 | 0.48759 | 0.61948 | 0.52897 | 0.52443 | 0.54225 | 0.46971 | 0.43465 | 0.518 | 0.62161 | 0.53728 | 0.53929 | 0.60607 | 0.50856 | 0.64216 | 0.5737 | 0.64047 | 0.43733 | 0.48825 | 0.48261 | 0.47677 | 0.56324 | 0.62491 | 0.48499 | 0.64425 | 0.47992 | 0.47099 | 0.50471 | 0.63472 | 0.55428 | 0.48632 | 0.49974 | 0.50221 | 0.58648 | 0.55283 | 0.50836 | 0.61391 | 0.51251 | 0.45147 | 0.45512 | 0.58211 | 0.52696 | 0.54385 | 0.63422 | 0.5278 | 0.52925 | 0.59259 | 0.56514 | 0.58513 | 0.54995 | 0.50569 | 0.6072 | 0.58619 | 0.47627 | 0.56097 | 0.53791 | 0.51117 | 0.54182 | 0.54527 | 0.61263 | 0.53855 | 0.60973 | 0.54313 | 0.62856 | 0.56789 | 0.48348 | 0.61147 | 0.62447 | 0.45991 | 0.58943 | 0.60536 | 0.60287 | 0.47804 | 0.58496 | 0.43208 | 0.50664 | 0.57764 | 0.63441 | 0.45486 | 0.62556 | 0.54123 | 0.51999 | 0.43895 | 0.58189 | 0.49697 | 0.59445 | 0.64652 | 0.62204 | 0.64411 | 0.44281 | 0.52596 | 0.60019 | 0.5008 | 0.64412 | 0.59222 | 0.64867 | 0.63017 | 0.57631 | 0.50073 | 0.52298 | 0.57764 | 0.63385 | 0.52299 | 0.50911 | 0.59123 | 0.51205 | 0.50625 | 0.4564 | 0.56487 | 0.57184 | 0.47416 | 0.54636 | 0.53232 | 0.6031 | 0.62972 | 0.48322 | 0.52074 | 0.52833 | 0.56859 | 0.47633 | 0.56858 | 0.53469 | 0.50193 | 0.63153 | 0.53615 | 0.48573 | 0.44152 | 0.64239 | 0.51962 | 0.53762 | 0.64326 | 0.45089 | 0.5419 | 0.63987 | 0.56903 | 0.47029 | 0.64404 | 0.64181 | 0.56238 | 0.61075 | 0.61811 | 0.45482 | 0.54158 | 0.61732 | 0.51042 | 0.60113 | 0.6188 | 0.61839 | 0.62303 | 0.49136 | 0.56358 | 0.62876 | 0.50068 | 0.48671 | 0.52483 | 0.588 | 0.4756 | 0.62214 | 0.63168 | 0.63321 | 0.5208 | 0.52899 | 0.64864 | 0.56824 | 0.47034 | 0.50273 | 0.59314 | 0.60847 | 0.55147 | 0.61667 | 0.43966 | 0.44893 | 0.473 | 0.54429 | 0.62492 | 0.64732 | 0.43071 | 0.48877 | 0.63633 | 0.52468 | 0.52506 | 0.63972 | 0.64255 | 0.59078 | 0.43398 | 0.46423 | 0.61287 | 0.51675 | 0.44678 | 0.60048 | 0.44598 | 0.64877 | 0.52962 | 0.53425 | 0.63795 | 0.52627 | 0.49347 | 0.59813 | 0.50666 | 0.4694 | 0.50705 | 0.52306 | 0.62623 | 0.46308 | 0.48384 | 0.5207 | 0.6105 | 0.62878 | 0.54499 | 0.46635 | 0.64858 | 0.5104 | 0.54411 | 0.51174 | 0.52743 | 0.54066 | 0.43043 | 0.44366 | 0.4445 | 0.5473 | 0.50574 | 0.43389 | 0.50316 | 0.58041 | 0.6099 | 0.53906 | 0.61221 | 0.58018 | 0.57968 | 0.5505 | 0.63709 | 0.52618 | 0.51398 | 0.61024 | 0.51563 | 0.43863 | 0.58782 | 0.5562 | 0.52732 | 0.47591 | 0.59006 | 0.57642 | 0.49742 | 0.51554 | 0.4515 | 0.44822 | 0.59145 | 0.58064 | 0.50629 | 0.43246 | 0.46526 | 0.50976 | 0.51813 | 0.48213 | 0.60154 | 0.46038 | 0.47897 | 0.64487 | 0.61989 | 0.53953 | 0.60103 | 0.56945 | 0.45652 | 0.62853 | 0.43856 | 0.63675 | 0.47777 | 0.53711 | 0.61629 | 0.45899 | 0.64787 | 0.61985 | 0.57742 | 0.56481 | 0.44806 | 0.50332 | 0.47714 | 0.45631 | 0.44437 | 0.57628 | 0.53992 | 0.55102 | 0.44382 | 0.5046 | 0.64768 | 0.48356 | 0.56238 | 0.4728 | 0.44728 | 0.54119 | 0.54996 | 0.57649 | 0.45501 | 0.61642 | 0.58256 | 0.56993 | 0.63743 | 0.58022 | 0.64083 | 0.58577 | 0.51064 | 0.45513 | 0.47293 | 0.59432 | 0.49116 | 0.61122 | 0.6306 | 0.4569 | 0.45253 | 0.47434 | 0.46102 | 0.54626 | 0.57644 | 0.55014 | 0.55849 | 0.49159 | 0.43226 | 0.5764 | 0.64767 | 0.48304 | 0.62369 | 0.50349 | 0.53561 | 0.63347 | 0.52463 | 0.57732 | 0.62275 | 0.53345 | 0.60409 | 0.47617 | 0.58897 | 0.64511 | 0.49957 | 0.51075 | 0.44329 | 0.47134 | 0.53951 | 0.64151 | 0.55221 | 0.61496 | 0.46059 | 0.61913 | 0.62007 | 0.55978 | 0.56873 | 0.57248 | 0.59893 | 0.54236 | 0.44749 | 0.62321 | 0.55358 | 0.61643 | 0.47059 | 0.5308 | 0.44626 | 0.4317 | 0.60122 | 0.48247 | 0.49636 | 0.59648 | 0.51641 | 0.52148 | 0.6137 | 0.62411 | 0.48134 | 0.45867 | 0.44444 | 0.52422 | 0.56037 | 0.51378 | 0.48473 | 0.4494 | 0.4326 | 0.52042 | 0.56974 | 0.46502 | 0.59244 | 0.5393 | 0.50764 | 0.54066 | 0.5315 | 0.43574 | 0.48939 | 0.51707 | 0.44105 | 0.48836 | 0.46265 | 0.50515 | 0.58022 | 0.53233 | 0.48444 | 0.47021 | 0.53311 | 0.43583 | 0.47407 | 0.6234 | 0.44543 | 0.50955 | 0.46532 | 0.47698 | 0.6213 | 0.53459 | 0.59882 | 0.59913 | 0.57673 | 0.63029 | 0.63669 | 0.59567 | 0.54128 | 0.45172 | 0.52478 | 0.64232 | 0.60146 | 0.47029 | 0.63359 | 0.57843 | 0.55965 | 0.56521 | 0.43487 | 0.49004 | 0.45311 | 0.57808 | 0.43564 | 0.48831 | 0.54923 | 0.57082 | 0.58514 | 0.43943 | 0.44627 | 0.47118 | 0.46281 | 0.54 | 0.44361 | 0.46998 | 0.4576 | 0.58432 | 0.57613 | 0.60578 | 0.44292 | 0.59099 | 0.51645 | 0.59062 | 0.62322 | 0.53567 | 0.45553 | 0.55134 | 0.52588 | 0.55667 | 0.52366 | 0.62537 | 0.45051 | 0.52349 | 0.61039 | 0.5419 | 0.51032 | 0.57138 | 0.64761 | 0.52133 | 0.57277 | 0.5452 | 0.47303 | 0.63375 | 0.58326 | 0.54055 | 0.45551 | 0.43937 | 0.55082 | 0.58055 | 0.533 | 0.53838 | 0.44758 | 0.47052 | 0.43198 | 0.53911 | 0.60748 | 0.46207 | 0.59973 | 0.58708 | 0.62126 | 0.45154 | 0.5994 | 0.57251 | 0.5676 | 0.59514 | 0.60112 | 0.59451 | 0.54802 | 0.43372 | 0.61883 | 0.53771 | 0.63366 | 0.5712 | 0.57716 | 0.57145 | 0.53688 | 0.62143 | 0.59088 | 0.5095 | 0.46148 | 0.44416 | 0.53613 | 0.48335 | 0.5987 | 0.47019 | 0.54149 | 0.5343 | 0.59066 | 0.5404 | 0.47561 | 0.52318 | 0.45114 | 0.53755 | 0.61024 | 0.51413 | 0.62841 | 0.64531 | 0.45899 | 0.52816 | 0.59914 | 0.63392 | 0.49601 | 0.46827 | 0.45549 | 0.52351 | 0.46622 | 0.50178 | 0.44487 | 0.64583 | 0.51515 | 0.43042 | 0.52776 | 0.54411 | 0.50976 | 0.45611 | 0.46305 | 0.57928 | 0.55468 | 0.58129 | 0.47669 | 0.52327 | 0.47337 | 0.48306 | 0.54819 | 0.43456 | 0.53215 | 0.55441 | 0.49514 | 0.52043 | 0.46064 | 0.49244 | 0.51725 | 0.60949 | 0.63955 | 0.45192 | 0.61688 | 0.63993 | 0.51747 | 0.61977 | 0.48671 | 0.51126 | 0.61476 | 0.57582 | 0.5582 | 0.55757 | 0.54514 | 0.50472 | 0.48457 | 0.47706 | 0.57897 | 0.5661 | 0.51277 | 0.45544 | 0.56883 | 0.58273 | 0.56011 | 0.63732 | 0.58155 | 0.49995 | 0.49626 | 0.43706 | 0.64442 | 0.55589 | 0.5189 | 0.51105 | 0.63925 | 0.47826 | 0.55223 | 0.62905 | 0.58135 | 0.57777 | 0.57089 | 0.57932 | 0.57898 | 0.51973 | 0.45406 | 0.63879 | 0.64536 | 0.52659 | 0.44333 | 0.52712 | 0.64093 | 0.48254 | 0.48888 | 0.61812 | 0.60149 | 0.61861 | 0.54467 | 0.56555 | 0.59935 | 0.46909 | 0.54125 | 0.49627 | 0.54396 | 0.6123 | 0.54258 | 0.55537 | 0.46528 | 0.5147 | 0.43574 | 0.58318 | 0.567 | 0.51889 | 0.6056 | 0.48603 | 0.46281 | 0.53026 | 0.55204 | 0.45059 | 0.63365 | 0.58526 | 0.62362 | 0.60593 | 0.63175 | 0.51739 | 0.57059 | 0.47899 | 0.60356 | 0.58472 | 0.59808 | 0.64534 | 0.63924 | 0.43504 | 0.63278 | 0.44768 | 0.56571 | 0.63026 | 0.59497 | 0.62291 | 0.4946 | 0.50845 | 0.44065 | 0.64655 | 0.62951 | 0.47512 | 0.47988 | 0.46241 | 0.49048 | 0.58708 | 0.51946 | 0.56479 | 0.57059 | 0.44533 | 0.43586 | 0.60431 | 0.6477 | 0.63594 | 0.59111 | 0.45473 | 0.44422 | 0.44956 | 0.52355 | 0.5256 | 0.43064 | 0.59022 | 0.53154 | 0.61849 | 0.44087 | 0.52985 | 0.58825 | 0.59673 | 0.57232 | 0.6287 | 0.62447 | 0.50429 | 0.52604 | 0.4617 | 0.44007 | 0.53827 | 0.62082 | 0.43325 | 0.44639 | 0.48764 | 0.52327 | 0.63934 | 0.51877 | 0.43004 | 0.56567 | 0.52615 | 0.57291 | 0.45357 | 0.62693 | 0.5941 | 0.49235 | 0.6477 | 0.57747 | 0.43571 | 0.54979 | 0.4713 | 0.64652 | 0.45178 | 0.51428 | 0.64459 | 0.64923 | 0.5649 | 0.61549 | 0.47864 | 0.61525 | 0.60606 | 0.64839 | 0.50759 | 0.54642 | 0.6208 | 0.51226 | 0.54764 | 0.57055 | 0.54193 | 0.48385 | 0.61561 | 0.48167 | 0.60719 | 0.62418 | 0.60444 | 0.60021 | 0.57824 | 0.47466 | 0.44732 | 0.61717 | 0.4883 | 0.60697 | 0.64572 | 0.61514 | 0.61085 | 0.53227 | 0.43722 | 0.48693 | 0.63947 | 0.50725 | 0.63596 | 0.55219 | 0.62736 | 0.51195 | 0.58754 | 0.43856 | 0.62217 | 0.57594 | 0.55752 | 0.43542 | 0.44076 | 0.4851 | 0.57247 | 0.44479 | 0.59407 | 0.56133 | 0.53459 | 0.57142 | 0.46945 | 0.56921 | 0.50638 | 0.60519 | 0.55604 | 0.5747 | 0.56127 | 0.43094 | 0.53966 | 0.54752 | 0.49414 | 0.59046 | 0.44422 | 0.63098 | 0.46873 | 0.52872 | 0.55288 | 0.56634 | 0.50151 | 0.48672 | 0.59352 | 0.48347 | 0.46984 | 0.43095 | 0.50674 | 0.61943 | 0.5465 | 0.5994 | 0.48921 | 0.58628 | 0.61105 | 0.63248 | 0.54769 | 0.55969 | 0.47338 | 0.55949 | 0.56401 | 0.46197 | 0.56797 | 0.5589 | 0.50395 | 0.54358 | 0.55752 | 0.5865 | 0.63526 | 0.61585 | 0.52271 | 0.44309 | 0.48286 | 0.62465 | 0.54495 | 0.43449 | 0.51213 | 0.60744 | 0.55625 | 0.61682 | 0.59693 | 0.45243 | 0.59484 | 0.62598 | 0.56028 | 0.49647 | 0.57008 | 0.56125 | 0.60697 | 0.48928 | 0.46306 | 0.64112 | 0.62917 | 0.46865 | 0.55211 | 0.58376 | 0.54254 | 0.6372 | 0.54482 | 0.51392 | 0.64104 | 0.47608 | 0.64358 | 0.5097 | 0.55021 | 0.60504 | 0.46391 | 0.48531 | 0.50658 | 0.51136 | 0.45536 | 0.4333 | 0.60205 | 0.5036 | 0.54402 | 0.43921 | 0.51588 | 0.60949 | 0.54152 | 0.45198 | 0.54164 | 0.52578 | 0.48777 | 0.56605 | 0.62232 | 0.47049 | 0.48409 | 0.58687 | 0.57533 | 0.46575 | 0.5829 | 0.5188 | 0.49716 | 0.58997 | 0.48791 | 0.46238 | 0.47035 | 0.44794 | 0.50559 | 0.44116 | 0.45851 | 0.47868 | 0.64948 | 0.55732 | 0.5568 | 0.6271 | 0.49906 | 0.46096 | 0.53747 | 0.58837 | 0.59623 | 0.51207 | 0.55132 | 0.48546 | 0.49615 | 0.54671 | 0.43482 | 0.50793 | 0.53054 | 0.47808 | 0.43397 | 0.58282 | 0.56245 | 0.53651 | 0.471 | 0.46128 | 0.44961 | 0.57183 | 0.58007 | 0.50666 | 0.55733 | 0.59471 | 0.63427 | 0.45836 | 0.56144 | 0.55278 | 0.56252 | 0.52208 | 0.58015 | 0.58918 | 0.51179 | 0.4301 | 0.46704 | 0.55413 | 0.60088 | 0.48793 | 0.62972 | 0.43489 | 0.62854 | 0.58699 | 0.44551 | 0.51021 | 0.4415 | 0.64402 | 0.6084 | 0.50569 | 0.64897 | 0.45214 | 0.43786 | 0.50729 | 0.5634 | 0.54359 | 0.64104 | 0.63812 | 0.62855 | 0.44036 | 0.475 | 0.55577 | 0.54101 | 0.48619 | 0.5493 | 0.47863 | 0.55663 | 0.60925 | 0.54258 | 0.43768 | 0.5196 | 0.63775 | 0.63094 | 0.45316 | 0.45512 | 0.63761 | 0.59132 | 0.59398 | 0.50232 | 0.55162 | 0.64213 | 0.5529 | 0.47855 | 0.60464 | 0.48525 | 0.52455 | 0.64779 | 0.59621 | 0.60171 | 0.45872 | 0.48701 | 0.60619 | 0.59315 | 0.55361 | 0.54438 | 0.46876 | 0.60609 | 0.62431 | 0.4735 | 0.54253 | 0.54838 | 0.57893 | 0.49175 | 0.45893 | 0.45962 | 0.6404 | 0.50153 | 0.48631 | 0.44719 | 0.46732 | 0.63278 | 0.47113 | 0.56279 | 0.49064 | 0.44767 | 0.63864 | 0.58152 | 0.57897 | 0.5793 | 0.56078 | 0.46104 | 0.57423 | 0.6354 | 0.5979 | 0.50542 | 0.61913 | 0.44434 | 0.58515 | 0.58239 | 0.64388 | 0.63484 | 0.51003 | 0.5031 | 0.46653 | 0.51145 | 0.4841 | 0.57864 | 0.5422 | 0.44982 | 0.44514 | 0.63937 | 0.56512 | 0.46335 | 0.43702 | 0.61326 | 0.4476 | 0.50082 | 0.62605 | 0.56351 | 0.43698 | 0.47632 | 0.47229 | 0.54178 | 0.43357 | 0.46216 | 0.43107 | 0.47765 | 0.62147 | 0.51607 | 0.45703 | 0.59563 | 0.47424 | 0.5108 | 0.50751 | 0.57987 | 0.55173 | 0.46066 | 0.44836 | 0.62295 | 0.45183 | 0.63067 | 0.54584 | 0.62109 | 0.4617 | 0.47191 | 0.60836 | 0.61308 | 0.52547 | 0.44881 | 0.62075 | 0.45041 | 0.63185 | 0.54332 | 0.46114 | 0.61062 | 0.47417 | 0.48457 | 0.63991 | 0.60409 | 0.59875 | 0.63565 | 0.63173 | 0.64948 | 0.43256 | 0.62726 | 0.56315 | 0.50646 | 0.44493 | 0.63032 | 0.58133 | 0.4865 | 0.61341 | 0.50844 | 0.43368 | 0.61117 | 0.52207 | 0.6184 | 0.54633 | 0.43691 | 0.54224 | 0.48845 | 0.43825 | 0.485 | 0.53865 | 0.57902 | 0.46604 | 0.5051 | 0.55083 | 0.46251 | 0.43893 | 0.5054 | 0.58517 | 0.49297 | 0.47653 | 0.63022 | 0.4742 | 0.60054 | 0.49507 | 0.46731 | 0.48726 | 0.56913 | 0.61368 | 0.4894 | 0.63952 | 0.61292 | 0.52754 | 0.64337 | 0.56399 | 0.54672 | 0.56461 | 0.6091 | 0.4499 | 0.45758 | 0.56579 | 0.59824 | 0.6192 | 0.48532 | 0.47363 | 0.48358 | 0.58631 | 0.60879 | 0.46453 | 0.47341 | 0.53339 | 0.59927 | 0.47967 | 0.4695 | 0.5529 | 0.49888 | 0.64603 | 0.51014 | 0.56664 | 0.57384 | 0.64978 | 0.55203 | 0.60924 | 0.57728 | 0.51132 | 0.48832 | 0.49741 | 0.61021 | 0.60189 | 0.56344 | 0.56798 | 0.52022 | 0.57645 | 0.43484 | 0.60317 | 0.46438 | 0.51075 | 0.56957 | 0.50316 | 0.52125 | 0.53296 | 0.48798 | 0.57 | 0.54311 | 0.51775 | 0.50503 | 0.45877 | 0.51609 | 0.61548 | 0.46332 | 0.47089 | 0.4334 | 0.63386 | 0.64649 | 0.62249 | 0.58416 | 0.64007 | 0.48228 | 0.54482 | 0.47299 | 0.5534 | 0.61523 | 0.58644 | 0.48834 | 0.43293 | 0.47527 | 0.48342 | 0.43756 | 0.48226 | 0.64263 | 0.48513 | 0.51145 | 0.6178 | 0.53646 | 0.49844 | 0.52186 | 0.46988 | 0.47757 | 0.47014 | 0.49258 | 0.45849 | 0.58337 | 0.60968 | 0.63361 | 0.57926 | 0.57657 | 0.52579 | 0.57484 | 0.51802 | 0.59072 | 0.52757 | 0.61466 | 0.45142 | 0.43896 | 0.62403 | 0.49057 | 0.51702 | 0.55812 | 0.64041 | 0.61 | 0.5246 | 0.63036 | 0.51142 | 0.59579 | 0.43043 | 0.54526 | 0.63114 | 0.59533 | 0.64688 | 0.47654 | 0.50685 | 0.43367 | 0.45048 | 0.56661 | 0.45338 | 0.53076 | 0.53233 | 0.51026 | 0.57262 | 0.468 | 0.45337 | 0.47059 | 0.45813 | 0.57795 | 0.5121 | 0.56265 | 0.4555 | 0.5285 | 0.6317 | 0.51542 | 0.6453 | 0.47382 | 0.47701 | 0.53342 | 0.46948 | 0.64638 | 0.5842 | 0.45098 | 0.52264 | 0.64547 | 0.46066 | 0.44108 | 0.51846 | 0.64644 | 0.52252 | 0.49606 | 0.53877 | 0.59297 | 0.47932 | 0.43069 | 0.47876 | 0.52372 | 0.5685 | 0.59061 | 0.53391 | 0.63099 | 0.61387 | 0.54282 | 0.45982 | 0.55767 | 0.5401 | 0.57514 | 0.4388 | 0.64976 | 0.57506 | 0.61802 | 0.49516 | 0.43563 | 0.50542 | 0.50343 | 0.45052 | 0.61747 | 0.5292 | 0.44893 | 0.5133 | 0.49408 | 0.51241 | 0.64353 | 0.51178 | 0.64479 | 0.50531 | 0.63686 | 0.54886 | 0.61731 | 0.5343 | 0.48746 | 0.61678 | 0.437 | 0.45679 | 0.44818 | 0.62173 | 0.52516 | 0.6287 | 0.48792 | 0.49248 | 0.51032 | 0.45679 | 0.44746 | 0.47037 | 0.6354 | 0.6079 | 0.54675 | 0.63081 | 0.64004 | 0.50222 | 0.64627 | 0.64801 | 0.44282 | 0.60343 | 0.49375 | 0.54906 | 0.43722 | 0.58696 | 0.61 | 0.60303 | 0.52346 | 0.4675 | 0.62906 | 0.52861 | 0.6391 | 0.55447 | 0.46046 | 0.56381 | 0.44748 | 0.48691 | 0.55973 | 0.50147 | 0.52123 | 0.57233 | 0.47964 | 0.64663 | 0.56398 | 0.53035 | 0.50244 | 0.55458 | 0.54575 | 0.51319 | 0.51762 | 0.63626 | 0.5564 | 0.55747 | 0.56133 | 0.43905 | 0.63161 | 0.48964 | 0.47431 | 0.50115 | 0.62604 | 0.4431 | 0.46541 | 0.61745 | 0.51328 | 0.51167 | 0.46355 | 0.46231 | 0.45189 | 0.45175 | 0.43363 | 0.60576 | 0.63839 | 0.58903 | 0.54161 | 0.51521 | 0.45604 | 0.48209 | 0.59422 | 0.61239 | 0.56174 | 0.62309 | 0.62572 | 0.51771 | 0.51269 | 0.49049 | 0.52046 | 0.51781 | 0.45431 | 0.63177 | 0.54501 | 0.62693 | 0.43022 | 0.43823 | 0.47503 | 0.46948 | 0.55762 | 0.59576 | 0.55176 | 0.43601 | 0.45987 | 0.59652 | 0.60816 | 0.61484 | 0.53498 | 0.45881 | 0.60216 | 0.57771 | 0.4506 | 0.6123 | 0.62026 | 0.47869 | 0.45798 | 0.63283 | 0.45079 | 0.52366 | 0.52161 | 0.62905 | 0.53059 | 0.4543 | 0.5284 | 0.50446 | 0.59219 | 0.53563 | 0.63969 | 0.61856 | 0.57528 | 0.5336 | 0.55354 | 0.56627 | 0.55434 | 0.62456 | 0.45578 | 0.59398 | 0.48013 | 0.52346 | 0.57601 | 0.464 | 0.50081 | 0.50956 | 0.43724 | 0.5185 | 0.57331 | 0.57008 | 0.54853 | 0.62116 | 0.63513 | 0.49488 | 0.56163 | 0.52222 | 0.52147 | 0.45677 | 0.53573 | 0.48428 | 0.49155 | 0.51335 | 0.45032 | 0.51129 | 0.57096 | 0.58289 | 0.45723 | 0.53584 | 0.47104 | 0.55259 | 0.5977 | 0.55032 | 0.45335 | 0.52915 | 0.63824 | 0.55067 | 0.64092 | 0.58215 | 0.61767 | 0.4754 | 0.60965 | 0.64047 | 0.47995 | 0.43049 | 0.51479 | 0.55149 | 0.53696 | 0.59732 | 0.45869 | 0.51535 | 0.61046 | 0.53491 | 0.48115 | 0.50876 | 0.52927 | 0.58394 | 0.53169 | 0.57978 | 0.60363 | 0.49303 | 0.61114 | 0.62114 | 0.6147 | 0.54509 | 0.56976 | 0.52688 | 0.54307 | 0.46858 | 0.45492 | 0.64048 | 0.58009 | 0.43358 | 0.5989 | 0.56428 | 0.63573 | 0.6054 | 0.51783 | 0.54513 | 0.48336 | 0.63224 | 0.44181 | 0.49626 | 0.63121 | 0.56652 | 0.64535 | 0.56857 | 0.53931 | 0.50633 | 0.52936 | 0.59094 | 0.60234 | 0.58606 | 0.63363 | 0.51999 | 0.48807 | 0.53007 | 0.62019 | 0.47766 | 0.62861 | 0.43382 | 0.49831 | 0.64483 | 0.48234 | 0.52452 | 0.52794 | 0.62955 | 0.51075 | 0.49583 | 0.55048 | 0.55962 | 0.58994 | 0.51197 | 0.4698 | 0.64592 | 0.58091 | 0.62049 | 0.47321 | 0.61148 | 0.43038 | 0.62119 | 0.52942 | 0.5434 | 0.62913 | 0.51779 | 0.52179 | 0.55501 | 0.58962 | 0.52244 | 0.51338 | 0.52334 | 0.57735 | 0.52041 | 0.5541 | 0.54588 | 0.4444 | 0.43035 | 0.64738 | 0.44901 | 0.51381 | 0.50806 | 0.50616 | 0.4477 | 0.58998 | 0.45406 | 0.48478 | 0.43484 | 0.54166 | 0.45295 | 0.44035 | 0.43756 | 0.61112 | 0.4811 | 0.59383 | 0.53959 | 0.62583 | 0.58156 | 0.58924 | 0.6492 | 0.54469 | 0.62165 | 0.48893 | 0.62606 | 0.5701 | 0.57073 | 0.56034 | 0.51066 | 0.57102 | 0.533 | 0.61066 | 0.61338 | 0.53423 | 0.45243 | 0.54096 | 0.4925 | 0.4871 | 0.57623 | 0.60484 | 0.52792 | 0.53583 | 0.45751 | 0.59639 | 0.52977 | 0.54179 | 0.54824 | 0.62619 | 0.60899 | 0.60705 | 0.53962 | 0.57354 | 0.58914 | 0.57703 | 0.51667 | 0.58387 | 0.45948 | 0.60662 | 0.59406 | 0.53742 | 0.61597 | 0.62682 | 0.50299 | 0.48808 | 0.49842 | 0.62559 | 0.56861 | 0.64664 | 0.5884 | 0.61578 | 0.59101 | 0.47347 | 0.55317 | 0.43374 | 0.58047 | 0.52306 | 0.48301 | 0.45385 | 0.47859 | 0.5634 | 0.58302 | 0.56481 | 0.6444 | 0.47359 | 0.62355 | 0.56106 | 0.57821 | 0.6279 | 0.54694 | 0.47374 | 0.59003 | 0.47453 | 0.55794 | 0.55222 | 0.60448 | 0.47464 | 0.52673 | 0.64779 | 0.58382 | 0.52807 | 0.64185 | 0.43455 | 0.49619 | 0.4501 | 0.52616 | 0.58833 | 0.48466 | 0.46591 | 0.52578 | 0.4811 | 0.63833 | 0.59525 | 0.48545 | 0.61488 | 0.62114 | 0.44045 | 0.55501 | 0.44662 | 0.45333 | 0.44348 | 0.51273 | 0.6243 | 0.58197 | 0.50544 | 0.64577 | 0.62176 | 0.44317 | 0.47155 | 0.55744 | 0.58443 | 0.49362 | 0.64499 | 0.62565 | 0.44526 | 0.53381 | 0.55933 | 0.49772 | 0.61957 | 0.6291 | 0.55832 | 0.56672 | 0.44283 | 0.45014 | 0.54203 | 0.47348 | 0.54346 | 0.55038 | 0.55489 | 0.54422 | 0.47997 | 0.5807 | 0.50698 | 0.60169 | 0.55709 | 0.6232 | 0.48311 | 0.51669 | 0.59256 | 0.44999 | 0.64931 | 0.63891 | 0.59097 | 0.43809 | 0.59034 | 0.44793 | 0.52244 | 0.53592 | 0.58586 | 0.46231 | 0.51134 | 0.4777 | 0.5576 | 0.53889 | 0.52705 | 0.48003 | 0.59833 | 0.47597 | 0.56812 | 0.47217 | 0.58358 | 0.55057 | 0.63308 | 0.62232 | 0.57926 | 0.54696 | 0.49118 | 0.54904 | 0.49146 | 0.43566 | 0.56372 | 0.51731 | 0.58124 | 0.58394 | 0.46541 | 0.64655 | 0.58104 | 0.51514 | 0.52421 | 0.59755 | 0.59241 | 0.46017 | 0.50695 | 0.60494 | 0.61113 | 0.63696 | 0.45842 | 0.4744 | 0.51793 | 0.46098 | 0.51023 | 0.50088 | 0.62975 | 0.57717 | 0.61968 | 0.45861 | 0.48804 | 0.63124 | 0.60802 | 0.47581 | 0.59792 | 0.58677 | 0.60503 | 0.43856 | 0.59235 | 0.48023 | 0.47563 | 0.53401 | 0.5432 | 0.5042 | 0.50071 | 0.6378 | 0.5545 | 0.43129 | 0.63358 | 0.55896 | 0.48879 | 0.59007 | 0.56839 | 0.52223 | 0.4618 | 0.57524 | 0.52671 | 0.50695 | 0.44759 | 0.61454 | 0.58755 | 0.49736 | 0.62619 | 0.49262 | 0.47535 | 0.64503 | 0.60853 | 0.6415 | 0.50379 | 0.52799 | 0.5241 | 0.45248 | 0.64054 | 0.47987 | 0.61812 | 0.55311 | 0.53603 | 0.46048 | 0.50421 | 0.62939 | 0.64028 | 0.51169 | 0.64172 | 0.55232 | 0.54637 | 0.64399 | 0.56358 | 0.51228 | 0.53161 | 0.48232 | 0.6127 | 0.55599 | 0.54668 | 0.60482 | 0.62449 | 0.62798 | 0.58744 | 0.60161 | 0.53409 | 0.53091 | 0.56821 | 0.54709 | 0.52256 | 0.58002 | 0.48153 | 0.43183 | 0.63247 | 0.61461 | 0.56924 | 0.59225 | 0.57195 | 0.57872 | 0.53936 | 0.64636 | 0.63295 | 0.50691 | 0.44338 | 0.43778 | 0.48896 | 0.5437 | 0.57072 | 0.59264 | 0.50475 | 0.59081 | 0.57482 | 0.44581 | 0.51291 | 0.44947 | 0.62348 | 0.46793 | 0.50101 | 0.45018 | 0.61763 | 0.57466 | 0.60375 | 0.59034 | 0.6011 | 0.57126 | 0.56477 | 0.57607 | 0.50519 | 0.52456 | 0.5746 | 0.48158 | 0.59964 | 0.55388 | 0.54397 | 0.63406 | 0.57427 | 0.59237 | 0.47371 | 0.63002 | 0.59675 | 0.64234 | 0.64569 | 0.55235 | 0.59356 | 0.56479 | 0.6347 | 0.54154 | 0.56378 | 0.47956 | 0.48612 | 0.45892 | 0.62081 | 0.55255 | 0.51621 | 0.56252 | 0.59405 | 0.55063 | 0.47023 | 0.52707 | 0.48761 | 0.52209 | 0.62489 | 0.55238 | 0.52345 | 0.47886 | 0.51084 | 0.51318 | 0.4932 | 0.59458 | 0.50712 | 0.5886 | 0.57925 | 0.60432 | 0.44159 | 0.55185 | 0.64568 | 0.49957 | 0.47864 | 0.52353 | 0.44768 | 0.4471 | 0.59875 | 0.63904 | 0.55342 | 0.46097 | 0.46925 | 0.64534 | 0.62378 | 0.53917 | 0.5836 | 0.51005 | 0.63849 | 0.56672 | 0.57467 | 0.45922 | 0.64909 | 0.58715 | 0.46071 | 0.45253 | 0.64523 | 0.45139 | 0.57028 | 0.50896 | 0.43047 | 0.48076 | 0.5168 | 0.53355 | 0.51334 | 0.62386 | 0.47936 | 0.59052 | 0.56711 | 0.57776 | 0.44833 | 0.56693 | 0.57427 | 0.52677 | 0.58298 | 0.54492 | 0.57811 | 0.60229 | 0.58231 | 0.49909 | 0.59347 | 0.45167 | 0.5183 | 0.64862 | 0.62391 | 0.54421 | 0.54377 | 0.59849 | 0.4974 | 0.58203 | 0.43853 | 0.59332 | 0.61911 | 0.62306 | 0.54218 | 0.54131 | 0.57872 | 0.64669 | 0.46118 | 0.53485 | 0.60052 | 0.50925 | 0.60989 | 0.59663 | 0.59714 | 0.53885 | 0.50027 | 0.43487 | 0.59264 | 0.49657 | 0.58021 | 0.52949 | 0.55497 | 0.63034 | 0.48744 | 0.44841 | 0.45844 | 0.43251 | 0.53856 | 0.48345 | 0.6386 | 0.57778 | 0.63656 | 0.46262 | 0.63931 | 0.54092 | 0.62262 | 0.60254 | 0.49387 | 0.54522 | 0.55529 | 0.46813 | 0.59469 | 0.53634 | 0.56856 | 0.59367 | 0.45543 | 0.58765 | 0.60921 | 0.53672 | 0.55854 | 0.63112 | 0.62386 | 0.51719 | 0.432 | 0.53128 | 0.45097 | 0.53861 | 0.51522 | 0.45472 | 0.44277 | 0.6128 | 0.54734 | 0.53825 | 0.61614 | 0.59557 | 0.52218 | 0.4509 | 0.53932 | 0.49577 | 0.63072 | 0.49065 | 0.53624 | 0.57768 | 0.51335 | 0.64303 | 0.55497 | 0.51149 | 0.52984 | 0.55615 | 0.4984 | 0.51091 | 0.54304 | 0.5093 | 0.60367 | 0.4939 | 0.48393 | 0.63739 | 0.51735 | 0.45954 | 0.60285 | 0.44113 | 0.46149 | 0.43308 | 0.51802 | 0.46783 | 0.52559 | 0.57663 | 0.59095 | 0.46035 | 0.55041 | 0.56984 | 0.49128 | 0.60976 | 0.50988 | 0.58573 | 0.56236 | 0.52854 | 0.61429 | 0.49695 | 0.64595 | 0.45525 | 0.61346 | 0.6074 | 0.60043 | 0.59263 | 0.47717 | 0.47465 | 0.52997 | 0.47514 | 0.64589 | 0.44831 | 0.55014 | 0.59979 | 0.60616 | 0.62121 | 0.52743 | 0.49932 | 0.48038 | 0.57371 | 0.60412 | 0.51851 | 0.4677 | 0.4437 | 0.45043 | 0.49212 | 0.56803 | 0.44516 | 0.43498 | 0.61203 | 0.5534 | 0.61624 | 0.54748 | 0.53713 | 0.60889 | 0.64394 | 0.51066 | 0.63034 | 0.43252 | 0.57428 | 0.59844 | 0.56131 | 0.63609 | 0.61758 | 0.46401 | 0.64485 | 0.5108 | 0.50393 | 0.55661 | 0.45124 | 0.46222 | 0.60394 | 0.63558 | 0.63374 | 0.46811 | 0.53306 | 0.60487 | 0.44626 | 0.62547 | 0.48165 | 0.45739 | 0.46234 | 0.49638 | 0.44969 | 0.63715 | 0.43079 | 0.48191 | 0.47959 | 0.44813 | 0.48849 | 0.56881 | 0.45682 | 0.53783 | 0.50501 | 0.4928 | 0.44233 | 0.44554 | 0.54484 | 0.62713 | 0.52745 | 0.62121 | 0.6334 | 0.43434 | 0.54352 | 0.55568 | 0.57603 | 0.55347 | 0.43506 | 0.60982 | 0.47803 | 0.45368 | 0.5783 | 0.56 | 0.56949 | 0.52416 | 0.50986 | 0.5795 | 0.55772 | 0.59702 | 0.60879 | 0.6098 | 0.45648 | 0.49847 | 0.57294 | 0.48841 | 0.62435 | 0.62759 | 0.64879 | 0.57007 | 0.50926 | 0.5566 | 0.55136 | 0.57163 | 0.52414 | 0.51793 | 0.4682 | 0.60124 | 0.60708 | 0.54327 | 0.62157 | 0.55063 | 0.44862 | 0.52343 | 0.62888 | 0.49886 | 0.61011 | 0.46118 | 0.53115 | 0.64821 | 0.54079 | 0.58137 | 0.58981 | 0.43169 | 0.57288 | 0.6398 | 0.45688 | 0.5649 | 0.43431 | 0.49834 | 0.45068 | 0.51618 | 0.62119 | 0.59222 | 0.6 | 0.47499 | 0.46533 | 0.63007 | 0.51123 | 0.49915 | 0.62158 | 0.60014 | 0.61405 | 0.55068 | 0.46002 | 0.46784 | 0.44504 | 0.6206 | 0.53864 | 0.59178 | 0.52704 | 0.44179 | 0.63565 | 0.5896 | 0.53727 | 0.61833 | 0.5124 | 0.52676 | 0.51423 | 0.47794 | 0.62928 | 0.60768 | 0.57598 | 0.59933 | 0.44252 | 0.47753 | 0.45708 | 0.54121 | 0.53351 | 0.57031 | 0.62053 | 0.52119 | 0.43259 | 0.63704 | 0.47569 | 0.55102 | 0.63939 | 0.46217 | 0.56409 | 0.51528 | 0.46468 | 0.48742 | 0.4896 | 0.49607 | 0.60609 | 0.60849 | 0.56239 | 0.46763 | 0.56138 | 0.45083 | 0.45323 | 0.44267 | 0.46977 | 0.47834 | 0.56048 | 0.63004 | 0.58249 | 0.44475 | 0.60247 | 0.62857 | 0.60414 | 0.61727 | 0.44526 | 0.61159 | 0.54282 | 0.43321 | 0.63198 | 0.56944 | 0.45461 | 0.58648 | 0.52154 | 0.46021 | 0.62695 | 0.54961 | 0.57798 | 0.48248 | 0.48643 | 0.54952 | 0.63488 | 0.60247 | 0.49032 | 0.43819 | 0.48988 | 0.52856 | 0.49497 | 0.61652 | 0.56215 | 0.44342 | 0.50121 | 0.54903 | 0.56531 | 0.53991 | 0.53342 | 0.63596 | 0.54156 | 0.58396 | 0.53037 | 0.58977 | 0.48351 | 0.54512 | 0.53885 | 0.57026 | 0.53635 | 0.54506 | 0.43518 | 0.46564 | 0.57658 | 0.52912 | 0.54933 | 0.47976 | 0.54329 | 0.60611 | 0.51393 | 0.47022 | 0.58132 | 0.59484 | 0.61817 | 0.60291 | 0.56428 | 0.53808 | 0.52161 | 0.55644 | 0.51174 | 0.44359 | 0.49443 | 0.47562 | 0.62939 | 0.64657 | 0.44031 | 0.62821 | 0.60046 | 0.5797 | 0.43253 | 0.62389 | 0.60455 | 0.44155 | 0.64491 | 0.45376 | 0.62517 | 0.60536 | 0.60478 | 0.50513 | 0.63142 | 0.47369 | 0.60719 | 0.64736 | 0.56969 | 0.48311 | 0.61392 | 0.59162 | 0.47288 | 0.56504 | 0.5088 | 0.58869 | 0.61137 | 0.59062 | 0.44094 | 0.5901 | 0.59313 | 0.4316 | 0.46685 | 0.4811 | 0.59762 | 0.58059 | 0.45682 | 0.45955 | 0.43351 | 0.53992 | 0.43542 | 0.44691 | 0.45592 | 0.46436 | 0.64714 | 0.59431 | 0.45693 | 0.50888 | 0.53855 | 0.4716 | 0.63487 | 0.63024 | 0.49305 | 0.54415 | 0.50077 | 0.4303 | 0.44986 | 0.47388 | 0.62667 | 0.44727 | 0.53341 | 0.60795 | 0.4536 | 0.60718 | 0.43057 | 0.47837 | 0.47242 | 0.62913 | 0.4815 | 0.5699 | 0.56856 | 0.46417 | 0.58225 | 0.55297 | 0.44468 | 0.60222 | 0.48948 | 0.57105 | 0.59104 | 0.56067 | 0.57088 | 0.60997 | 0.46891 | 0.6131 | 0.4992 | 0.59292 | 0.4522 | 0.46063 | 0.61766 | 0.50749 | 0.49141 | 0.49941 | 0.5603 | 0.52331 | 0.46081 | 0.53031 | 0.62686 | 0.52463 | 0.60863 | 0.59958 | 0.56033 | 0.64675 | 0.6343 | 0.59333 | 0.50828 | 0.43321 | 0.64011 | 0.58553 | 0.53074 | 0.51618 | 0.44058 | 0.53719 | 0.54107 | 0.58643 | 0.44865 | 0.49659 | 0.55596 | 0.45995 | 0.51591 | 0.64675 | 0.63996 | 0.61269 | 0.51046 | 0.64924 | 0.60286 | 0.5946 | 0.50585 | 0.58243 | 0.51281 | 0.49102 | 0.46063 | 0.55304 | 0.63514 | 0.52972 | 0.58484 | 0.53123 | 0.59469 | 0.54278 | 0.43815 | 0.60144 | 0.49648 | 0.61298 | 0.64158 | 0.61656 | 0.58406 | 0.50746 | 0.52636 | 0.47998 | 0.50892 | 0.58239 | 0.44313 | 0.5498 | 0.4404 | 0.63457 | 0.60036 | 0.58681 | 0.57472 | 0.57609 | 0.57047 | 0.50821 | 0.62662 | 0.62983 | 0.47517 | 0.61994 | 0.52779 | 0.46695 | 0.5527 | 0.63388 | 0.48445 | 0.53338 | 0.62067 | 0.47461 | 0.47968 | 0.55246 | 0.57779 | 0.44615 | 0.52592 | 0.61013 | 0.60947 | 0.44438 | 0.61725 | 0.46713 | 0.55813 | 0.52874 | 0.54124 | 0.5144 | 0.54383 | 0.45456 | 0.55516 | 0.64115 | 0.50738 | 0.59457 | 0.49097 | 0.6389 | 0.58759 | 0.49855 | 0.6408 | 0.6405 | 0.55155 | 0.50087 | 0.56039 | 0.52205 | 0.54632 | 0.4716 | 0.52983 | 0.60276 | 0.53195 | 0.5694 | 0.43261 | 0.52292 | 0.63956 | 0.64078 | 0.55391 | 0.59103 | 0.55313 | 0.49789 | 0.61623 | 0.62643 | 0.46927 | 0.52316 | 0.47384 | 0.57576 | 0.62599 | 0.57076 | 0.55818 | 0.60272 | 0.61402 | 0.4394 | 0.44441 | 0.59178 | 0.47877 | 0.52702 | 0.54373 | 0.48355 | 0.44903 | 0.64677 | 0.57628 | 0.47337 | 0.64168 | 0.4853 | 0.50347 | 0.48725 | 0.62922 | 0.63978 | 0.55361 | 0.61873 | 0.50538 | 0.48421 | 0.61288 | 0.46105 | 0.60388 | 0.54554 | 0.47345 | 0.53616 | 0.57494 | 0.49716 | 0.63056 | 0.52007 | 0.48715 | 0.53266 | 0.43525 | 0.61865 | 0.44361 | 0.63589 | 0.51515 | 0.44599 | 0.57964 | 0.57283 | 0.59597 | 0.56336 | 0.5858 | 0.5203 | 0.50063 | 0.5293 | 0.63495 | 0.53978 | 0.48534 | 0.46748 | 0.54683 | 0.55629 | 0.6131 | 0.51922 | 0.54475 | 0.47127 | 0.5766 | 0.44733 | 0.43107 | 0.51259 | 0.56653 | 0.54117 | 0.57606 | 0.48703 | 0.47462 | 0.49762 | 0.62126 | 0.59508 | 0.45384 | 0.57976 | 0.56437 | 0.43896 | 0.61167 | 0.44394 | 0.56716 | 0.52569 | 0.53399 | 0.61411 | 0.58549 | 0.44196 | 0.5835 | 0.57904 | 0.63383 | 0.53286 | 0.63076 | 0.55639 | 0.52837 | 0.59133 | 0.4584 | 0.44842 | 0.5046 | 0.57401 | 0.51159 | 0.45572 | 0.53152 | 0.56988 | 0.56049 | 0.43143 | 0.49955 | 0.51928 | 0.55586 | 0.52531 | 0.57828 | 0.62303 | 0.50786 | 0.6018 | 0.4376 | 0.63002 | 0.57626 | 0.57302 | 0.4946 | 0.44579 | 0.60923 | 0.53177 | 0.57681 | 0.43398 | 0.54753 | 0.60246 | 0.6246 | 0.60663 | 0.43447 | 0.58144 | 0.46201 | 0.45465 | 0.54203 | 0.48155 | 0.43371 | 0.45688 | 0.4726 | 0.48682 | 0.47836 | 0.45381 | 0.52551 | 0.54964 | 0.57875 | 0.59325 | 0.52059 | 0.55929 | 0.50065 | 0.58969 | 0.60728 | 0.61577 | 0.59365 | 0.45275 | 0.56755 | 0.59086 | 0.50068 | 0.43972 | 0.47833 | 0.62361 | 0.60276 | 0.49904 | 0.60569 | 0.63559 | 0.62467 | 0.48924 | 0.51121 | 0.48695 | 0.50234 | 0.6077 | 0.51314 | 0.50701 | 0.44202 | 0.53302 | 0.63313 | 0.48527 | 0.56531 | 0.43489 | 0.48975 | 0.46563 | 0.48969 | 0.47435 | 0.52995 | 0.47393 | 0.51678 | 0.64934 | 0.60715 | 0.59709 | 0.61754 | 0.53161 | 0.46396 | 0.57881 | 0.56514 | 0.47204 | 0.45056 | 0.57289 | 0.52198 | 0.56528 | 0.5268 | 0.53074 | 0.50032 | 0.54112 | 0.47239 | 0.58006 | 0.47792 | 0.5737 | 0.64467 | 0.55749 | 0.4984 | 0.54528 | 0.56542 | 0.57185 | 0.54999 | 0.45186 | 0.57532 | 0.53859 | 0.59327 | 0.44742 | 0.53423 | 0.50352 | 0.64262 | 0.45267 | 0.59718 | 0.58108 | 0.57391 | 0.49481 | 0.55244 | 0.60402 | 0.45984 | 0.57754 | 0.55418 | 0.54161 | 0.55879 | 0.51827 | 0.55975 | 0.51618 | 0.5918 | 0.58012 | 0.62846 | 0.63548 | 0.43926 | 0.49427 | 0.62978 | 0.50674 | 0.56254 | 0.61416 | 0.47074 | 0.57387 | 0.50205 | 0.43788 | 0.60401 | 0.50117 | 0.45762 | 0.43353 | 0.53072 | 0.43352 | 0.5627 | 0.6256 | 0.45334 | 0.55342 | 0.62899 | 0.51741 | 0.64016 | 0.45476 | 0.46264 | 0.50854 | 0.6212 | 0.47941 | 0.48402 | 0.49901 | 0.46099 | 0.63158 | 0.63029 | 0.64978 | 0.51077 | 0.58426 | 0.49986 | 0.4534 | 0.43225 | 0.51561 | 0.47219 | 0.5786 | 0.54124 | 0.5118 | 0.62324 | 0.62072 | 0.52046 | 0.60778 | 0.44611 | 0.57823 | 0.46733 | 0.57056 | 0.50248 | 0.44429 | 0.58447 | 0.55975 | 0.63615 | 0.4398 | 0.53689 | 0.64344 | 0.50085 | 0.47516 | 0.5578 | 0.54878 | 0.53269 | 0.52191 | 0.49538 | 0.46173 | 0.6472 | 0.50266 | 0.55881 | 0.55509 | 0.61599 | 0.54109 | 0.55896 | 0.59575 | 0.52058 | 0.56016 | 0.56436 | 0.46062 | 0.57581 | 0.50144 | 0.58602 | 0.51812 | 0.43746 | 0.60857 | 0.52604 | 0.48196 | 0.59573 | 0.6364 | 0.45586 | 0.57096 | 0.49024 | 0.59285 | 0.53664 | 0.47677 | 0.59254 | 0.48858 | 0.44672 | 0.47935 | 0.47451 | 0.53633 | 0.61806 | 0.58229 | 0.50901 | 0.51766 | 0.58299 | 0.49364 | 0.62743 | 0.61592 | 0.48717 | 0.5789 | 0.62265 | 0.48426 | 0.51938 | 0.56155 | 0.466 | 0.61507 | 0.5554 | 0.63008 | 0.55168 | 0.61105 | 0.59804 | 0.43137 | 0.55797 | 0.53751 | 0.55832 | 0.6329 | 0.63711 | 0.57839 | 0.58769 | 0.60682 | 0.62037 | 0.53715 | 0.47073 | 0.46024 | 0.52147 | 0.60698 | 0.55031 | 0.6453 | 0.50156 | 0.46362 | 0.57815 | 0.55244 | 0.49778 | 0.55138 | 0.56876 | 0.58803 | 0.53393 | 0.63648 | 0.45737 | 0.49107 | 0.44492 | 0.61059 | 0.62531 | 0.5327 | 0.63918 | 0.44766 | 0.64976 | 0.54236 | 0.56955 | 0.45504 | 0.53826 | 0.48407 | 0.57592 | 0.59481 | 0.60305 | 0.53864 | 0.49394 | 0.55545 | 0.5125 | 0.59082 | 0.4515 | 0.49881 | 0.60411 | 0.52063 | 0.60413 | 0.48803 | 0.52348 | 0.57503 | 0.58121 | 0.44366 | 0.59901 | 0.59089 | 0.64697 | 0.58192 | 0.47626 | 0.43244 | 0.52772 | 0.58994 | 0.432 | 0.44823 | 0.54564 | 0.44563 | 0.50931 | 0.54035 | 0.47238 | 0.43291 | 0.57859 | 0.58291 | 0.54658 | 0.46352 | 0.47002 | 0.47094 | 0.63921 | 0.55703 | 0.63977 | 0.4843 | 0.55455 | 0.54632 | 0.48475 | 0.47569 | 0.60251 | 0.55408 | 0.52758 | 0.6258 | 0.53236 | 0.55288 | 0.60953 | 0.53964 | 0.57908 | 0.59878 | 0.51628 | 0.44758 | 0.59844 | 0.4755 | 0.6236 | 0.51657 | 0.55169 | 0.56913 | 0.51116 | 0.56241 | 0.47063 | 0.61899 | 0.62704 | 0.48446 | 0.51999 | 0.64441 | 0.5306 | 0.46996 | 0.57144 | 0.60723 | 0.56763 | 0.43165 | 0.56623 | 0.57608 | 0.54973 | 0.46853 | 0.50911 | 0.59476 | 0.55753 | 0.6459 | 0.46081 | 0.55755 | 0.62249 | 0.61936 | 0.60546 | 0.64873 | 0.46012 | 0.47836 | 0.57855 | 0.53291 | 0.53531 | 0.44865 | 0.55448 | 0.54885 | 0.53672 | 0.4528 | 0.57775 | 0.57038 | 0.60485 | 0.55874 | 0.43637 | 0.49879 | 0.61891 | 0.63456 | 0.56664 | 0.61355 | 0.62693 | 0.46217 | 0.45824 | 0.57196 | 0.54622 | 0.63785 | 0.55451 | 0.59275 | 0.48121 | 0.64041 | 0.4355 | 0.62342 | 0.60761 | 0.64925 | 0.5439 | 0.53777 | 0.60605 | 0.45303 | 0.47348 | 0.56173 | 0.58495 | 0.4965 | 0.46812 | 0.45127 | 0.64381 | 0.47543 | 0.59192 | 0.59406 | 0.50094 | 0.5166 | 0.61699 | 0.48788 | 0.49336 | 0.59777 | 0.62047 | 0.54581 | 0.53672 | 0.61148 | 0.43721 | 0.63207 | 0.54513 | 0.43388 | 0.58658 | 0.60535 | 0.49306 | 0.45515 | 0.47664 | 0.43336 | 0.60883 | 0.59965 | 0.60302 | 0.60628 | 0.62496 | 0.6076 | 0.46892 | 0.54971 | 0.6004 | 0.54394 | 0.6123 | 0.53882 | 0.43501 | 0.47256 | 0.50694 | 0.64067 | 0.5695 | 0.49373 | 0.62742 | 0.63764 | 0.5865 | 0.50573 | 0.44182 | 0.59496 | 0.62272 | 0.48764 | 0.5631 | 0.4443 | 0.5078 | 0.49374 | 0.49294 | 0.62064 | 0.57538 | 0.59032 | 0.59107 | 0.5266 | 0.55182 | 0.648 | 0.48883 | 0.45874 | 0.60012 | 0.5889 | 0.47807 | 0.64987 | 0.43053 | 0.64565 | 0.56206 | 0.52814 | 0.47599 | 0.5771 | 0.53304 | 0.53584 | 0.43496 | 0.51572 | 0.51935 | 0.56351 | 0.553 | 0.64357 | 0.47103 | 0.62098 | 0.56968 | 0.51603 | 0.52456 | 0.45072 | 0.46186 | 0.43038 | 0.45256 | 0.59933 | 0.48651 | 0.46718 | 0.64776 | 0.43303 | 0.52842 | 0.59464 | 0.62936 | 0.56732 | 0.52271 | 0.52133 | 0.63216 | 0.59411 | 0.55199 | 0.61281 | 0.62409 | 0.55139 | 0.49048 | 0.43644 | 0.43399 | 0.45875 | 0.64263 | 0.54961 | 0.46752 | 0.54525 | 0.46268 | 0.47339 | 0.44985 | 0.46092 | 0.50608 | 0.63957 | 0.44464 | 0.60935 | 0.58525 | 0.63427 | 0.44183 | 0.44224 | 0.53277 | 0.53028 | 0.46583 | 0.4546 | 0.55483 | 0.48476 | 0.61946 | 0.50213 | 0.58002 | 0.46335 | 0.43061 | 0.62273 | 0.49509 | 0.64934 | 0.54263 | 0.54266 | 0.58661 | 0.45941 | 0.61576 | 0.6191 | 0.63167 | 0.52433 | 0.57071 | 0.56816 | 0.43332 | 0.48617 | 0.4904 | 0.54623 | 0.61304 | 0.50562 | 0.58639 | 0.55792 | 0.6134 | 0.51915 | 0.45505 | 0.46192 | 0.59859 | 0.56253 | 0.43528 | 0.56261 | 0.50577 | 0.64408 | 0.64224 | 0.57185 | 0.47671 | 0.58778 | 0.57919 | 0.43208 | 0.53066 | 0.47556 | 0.51457 | 0.44781 | 0.63753 | 0.54142 | 0.61964 | 0.60194 | 0.43632 | 0.56374 | 0.58399 | 0.49306 | 0.56558 | 0.47964 | 0.49258 | 0.57014 | 0.58691 | 0.56216 | 0.50163 | 0.62018 | 0.55791 | 0.64525 | 0.46792 | 0.49009 | 0.44508 | 0.58605 | 0.48663 | 0.59894 | 0.43211 | 0.56026 | 0.46557 | 0.59338 | 0.57024 | 0.63995 | 0.56644 | 0.44282 | 0.6494 | 0.611 | 0.50681 | 0.48597 | 0.60931 | 0.60533 | 0.63986 | 0.51713 | 0.61647 | 0.53653 | 0.53745 | 0.50647 | 0.6182 | 0.48789 | 0.49662 | 0.4808 | 0.57506 | 0.49137 | 0.49486 | 0.44545 | 0.57243 | 0.44655 | 0.6022 | 0.6489 | 0.45662 | 0.63159 | 0.51383 | 0.47902 | 0.44288 | 0.60326 | 0.63392 | 0.64609 | 0.45188 | 0.53365 | 0.599 | 0.48683 | 0.48672 | 0.59453 | 0.45809 | 0.56899 | 0.50052 | 0.56375 | 0.59347 | 0.45532 | 0.46779 | 0.59917 | 0.58052 | 0.45639 | 0.6375 | 0.43488 | 0.52778 | 0.43617 | 0.434 | 0.5915 | 0.56988 | 0.45988 | 0.62992 | 0.52125 | 0.59898 | 0.44284 | 0.61912 | 0.5028 | 0.48331 | 0.43665 | 0.63054 | 0.44449 | 0.52334 | 0.46323 | 0.4465 | 0.4924 | 0.5692 | 0.61691 | 0.44223 | 0.55731 | 0.49028 | 0.45549 | 0.52421 | 0.44638 | 0.49349 | 0.5001 | 0.55256 | 0.46871 | 0.57813 | 0.5116 | 0.52299 | 0.64447 | 0.47447 | 0.59283 | 0.61855 | 0.56533 | 0.52282 | 0.63306 | 0.57274 | 0.46834 | 0.47543 | 0.52358 | 0.56892 | 0.571 | 0.53385 | 0.49568 | 0.49776 | 0.45329 | 0.5739 | 0.51472 | 0.54389 | 0.56554 | 0.64131 | 0.51302 | 0.47726 | 0.58848 | 0.49949 | 0.43164 | 0.51214 | 0.58951 | 0.62469 | 0.46513 | 0.47552 | 0.51704 | 0.43822 | 0.4516 | 0.45593 | 0.64234 | 0.53141 | 0.62497 | 0.43445 | 0.50803 | 0.45011 | 0.56452 | 0.57574 | 0.43644 | 0.51486 | 0.49568 | 0.61679 | 0.44505 | 0.60373 | 0.57606 | 0.47091 | 0.50331 | 0.44118 | 0.52426 | 0.64962 | 0.62814 | 0.49506 | 0.48152 | 0.47945 | 0.59282 | 0.61253 | 0.47176 | 0.46468 | 0.48419 | 0.48697 | 0.55928 | 0.49084 | 0.49045 | 0.54439 | 0.4338 | 0.64839 | 0.52301 | 0.50751 | 0.46375 | 0.51675 | 0.53653 | 0.55912 | 0.50803 | 0.57225 | 0.45403 | 0.4402 | 0.57422 | 0.64185 | 0.43375 | 0.59303 | 0.62496 | 0.63476 | 0.60153 | 0.50862 | 0.62321 | 0.46028 | 0.6136 | 0.52439 | 0.5323 | 0.55538 | 0.509 | 0.63344 | 0.56841 | 0.46024 | 0.62565 | 0.49648 | 0.48523 | 0.53592 | 0.58907 | 0.55091 | 0.60872 | 0.44393 | 0.60376 | 0.45936 | 0.58669 | 0.53388 | 0.457 | 0.45261 | 0.47208 | 0.47089 | 0.51359 | 0.50144 | 0.50985 | 0.50482 | 0.47263 | 0.52202 | 0.52677 | 0.62743 | 0.6248 | 0.64595 | 0.43221 | 0.64809 | 0.45697 | 0.54492 | 0.47559 | 0.45525 | 0.61963 | 0.47849 | 0.58334 | 0.5614 | 0.53783 | 0.5128 | 0.48175 | 0.46197 | 0.50816 | 0.5355 | 0.62962 | 0.62899 | 0.6325 | 0.58048 | 0.5141 | 0.48928 | 0.64549 | 0.62834 | 0.59865 | 0.55911 | 0.57028 | 0.57186 | 0.58701 | 0.44277 | 0.45823 | 0.51341 | 0.63149 | 0.47034 | 0.56337 | 0.63512 | 0.5725 | 0.61595 | 0.56533 | 0.61308 | 0.56205 | 0.64566 | 0.50891 | 0.57101 | 0.55517 | 0.56059 | 0.54405 | 0.4713 | 0.59492 | 0.59783 | 0.55458 | 0.63401 | 0.59928 | 0.46643 | 0.4406 | 0.56381 | 0.55394 | 0.53201 | 0.54179 | 0.47422 | 0.43606 | 0.58885 | 0.51399 | 0.54766 | 0.43204 | 0.46874 | 0.63248 | 0.4637 | 0.44597 | 0.51308 | 0.44645 | 0.44054 | 0.55325 | 0.62074 | 0.63219 | 0.45502 | 0.5948 | 0.53693 | 0.6498 | 0.64591 | 0.61852 | 0.5014 | 0.49319 | 0.62647 | 0.51459 | 0.62993 | 0.46696 | 0.64475 | 0.52724 | 0.47732 | 0.61713 | 0.53637 | 0.54876 | 0.53711 | 0.56774 | 0.45597 | 0.44814 | 0.4786 | 0.57542 | 0.49726 | 0.51121 | 0.64056 | 0.52143 | 0.45093 | 0.57902 | 0.63804 | 0.63844 | 0.4523 | 0.59861 | 0.56161 | 0.61357 | 0.58473 | 0.52213 | 0.54049 | 0.6117 | 0.51678 | 0.58886 | 0.55851 | 0.43942 | 0.53291 | 0.58559 | 0.55298 | 0.56115 | 0.6462 | 0.47766 | 0.48572 | 0.44676 | 0.4468 | 0.58615 | 0.55294 | 0.60515 | 0.58259 | 0.64216 | 0.47518 | 0.57218 | 0.59596 | 0.54085 | 0.51247 | 0.4612 | 0.46676 | 0.5445 | 0.56526 | 0.43818 | 0.56233 | 0.56195 | 0.51702 | 0.46211 | 0.45075 | 0.51877 | 0.47476 | 0.64911 | 0.46401 | 0.50413 | 0.45457 | 0.61082 | 0.5592 | 0.57136 | 0.56091 | 0.49008 | 0.48608 | 0.60656 | 0.4786 | 0.61567 | 0.48938 | 0.61358 | 0.44625 | 0.49491 | 0.58953 | 0.51074 | 0.6474 | 0.63001 | 0.64854 | 0.57086 | 0.55006 | 0.57136 | 0.56033 | 0.60063 | 0.4471 | 0.46498 | 0.49593 | 0.55551 | 0.58061 | 0.60812 | 0.49325 | 0.54516 | 0.5501 | 0.51078 | 0.52287 | 0.50689 | 0.4463 | 0.56415 | 0.52397 | 0.47786 | 0.51901 | 0.59763 | 0.46919 | 0.5492 | 0.56822 | 0.62786 | 0.64082 | 0.6416 | 0.53623 | 0.53322 | 0.52811 | 0.64187 | 0.61954 | 0.57832 | 0.4939 | 0.5583 | 0.6377 | 0.62403 | 0.43352 | 0.5401 | 0.57938 | 0.61331 | 0.53051 | 0.48124 | 0.46217 | 0.45927 | 0.64758 | 0.56487 | 0.59492 | 0.53953 | 0.43806 | 0.60103 | 0.53196 | 0.46931 | 0.63083 | 0.47518 | 0.5787 | 0.44565 | 0.4732 | 0.46282 | 0.57747 | 0.44539 | 0.57814 | 0.43879 | 0.45171 | 0.56135 | 0.56806 | 0.56826 | 0.50694 | 0.62758 | 0.54 | 0.49906 | 0.59953 | 0.50604 | 0.58258 | 0.43306 | 0.58658 | 0.58983 | 0.47693 | 0.58397 | 0.56025 | 0.44507 | 0.54864 | 0.61143 | 0.45179 | 0.43286 | 0.5788 | 0.46224 | 0.57675 | 0.44815 | 0.58357 | 0.48342 | 0.61598 | 0.5843 | 0.54712 | 0.51366 | 0.61659 | 0.47665 | 0.62192 | 0.61856 | 0.64826 | 0.64765 | 0.49064 | 0.44993 | 0.53816 | 0.64742 | 0.56772 | 0.59052 | 0.57163 | 0.44602 | 0.48389 | 0.55043 | 0.51088 | 0.48032 | 0.59623 | 0.49045 | 0.6077 | 0.52093 | 0.46615 | 0.44013 | 0.59187 | 0.52603 | 0.4399 | 0.5955 | 0.5373 | 0.64523 | 0.45404 | 0.51644 | 0.55708 | 0.6131 | 0.58316 | 0.47931 | 0.61501 | 0.56871 | 0.44934 | 0.59137 | 0.61781 | 0.56178 | 0.48791 | 0.60177 | 0.60257 | 0.49241 | 0.54675 | 0.55382 | 0.49665 | 0.56043 | 0.56289 | 0.64275 | 0.62117 | 0.56104 | 0.57673 | 0.52505 | 0.48831 | 0.59896 | 0.6041 | 0.56437 | 0.59286 | 0.60633 | 0.50518 | 0.50926 | 0.50261 | 0.64552 | 0.474 | 0.46545 | 0.59434 | 0.52997 | 0.63765 | 0.59544 | 0.61494 | 0.49856 | 0.45762 | 0.50119 | 0.61913 | 0.63722 | 0.51585 | 0.43084 | 0.51882 | 0.54347 | 0.47739 | 0.56458 | 0.52929 | 0.44616 | 0.578 | 0.43764 | 0.60185 | 0.4432 | 0.47142 | 0.55849 | 0.50048 | 0.62089 | 0.5534 | 0.637 | 0.44895 | 0.63238 | 0.58898 | 0.56307 | 0.55093 | 0.4725 | 0.47497 | 0.6255 | 0.51804 | 0.53906 | 0.46838 | 0.59115 | 0.53607 | 0.63749 | 0.48907 | 0.43726 | 0.4893 | 0.59864 | 0.53876 | 0.59621 | 0.437 | 0.47178 | 0.62979 | 0.56612 | 0.62918 | 0.4529 | 0.63223 | 0.51929 | 0.51967 | 0.52516 | 0.5561 | 0.50184 | 0.57279 | 0.51157 | 0.46194 | 0.45201 | 0.62566 | 0.43423 | 0.59537 | 0.48633 | 0.51932 | 0.63781 | 0.5797 | 0.50178 | 0.46422 | 0.58838 | 0.56556 | 0.47273 | 0.47145 | 0.59503 | 0.63789 | 0.55561 | 0.57284 | 0.54367 | 0.59601 | 0.52562 | 0.47834 | 0.4972 | 0.56923 | 0.53506 | 0.63591 | 0.44628 | 0.48375 | 0.49015 | 0.64682 | 0.59868 | 0.57375 | 0.43498 | 0.43477 | 0.51249 | 0.5964 | 0.52161 | 0.62872 | 0.62905 | 0.48309 | 0.61582 | 0.54317 | 0.56833 | 0.45707 | 0.58143 | 0.5235 | 0.48669 | 0.58875 | 0.61257 | 0.44489 | 0.47029 | 0.49969 | 0.59838 | 0.54275 | 0.57633 | 0.58437 | 0.58277 | 0.44977 | 0.51157 | 0.53515 | 0.43247 | 0.63587 | 0.50145 | 0.57589 | 0.51313 | 0.64909 | 0.55387 | 0.51132 | 0.50095 | 0.61374 | 0.59895 | 0.52188 | 0.46786 | 0.48168 | 0.48811 | 0.5745 | 0.47404 | 0.52709 | 0.60738 | 0.55562 | 0.46769 | 0.44659 | 0.45348 | 0.54505 | 0.55759 | 0.59019 | 0.61404 | 0.57367 | 0.5253 | 0.586 | 0.53653 | 0.62223 | 0.62051 | 0.58646 | 0.51375 | 0.59938 | 0.51539 | 0.43156 | 0.47687 | 0.52905 | 0.43134 | 0.61286 | 0.48819 | 0.51595 | 0.50968 | 0.57004 | 0.54328 | 0.51177 | 0.51074 | 0.4673 | 0.51214 | 0.57412 | 0.63379 | 0.44976 | 0.61699 | 0.46275 | 0.6194 | 0.57158 | 0.52531 | 0.6199 | 0.56944 | 0.59873 | 0.48619 | 0.52274 | 0.5761 | 0.46939 | 0.61553 | 0.59064 | 0.50078 | 0.45134 | 0.44699 | 0.57618 | 0.48448 | 0.57121 | 0.55159 | 0.58214 | 0.64117 | 0.61047 | 0.633 | 0.60702 | 0.5305 | 0.57097 | 0.60685 | 0.51978 | 0.56467 | 0.56042 | 0.48557 | 0.64821 | 0.50782 | 0.55828 | 0.52137 | 0.56079 | 0.50311 | 0.56144 | 0.5745 | 0.4677 | 0.54663 | 0.62932 | 0.43616 | 0.61877 | 0.46579 | 0.58494 | 0.48882 | 0.57292 | 0.56107 | 0.43096 | 0.51343 | 0.4827 | 0.57391 | 0.60835 | 0.49179 | 0.45668 | 0.61673 | 0.62772 | 0.5386 | 0.49648 | 0.56879 | 0.433 | 0.64911 | 0.48566 | 0.50689 | 0.50322 | 0.48123 | 0.52911 | 0.57862 | 0.60864 | 0.53882 | 0.5815 | 0.63862 | 0.49987 | 0.43665 | 0.56672 | 0.64131 | 0.54296 | 0.59495 | 0.48357 | 0.63735 | 0.55019 | 0.61545 | 0.43759 | 0.55381 | 0.49188 | 0.44976 | 0.47907 | 0.45138 | 0.63863 | 0.59743 | 0.52177 | 0.62266 | 0.51164 | 0.47422 | 0.57902 | 0.53253 | 0.57986 | 0.63451 | 0.52405 | 0.55829 | 0.49966 | 0.48622 | 0.5302 | 0.63008 | 0.55043 | 0.64862 | 0.50761 | 0.5995 | 0.4634 | 0.57398 | 0.51495 | 0.64961 | 0.55687 | 0.58419 | 0.64725 | 0.46374 | 0.45104 | 0.52309 | 0.49569 | 0.4642 | 0.58134 | 0.47017 | 0.52528 | 0.48488 | 0.46171 | 0.44234 | 0.54498 | 0.57537 | 0.54086 | 0.63012 | 0.57125 | 0.54799 | 0.61138 | 0.61751 | 0.62552 | 0.51331 | 0.63921 | 0.63054 | 0.46225 | 0.57603 | 0.482 | 0.63758 | 0.51395 | 0.62072 | 0.48777 | 0.55104 | 0.63811 | 0.56711 | 0.61065 | 0.5584 | 0.56948 | 0.51713 | 0.56645 | 0.5985 | 0.50218 | 0.544 | 0.48469 | 0.51543 | 0.55335 | 0.62001 | 0.50398 | 0.53565 | 0.64672 | 0.45507 | 0.50656 | 0.54937 | 0.56599 | 0.45458 | 0.49173 | 0.58302 | 0.62555 | 0.4679 | 0.63994 | 0.52275 | 0.49215 | 0.51723 | 0.45715 | 0.59591 | 0.49618 | 0.56038 | 0.52022 | 0.46921 | 0.56058 | 0.4747 | 0.6296 | 0.59296 | 0.62735 | 0.58849 | 0.58887 | 0.47108 | 0.47573 | 0.55881 | 0.50241 | 0.56682 | 0.46017 | 0.44967 | 0.51281 | 0.58904 | 0.62811 | 0.63114 | 0.5638 | 0.47386 | 0.55265 | 0.57633 | 0.54648 | 0.51243 | 0.48663 | 0.63075 | 0.46294 | 0.57233 | 0.59412 | 0.58779 | 0.59577 | 0.52593 | 0.54898 | 0.61122 | 0.51641 | 0.47672 | 0.54296 | 0.59772 | 0.43362 | 0.62095 | 0.51237 | 0.48806 | 0.48721 | 0.51299 | 0.52666 | 0.52208 | 0.43879 | 0.56848 | 0.614 | 0.52749 | 0.51008 | 0.61597 | 0.52692 | 0.52542 | 0.60779 | 0.45147 | 0.44064 | 0.54305 | 0.48324 | 0.56244 | 0.46028 | 0.51764 | 0.54592 | 0.47829 | 0.55373 | 0.47231 | 0.57128 | 0.45463 | 0.62084 | 0.51923 | 0.46144 | 0.56447 | 0.57663 | 0.61194 | 0.503 | 0.60245 | 0.53753 | 0.64394 | 0.56628 | 0.44798 | 0.49857 | 0.52543 | 0.57323 | 0.55153 | 0.49184 | 0.62123 | 0.44741 | 0.43392 | 0.44384 | 0.49726 | 0.62438 | 0.57602 | 0.48235 | 0.63118 | 0.51475 | 0.63883 | 0.57616 | 0.57497 | 0.50671 | 0.47086 | 0.58712 | 0.54306 | 0.54862 | 0.53814 | 0.478 | 0.62087 | 0.46171 | 0.52306 | 0.6132 | 0.46432 | 0.49368 | 0.4693 | 0.52347 | 0.58703 | 0.58066 | 0.48632 | 0.43795 | 0.54998 | 0.53509 | 0.57594 | 0.62547 | 0.64317 | 0.52329 | 0.62881 | 0.63938 | 0.647 | 0.4528 | 0.55507 | 0.4405 | 0.50497 | 0.50155 | 0.50629 | 0.60633 | 0.55357 | 0.4848 | 0.59911 | 0.53584 | 0.53905 | 0.53378 | 0.58775 | 0.45781 | 0.54353 | 0.44967 | 0.43735 | 0.50122 | 0.46808 | 0.49697 | 0.43757 | 0.60273 | 0.62095 | 0.59594 | 0.57316 | 0.54612 | 0.53992 | 0.59115 | 0.51214 | 0.5105 | 0.46956 | 0.57418 | 0.57672 | 0.49811 | 0.516 | 0.53223 | 0.60339 | 0.62809 | 0.60592 | 0.53599 | 0.5636 | 0.63371 | 0.55522 | 0.63957 | 0.55395 | 0.45777 | 0.53308 | 0.55837 | 0.54693 | 0.56525 | 0.47492 | 0.64754 | 0.63913 | 0.59277 | 0.55338 | 0.52771 | 0.52579 | 0.47862 | 0.50513 | 0.4723 | 0.57815 | 0.59856 | 0.43547 | 0.56808 | 0.45042 | 0.58192 | 0.53056 | 0.48753 | 0.5807 | 0.62067 | 0.4324 | 0.46448 | 0.60487 | 0.43536 | 0.46776 | 0.56299 | 0.59183 | 0.43327 | 0.61269 | 0.48103 | 0.46438 | 0.52732 | 0.63773 | 0.54715 | 0.5483 | 0.50621 | 0.48723 | 0.44644 | 0.46066 | 0.61046 | 0.59169 | 0.50435 | 0.64817 | 0.53213 | 0.5979 | 0.47035 | 0.543 | 0.47996 | 0.56519 | 0.6242 | 0.50487 | 0.47832 | 0.44309 | 0.60336 | 0.49453 | 0.55067 | 0.57075 | 0.48082 | 0.61005 | 0.47237 | 0.43955 | 0.48011 | 0.53152 | 0.58864 | 0.45176 | 0.52165 | 0.57707 | 0.6325 | 0.57981 | 0.48419 | 0.47862 | 0.5823 | 0.48394 | 0.52592 | 0.63665 | 0.53005 | 0.44839 | 0.505 | 0.57493 | 0.46086 | 0.61326 | 0.46135 | 0.52508 | 0.61957 | 0.4696 | 0.45233 | 0.54894 | 0.50541 | 0.54778 | 0.50336 | 0.43944 | 0.64634 | 0.51337 | 0.58058 | 0.52838 | 0.59112 | 0.62426 | 0.55015 | 0.57673 | 0.6397 | 0.63013 | 0.56027 | 0.51161 | 0.53468 | 0.51803 | 0.62321 | 0.62202 | 0.59115 | 0.5141 | 0.62482 | 0.53489 | 0.60923 | 0.59049 | 0.57968 | 0.53186 | 0.45551 | 0.63306 | 0.47252 | 0.56454 | 0.59947 | 0.4642 | 0.47487 | 0.52264 | 0.46623 | 0.4506 | 0.52917 | 0.51995 | 0.43672 | 0.50027 | 0.48704 | 0.53576 | 0.46038 | 0.59159 | 0.51067 | 0.49199 | 0.43183 | 0.4377 | 0.49785 | 0.52064 | 0.56796 | 0.58209 | 0.60182 | 0.60265 | 0.4604 | 0.48629 | 0.48095 | 0.6274 | 0.62815 | 0.50734 | 0.442 | 0.43526 | 0.55141 | 0.54231 | 0.47033 | 0.54648 | 0.48565 | 0.46162 | 0.47867 | 0.64271 | 0.5264 | 0.53748 | 0.44064 | 0.51378 | 0.64478 | 0.5054 | 0.57168 | 0.45396 | 0.62215 | 0.62294 | 0.55189 | 0.57462 | 0.43104 | 0.6223 | 0.52644 | 0.63547 | 0.43644 | 0.50118 | 0.63379 | 0.57086 | 0.58584 | 0.64816 | 0.54109 | 0.59027 | 0.57695 | 0.54983 | 0.55243 | 0.53004 | 0.59741 | 0.51056 | 0.56975 | 0.4575 | 0.45351 | 0.47298 | 0.47911 | 0.62552 | 0.59228 | 0.47154 | 0.44437 | 0.48407 | 0.5273 | 0.63431 | 0.55803 | 0.50695 | 0.46316 | 0.56453 | 0.446 | 0.51862 | 0.45394 | 0.56519 | 0.45768 | 0.62392 | 0.54482 | 0.60908 | 0.58491 | 0.61797 | 0.49519 | 0.61159 | 0.45437 | 0.55361 | 0.62617 | 0.44114 | 0.47806 | 0.6002 | 0.47943 | 0.60013 | 0.52288 | 0.57282 | 0.46212 | 0.4841 | 0.45422 | 0.62033 | 0.51892 | 0.58356 | 0.45533 | 0.63203 | 0.58311 | 0.64635 | 0.50611 | 0.52767 | 0.53337 | 0.59741 | 0.59043 | 0.61186 | 0.44344 | 0.48641 | 0.58469 | 0.46619 | 0.58164 | 0.52062 | 0.45672 | 0.43197 | 0.64699 | 0.62651 | 0.49635 | 0.52926 | 0.56516 | 0.6099 | 0.5748 | 0.47039 | 0.48734 | 0.53278 | 0.55015 | 0.64581 | 0.53014 | 0.64536 | 0.49575 | 0.44305 | 0.59914 | 0.51935 | 0.57994 | 0.44058 | 0.53393 | 0.55904 | 0.46921 | 0.43166 | 0.52012 | 0.52389 | 0.43595 | 0.62328 | 0.62005 | 0.50211 | 0.62199 | 0.46193 | 0.50579 | 0.53433 | 0.43056 | 0.45045 | 0.5449 | 0.51095 | 0.54127 | 0.51998 | 0.63245 | 0.61603 | 0.44595 | 0.51965 | 0.62017 | 0.60676 | 0.44117 | 0.63972 | 0.4579 | 0.4891 | 0.5151 | 0.48047 | 0.55916 | 0.52969 | 0.44506 | 0.57117 | 0.4932 | 0.62396 | 0.57105 | 0.58911 | 0.54691 | 0.54257 | 0.64185 | 0.54741 | 0.48971 | 0.47245 | 0.58748 | 0.64627 | 0.47734 | 0.45625 | 0.60707 | 0.57289 | 0.58202 | 0.60655 | 0.59695 | 0.56724 | 0.54335 | 0.56616 | 0.54669 | 0.58457 | 0.5145 | 0.52296 | 0.48771 | 0.48427 | 0.56924 | 0.48018 | 0.61472 | 0.55826 | 0.56076 | 0.55094 | 0.44546 | 0.60269 | 0.51052 | 0.52935 | 0.61129 | 0.48395 | 0.44947 | 0.6465 | 0.56205 | 0.52282 | 0.64198 | 0.57806 | 0.58073 | 0.5131 | 0.44777 | 0.544 | 0.44729 | 0.55747 | 0.6218 | 0.6182 | 0.52129 | 0.47808 | 0.52632 | 0.46723 | 0.61548 | 0.52073 | 0.58927 | 0.48579 | 0.56804 | 0.50406 | 0.59996 | 0.59996 | 0.54143 | 0.55634 | 0.61136 | 0.43513 | 0.53039 | 0.49785 | 0.58127 | 0.64756 | 0.61824 | 0.45789 | 0.43265 | 0.52061 | 0.61167 | 0.52227 | 0.60678 | 0.45238 | 0.58094 | 0.44764 | 0.45889 | 0.54666 | 0.63429 | 0.61721 | 0.49626 | 0.64289 | 0.60578 | 0.50693 | 0.51574 | 0.63125 | 0.56224 | 0.52653 | 0.55148 | 0.59172 | 0.44178 | 0.60882 | 0.45096 | 0.51797 | 0.63223 | 0.60587 | 0.64135 | 0.53533 | 0.53482 | 0.49179 | 0.53924 | 0.43203 | 0.44439 | 0.46112 | 0.59608 | 0.48612 | 0.60726 | 0.60566 | 0.49128 | 0.46853 | 0.56965 | 0.52974 | 0.52352 | 0.58914 | 0.63697 | 0.59273 | 0.55294 | 0.55389 | 0.64576 | 0.53881 | 0.4468 | 0.43632 | 0.44049 | 0.43999 | 0.53697 | 0.50711 | 0.62917 | 0.48313 | 0.59392 | 0.59741 | 0.51114 | 0.43253 | 0.53215 | 0.59603 | 0.43373 | 0.59083 | 0.43778 | 0.62135 | 0.44027 | 0.6161 | 0.54726 | 0.64198 | 0.47814 | 0.59825 | 0.50481 | 0.44124 | 0.64883 | 0.5957 | 0.50589 | 0.59508 | 0.6138 | 0.57172 | 0.56212 | 0.56738 | 0.64264 | 0.43858 | 0.53218 | 0.53595 | 0.54922 | 0.5126 | 0.5665 | 0.63687 | 0.5564 | 0.53946 | 0.57842 | 0.50182 | 0.45641 | 0.62638 | 0.49126 | 0.43604 | 0.64243 | 0.62622 | 0.61386 | 0.52151 | 0.45441 | 0.52971 | 0.52312 | 0.44888 | 0.64015 | 0.56187 | 0.57808 | 0.6295 | 0.51591 | 0.43338 | 0.48493 | 0.48905 | 0.49664 | 0.52735 | 0.44587 | 0.57904 | 0.57113 | 0.43518 | 0.63758 | 0.46802 | 0.4739 | 0.60809 | 0.43652 | 0.59498 | 0.52011 | 0.49222 | 0.60651 | 0.57617 | 0.4738 | 0.48965 | 0.59844 | 0.58509 | 0.58304 | 0.44956 | 0.59076 | 0.53856 | 0.61363 | 0.56095 | 0.48601 | 0.56359 | 0.57414 | 0.57068 | 0.62825 | 0.48423 | 0.5953 | 0.6128 | 0.4852 | 0.4951 | 0.51877 | 0.63408 | 0.43771 | 0.45669 | 0.4375 | 0.5414 | 0.4388 | 0.59404 | 0.43918 | 0.62784 | 0.54521 | 0.64715 | 0.58246 | 0.60166 | 0.4654 | 0.50555 | 0.57771 | 0.59952 | 0.52309 | 0.58823 | 0.44641 | 0.44853 | 0.46882 | 0.45049 | 0.57986 | 0.46282 | 0.46446 | 0.5924 | 0.43845 | 0.59436 | 0.44405 | 0.53532 | 0.57679 | 0.49764 | 0.6439 | 0.47908 | 0.49329 | 0.54497 | 0.59269 | 0.55459 | 0.62344 | 0.63277 | 0.64387 | 0.5744 | 0.63939 | 0.61339 | 0.60883 | 0.43572 | 0.43379 | 0.61374 | 0.64111 | 0.44443 | 0.5421 | 0.46946 | 0.53106 | 0.64896 | 0.49442 | 0.62629 | 0.48078 | 0.43536 | 0.58775 | 0.5132 | 0.59317 | 0.56121 | 0.49324 | 0.60493 | 0.61709 | 0.52199 | 0.63884 | 0.58608 | 0.44327 | 0.55976 | 0.57211 | 0.4679 | 0.52341 | 0.59017 | 0.64318 | 0.48933 | 0.56976 | 0.56727 | 0.47157 | 0.46319 | 0.60284 | 0.59495 | 0.59 | 0.64198 | 0.64952 | 0.43243 | 0.54275 | 0.50656 | 0.50803 | 0.61432 | 0.59929 | 0.43436 | 0.62312 | 0.57705 | 0.52589 | 0.4816 | 0.64619 | 0.51482 | 0.56278 | 0.55469 | 0.6298 | 0.50615 | 0.51398 | 0.53508 | 0.5747 | 0.50551 | 0.61997 | 0.64499 | 0.43807 | 0.63566 | 0.57366 | 0.47516 | 0.45601 | 0.55244 | 0.4881 | 0.51995 | 0.56549 | 0.59573 | 0.48115 | 0.50393 | 0.48021 | 0.61628 | 0.49863 | 0.56416 | 0.60219 | 0.52874 | 0.53525 | 0.6204 | 0.6223 | 0.50575 | 0.53767 | 0.58979 | 0.52194 | 0.4368 | 0.61282 | 0.43242 | 0.43355 | 0.48663 | 0.56543 | 0.59495 | 0.47548 | 0.46731 | 0.47144 | 0.55924 | 0.49164 | 0.59336 | 0.56162 | 0.45511 | 0.60192 | 0.59773 | 0.57015 | 0.53651 | 0.44045 | 0.53894 | 0.46876 | 0.54912 | 0.49304 | 0.45383 | 0.58088 | 0.5585 | 0.48223 | 0.53453 | 0.46963 | 0.59189 | 0.49932 | 0.55785 | 0.63288 | 0.50446 | 0.59721 | 0.53923 | 0.46963 | 0.63768 | 0.62866 | 0.49502 | 0.58463 | 0.43453 | 0.60264 | 0.54522 | 0.44342 | 0.49201 | 0.58478 | 0.64404 | 0.49913 | 0.62737 | 0.61758 | 0.46042 | 0.49106 | 0.57538 | 0.61862 | 0.43614 | 0.51284 | 0.54102 | 0.63575 | 0.51136 | 0.59035 | 0.63703 | 0.58636 | 0.43369 | 0.43836 | 0.45135 | 0.46851 | 0.43692 | 0.54227 | 0.51046 | 0.63024 | 0.60751 | 0.60711 | 0.44811 | 0.43939 | 0.61823 | 0.62097 | 0.46671 | 0.43216 | 0.45883 | 0.55731 | 0.63109 | 0.44474 | 0.62017 | 0.61221 | 0.56135 | 0.59431 | 0.54927 | 0.51467 | 0.63712 | 0.55052 | 0.55358 | 0.59853 | 0.44672 | 0.60367 | 0.45405 | 0.46842 | 0.61753 | 0.50234 | 0.64009 | 0.52467 | 0.58862 | 0.56183 | 0.58748 | 0.467 | 0.55277 | 0.59088 | 0.46427 | 0.56217 | 0.62816 | 0.6442 | 0.64716 | 0.46091 | 0.54005 | 0.5577 | 0.44711 | 0.57809 | 0.44412 | 0.61677 | 0.53908 | 0.54355 | 0.48784 | 0.53815 | 0.49571 | 0.5534 | 0.55394 | 0.53258 | 0.51997 | 0.61189 | 0.57689 | 0.53495 | 0.53191 | 0.44441 | 0.49761 | 0.62173 | 0.43296 | 0.50965 | 0.63099 | 0.4958 | 0.56043 | 0.43898 | 0.49769 | 0.58135 | 0.6344 | 0.53023 | 0.56935 | 0.49098 | 0.51154 | 0.5746 | 0.63103 | 0.54622 | 0.49668 | 0.48183 | 0.58367 | 0.56359 | 0.54005 | 0.46164 | 0.49257 | 0.62909 | 0.458 | 0.63488 | 0.57543 | 0.47819 | 0.63661 | 0.57126 | 0.62494 | 0.44851 | 0.43485 | 0.64501 | 0.57631 | 0.46261 | 0.54446 | 0.53183 | 0.4372 | 0.44391 | 0.48674 | 0.53118 | 0.62944 | 0.61317 | 0.49055 | 0.59389 | 0.48066 | 0.59383 | 0.50623 | 0.52214 | 0.45448 | 0.63505 | 0.53452 | 0.50857 | 0.46106 | 0.45276 | 0.47574 | 0.56789 | 0.44795 | 0.49278 | 0.56659 | 0.47729 | 0.4992 | 0.55271 | 0.52888 | 0.62568 | 0.47719 | 0.55723 | 0.59702 | 0.64388 | 0.50643 | 0.49144 | 0.46102 | 0.55292 | 0.60004 | 0.55843 | 0.44067 | 0.56795 | 0.53011 | 0.58801 | 0.57048 | 0.49524 | 0.595 | 0.61415 | 0.55945 | 0.58489 | 0.45395 | 0.52602 | 0.64168 | 0.58216 | 0.51273 | 0.64757 | 0.53266 | 0.60037 | 0.62952 | 0.59626 | 0.51259 | 0.62196 | 0.54211 | 0.47605 | 0.50493 | 0.44175 | 0.61605 | 0.4398 | 0.44197 | 0.59037 | 0.6344 | 0.64733 | 0.43478 | 0.5919 | 0.57896 | 0.44977 | 0.63789 | 0.57844 | 0.60826 | 0.57657 | 0.51985 | 0.64046 | 0.51472 | 0.46316 | 0.61032 | 0.60726 | 0.45338 | 0.58155 | 0.50255 | 0.58645 | 0.49681 | 0.43223 | 0.63609 | 0.49972 | 0.63641 | 0.58256 | 0.60028 | 0.52484 | 0.47267 | 0.54553 | 0.45806 | 0.43555 | 0.45406 | 0.6262 | 0.44293 | 0.58135 | 0.54298 | 0.55987 | 0.44819 | 0.62087 | 0.63432 | 0.6153 | 0.45122 | 0.62942 | 0.62216 | 0.61346 | 0.64981 | 0.45765 | 0.62608 | 0.5642 | 0.50961 | 0.47958 | 0.596 | 0.55781 | 0.62037 | 0.48768 | 0.4922 | 0.58699 | 0.62973 | 0.50381 | 0.43905 | 0.57919 | 0.46816 | 0.45286 | 0.54732 | 0.54807 | 0.54304 | 0.43755 | 0.49012 | 0.56142 | 0.47428 | 0.45498 | 0.64047 | 0.57128 | 0.62407 | 0.50453 | 0.50979 | 0.43994 | 0.62104 | 0.54999 | 0.44333 | 0.58985 | 0.5238 | 0.45005 | 0.58428 | 0.44596 | 0.59991 | 0.51691 | 0.43141 | 0.60063 | 0.47407 | 0.53537 | 0.56856 | 0.43551 | 0.64022 | 0.46592 | 0.51902 | 0.4626 | 0.50497 | 0.496 | 0.63458 | 0.60335 | 0.54332 | 0.51513 | 0.47983 | 0.63555 | 0.59109 | 0.43017 | 0.43105 | 0.60716 | 0.50914 | 0.64739 | 0.57802 | 0.51777 | 0.54684 | 0.5351 | 0.43632 | 0.5398 | 0.64423 | 0.62624 | 0.45066 | 0.52939 | 0.62474 | 0.64735 | 0.44236 | 0.44773 | 0.46092 | 0.5882 | 0.62128 | 0.58 | 0.52044 | 0.52802 | 0.63512 | 0.56783 | 0.50685 | 0.60215 | 0.51519 | 0.51576 | 0.55916 | 0.51269 | 0.43301 | 0.43877 | 0.63065 | 0.50803 | 0.47225 | 0.63363 | 0.48162 | 0.52339 | 0.58541 | 0.50844 | 0.48663 | 0.60379 | 0.5324 | 0.50285 | 0.55339 | 0.59276 | 0.61506 | 0.52221 | 0.51129 | 0.5443 | 0.61478 | 0.47312 | 0.45948 | 0.53039 | 0.47312 | 0.53664 | 0.5932 | 0.48816 | 0.49745 | 0.51539 | 0.62104 | 0.57233 | 0.62009 | 0.51582 | 0.47199 | 0.59268 | 0.57955 | 0.61822 | 0.48275 | 0.43839 | 0.48993 | 0.63484 | 0.44871 | 0.63289 | 0.50345 | 0.54667 | 0.51386 | 0.64406 | 0.55284 | 0.51488 | 0.49546 | 0.58304 | 0.46821 | 0.57717 | 0.46337 | 0.55286 | 0.51249 | 0.55658 | 0.57597 | 0.49263 | 0.55267 | 0.52413 | 0.53309 | 0.48516 | 0.43014 | 0.63252 | 0.64882 | 0.60781 | 0.46009 | 0.60458 | 0.63467 | 0.64277 | 0.51096 | 0.53666 | 0.62996 | 0.62774 | 0.58918 | 0.54781 | 0.43651 | 0.53977 | 0.50711 | 0.5039 | 0.62754 | 0.56943 | 0.52087 | 0.61156 | 0.51613 | 0.63782 | 0.58184 | 0.52205 | 0.48728 | 0.60349 | 0.45213 | 0.45786 | 0.48928 | 0.55275 | 0.5302 | 0.55527 | 0.45147 | 0.58725 | 0.4869 | 0.60322 | 0.4436 | 0.45636 | 0.47307 | 0.52512 | 0.61354 | 0.44483 | 0.62337 | 0.57825 | 0.50134 | 0.5843 | 0.49941 | 0.6271 | 0.5351 | 0.61125 | 0.51644 | 0.44212 | 0.43953 | 0.53929 | 0.63848 | 0.55427 | 0.54573 | 0.45228 | 0.5221 | 0.61183 | 0.54135 | 0.54107 | 0.51335 | 0.53507 | 0.46451 | 0.58191 | 0.61681 | 0.43072 | 0.50592 | 0.59641 | 0.47088 | 0.52815 | 0.61363 | 0.61848 | 0.49112 | 0.61657 | 0.64506 | 0.53264 | 0.56335 | 0.52337 | 0.49057 | 0.43414 | 0.62329 | 0.49251 | 0.58082 | 0.4538 | 0.62153 | 0.63099 | 0.56721 | 0.51411 | 0.60705 | 0.44626 | 0.60344 | 0.64951 | 0.50769 | 0.63443 | 0.62139 | 0.43399 | 0.46903 | 0.50753 | 0.45909 | 0.55627 | 0.4354 | 0.57022 | 0.4664 | 0.56403 | 0.43001 | 0.45348 | 0.52683 | 0.59306 | 0.49063 | 0.49861 | 0.53464 | 0.48174 | 0.48834 | 0.55952 | 0.47372 | 0.4902 | 0.56501 | 0.62876 | 0.53984 | 0.57652 | 0.58314 | 0.61826 | 0.55565 | 0.51108 | 0.51586 | 0.56343 | 0.50345 | 0.59467 | 0.5272 | 0.47284 | 0.59407 | 0.59025 | 0.52677 | 0.50996 | 0.55645 | 0.58329 | 0.51745 | 0.47649 | 0.50002 | 0.64882 | 0.43535 | 0.64166 | 0.48707 | 0.55965 | 0.62406 | 0.62837 | 0.53955 | 0.58395 | 0.47856 | 0.60943 | 0.55189 | 0.59231 | 0.63067 | 0.50512 | 0.5296 | 0.58556 | 0.46123 | 0.45971 | 0.55882 | 0.43531 | 0.55365 | 0.43875 | 0.58236 | 0.59595 | 0.46365 | 0.62712 | 0.64983 | 0.51714 | 0.57342 | 0.46464 | 0.5018 | 0.63119 | 0.43836 | 0.62393 | 0.59749 | 0.47599 | 0.52695 | 0.49692 | 0.5643 | 0.64819 | 0.56391 | 0.55699 | 0.56649 | 0.52582 | 0.59453 | 0.60675 | 0.51676 | 0.55168 | 0.43305 | 0.52405 | 0.60483 | 0.51866 | 0.63035 | 0.63229 | 0.58963 | 0.51544 | 0.50291 | 0.52594 | 0.56407 | 0.44902 | 0.53579 | 0.53212 | 0.49056 | 0.63657 | 0.44962 | 0.60954 | 0.48366 | 0.49319 | 0.50339 | 0.49772 | 0.46858 | 0.58972 | 0.4763 | 0.63962 | 0.57378 | 0.55638 | 0.48682 | 0.48755 | 0.4838 | 0.57821 | 0.5581 | 0.44948 | 0.47319 | 0.50952 | 0.43964 | 0.59382 | 0.47256 | 0.51014 | 0.53417 | 0.64607 | 0.44963 | 0.48403 | 0.63664 | 0.51844 | 0.55548 | 0.64589 | 0.56293 | 0.63707 | 0.63303 | 0.63155 | 0.57963 | 0.45195 | 0.64442 | 0.50223 | 0.50989 | 0.61584 | 0.56479 | 0.50635 | 0.48315 | 0.63542 | 0.59157 | 0.56334 | 0.5313 | 0.54259 | 0.5388 | 0.64332 | 0.51776 | 0.57878 | 0.53217 | 0.6078 | 0.52888 | 0.52025 | 0.57361 | 0.58444 | 0.5985 | 0.55929 | 0.64035 | 0.46206 | 0.61698 | 0.47657 | 0.56893 | 0.60369 | 0.59552 | 0.59455 | 0.57738 | 0.50956 | 0.51017 | 0.55894 | 0.51512 | 0.51016 | 0.55837 | 0.43868 | 0.62526 | 0.56457 | 0.58088 | 0.59893 | 0.48032 | 0.50173 | 0.5913 | 0.43577 | 0.56317 | 0.52219 | 0.55537 | 0.62136 | 0.48577 | 0.47397 | 0.43228 | 0.58354 | 0.64931 | 0.436 | 0.45404 | 0.4728 | 0.53118 | 0.63992 | 0.64664 | 0.51066 | 0.51032 | 0.59463 | 0.58848 | 0.63597 | 0.44135 | 0.47327 | 0.45408 | 0.64511 | 0.51252 | 0.51172 | 0.58499 | 0.50423 | 0.58413 | 0.48797 | 0.48795 | 0.51622 | 0.57989 | 0.53433 | 0.48383 | 0.51531 | 0.58529 | 0.60668 | 0.48758 | 0.52793 | 0.64822 | 0.52439 | 0.49597 | 0.49278 | 0.47404 | 0.5864 | 0.61407 | 0.59403 | 0.47529 | 0.51142 | 0.54655 | 0.60352 | 0.60404 | 0.50069 | 0.6269 | 0.58862 | 0.46467 | 0.46491 | 0.56618 | 0.63604 | 0.44511 | 0.57275 | 0.53926 | 0.51547 | 0.47356 | 0.44318 | 0.47113 | 0.55622 | 0.4468 | 0.49898 | 0.60751 | 0.56904 | 0.51329 | 0.55121 | 0.48631 | 0.50085 | 0.62781 | 0.53129 | 0.58282 | 0.48472 | 0.63126 | 0.60615 | 0.46932 | 0.55881 | 0.64121 | 0.45493 | 0.6404 | 0.46038 | 0.45326 | 0.5562 | 0.63178 | 0.59393 | 0.45658 | 0.59221 | 0.50994 | 0.46898 | 0.50813 | 0.45479 | 0.50433 | 0.58219 | 0.46542 | 0.57044 | 0.4813 | 0.58573 | 0.58929 | 0.55346 | 0.63561 | 0.43726 | 0.60767 | 0.44777 | 0.47596 | 0.63235 | 0.63482 | 0.47981 | 0.55613 | 0.44882 | 0.49112 | 0.43522 | 0.44089 | 0.46086 | 0.63627 | 0.57679 | 0.43294 | 0.43934 | 0.53442 | 0.64475 | 0.56846 | 0.43422 | 0.5799 | 0.59786 | 0.57157 | 0.62953 | 0.50169 | 0.55334 | 0.50574 | 0.55232 | 0.57946 | 0.5073 | 0.48671 | 0.63293 | 0.56648 | 0.5648 | 0.47371 | 0.48228 | 0.48862 | 0.49432 | 0.59586 | 0.49744 | 0.64128 | 0.56808 | 0.44602 | 0.63191 | 0.6444 | 0.57617 | 0.59104 | 0.46377 | 0.5338 | 0.64595 | 0.61303 | 0.43035 | 0.52806 | 0.45472 | 0.5883 | 0.4841 | 0.48272 | 0.59885 | 0.53505 | 0.60816 | 0.56406 | 0.5421 | 0.53602 | 0.54261 | 0.57599 | 0.44563 | 0.44127 | 0.49023 | 0.55553 | 0.4313 | 0.56373 | 0.45785 | 0.50617 | 0.63857 | 0.44346 | 0.57631 | 0.50426 | 0.4809 | 0.6171 | 0.56443 | 0.63881 | 0.4988 | 0.51088 | 0.5501 | 0.49433 | 0.64047 | 0.56248 | 0.56629 | 0.46313 | 0.44856 | 0.53233 | 0.63864 | 0.6037 | 0.58104 | 0.58191 | 0.5104 | 0.51875 | 0.5844 | 0.5105 | 0.55471 | 0.59415 | 0.5405 | 0.64398 | 0.43825 | 0.6114 | 0.62323 | 0.44787 | 0.51924 | 0.45714 | 0.51599 | 0.46196 | 0.44977 | 0.55072 | 0.46645 | 0.61348 | 0.62827 | 0.60089 | 0.46027 | 0.63439 | 0.55558 | 0.56139 | 0.63008 | 0.64131 | 0.61294 | 0.56644 | 0.576 | 0.60738 | 0.48191 | 0.62586 | 0.59332 | 0.46155 | 0.45389 | 0.47896 | 0.5215 | 0.50275 | 0.49422 | 0.49127 | 0.48711 | 0.55244 | 0.49041 | 0.56798 | 0.5153 | 0.43415 | 0.58622 | 0.45355 | 0.44413 | 0.55856 | 0.63667 | 0.48888 | 0.43209 | 0.51926 | 0.45307 | 0.52824 | 0.50999 | 0.47171 | 0.62996 | 0.6428 | 0.45583 | 0.54063 | 0.56745 | 0.58195 | 0.64183 | 0.47182 | 0.44899 | 0.59938 | 0.55808 | 0.47232 | 0.45212 | 0.44575 | 0.49544 | 0.50673 | 0.53244 | 0.6077 | 0.5913 | 0.53582 | 0.53199 | 0.55523 | 0.5627 | 0.5677 | 0.59751 | 0.46899 | 0.51307 | 0.58937 | 0.47922 | 0.52536 | 0.49609 | 0.50707 | 0.58289 | 0.48577 | 0.51832 | 0.64076 | 0.60933 | 0.51573 | 0.46048 | 0.51381 | 0.56272 | 0.54703 | 0.62944 | 0.64145 | 0.62443 | 0.59681 | 0.58053 | 0.59575 | 0.58138 | 0.50169 | 0.64726 | 0.45785 | 0.61614 | 0.63571 | 0.43246 | 0.46583 | 0.55678 | 0.44699 | 0.45352 | 0.56042 | 0.60766 | 0.53103 | 0.47511 | 0.6044 | 0.60018 | 0.5167 | 0.54325 | 0.60789 | 0.5866 | 0.45654 | 0.62836 | 0.52149 | 0.55825 | 0.49247 | 0.63329 | 0.53267 | 0.47774 | 0.4559 | 0.56856 | 0.60364 | 0.51032 | 0.59745 | 0.49489 | 0.61022 | 0.54985 | 0.49884 | 0.57623 | 0.4362 | 0.56861 | 0.54966 | 0.61248 | 0.48411 | 0.45214 | 0.57412 | 0.55601 | 0.57164 | 0.44766 | 0.51371 | 0.49644 | 0.63907 | 0.47614 | 0.60901 | 0.54806 | 0.46463 | 0.43062 | 0.55002 | 0.56752 | 0.583 | 0.56163 | 0.60475 | 0.50094 | 0.46659 | 0.52651 | 0.48316 | 0.46054 | 0.46412 | 0.46713 | 0.61872 | 0.43287 | 0.47469 | 0.55732 | 0.61799 | 0.44897 | 0.48813 | 0.46933 | 0.47974 | 0.55602 | 0.5569 | 0.56851 | 0.45895 | 0.47062 | 0.44275 | 0.64089 | 0.45272 | 0.63544 | 0.48042 | 0.5437 | 0.59773 | 0.55635 | 0.63393 | 0.60404 | 0.64601 | 0.48273 | 0.63373 | 0.55193 | 0.59731 | 0.44821 | 0.55948 | 0.53486 | 0.611 | 0.58595 | 0.46871 | 0.60956 | 0.52385 | 0.60504 | 0.52428 | 0.52755 | 0.62186 | 0.58144 | 0.64159 | 0.51503 | 0.61328 | 0.5874 | 0.58374 | 0.61069 | 0.52309 | 0.46466 | 0.61361 | 0.47351 | 0.49173 | 0.47425 | 0.60379 | 0.61175 | 0.5244 | 0.61496 | 0.60342 | 0.49473 | 0.4558 | 0.55579 | 0.43376 | 0.50559 | 0.5959 | 0.57625 | 0.53907 | 0.55038 | 0.63825 | 0.59238 | 0.44811 | 0.51473 | 0.61011 | 0.6119 | 0.60539 | 0.61796 | 0.57275 | 0.59587 | 0.48538 | 0.62183 | 0.4748 | 0.54064 | 0.63843 | 0.64546 | 0.46268 | 0.44162 | 0.4486 | 0.47433 | 0.62626 | 0.64906 | 0.63738 | 0.61821 | 0.54107 | 0.54678 | 0.59853 | 0.51435 | 0.6266 | 0.61956 | 0.54686 | 0.46508 | 0.45308 | 0.57087 | 0.6261 | 0.4511 | 0.47929 | 0.4971 | 0.44575 | 0.5181 | 0.62891 | 0.49925 | 0.62036 | 0.59534 | 0.57541 | 0.43428 | 0.63453 | 0.63871 | 0.58401 | 0.61298 | 0.60722 | 0.4932 | 0.45467 | 0.55735 | 0.49092 | 0.58024 | 0.5104 | 0.54897 | 0.52233 | 0.51767 | 0.57343 | 0.50047 | 0.46774 | 0.62302 | 0.5083 | 0.44148 | 0.51246 | 0.6405 | 0.5081 | 0.46365 | 0.50667 | 0.4916 | 0.49795 | 0.63065 | 0.49441 | 0.57926 | 0.56783 | 0.56164 | 0.63894 | 0.63355 | 0.59315 | 0.62585 | 0.58457 | 0.5601 | 0.46897 | 0.61931 | 0.49878 | 0.62985 | 0.4587 | 0.50566 | 0.53182 | 0.63636 | 0.63949 | 0.5361 | 0.57947 | 0.5102 | 0.48161 | 0.55639 | 0.51647 | 0.47678 | 0.55089 | 0.48438 | 0.61585 | 0.55452 | 0.61165 | 0.47261 | 0.45846 | 0.58785 | 0.5543 | 0.54277 | 0.56863 | 0.63927 | 0.59975 | 0.46743 | 0.58887 | 0.5495 | 0.64868 | 0.49732 | 0.60996 | 0.5058 | 0.53125 | 0.54891 | 0.5058 | 0.58423 | 0.44931 | 0.50123 | 0.43265 | 0.43332 | 0.43027 | 0.45131 | 0.437 | 0.51725 | 0.57898 | 0.53304 | 0.57658 | 0.60038 | 0.58132 | 0.56163 | 0.58864 | 0.53815 | 0.64563 | 0.56349 | 0.58982 | 0.60545 | 0.47849 | 0.59848 | 0.45865 | 0.44723 | 0.52598 | 0.644 | 0.48433 | 0.52789 | 0.56948 | 0.60951 | 0.45219 | 0.44234 | 0.51543 | 0.46156 | 0.60765 | 0.49941 | 0.52889 | 0.46074 | 0.59424 | 0.54697 | 0.43381 | 0.56456 | 0.48401 | 0.47275 | 0.58391 | 0.59712 | 0.572 | 0.44079 | 0.47613 | 0.5738 | 0.43814 | 0.52429 | 0.50337 | 0.55473 | 0.56522 | 0.44207 | 0.51493 | 0.45556 | 0.43728 | 0.54797 | 0.60157 | 0.58486 | 0.45702 | 0.59889 | 0.44713 | 0.44192 | 0.45636 | 0.45642 | 0.64909 | 0.55934 | 0.57173 | 0.5903 | 0.57054 | 0.4936 | 0.5003 | 0.59156 | 0.45206 | 0.44931 | 0.55334 | 0.4802 | 0.60189 | 0.44887 | 0.56022 | 0.44473 | 0.51134 | 0.61438 | 0.54703 | 0.45805 | 0.60113 | 0.61572 | 0.43436 | 0.45432 | 0.62386 | 0.62059 | 0.53693 | 0.53989 | 0.58614 | 0.55126 | 0.58062 | 0.58799 | 0.4409 | 0.5985 | 0.49853 | 0.56215 | 0.61484 | 0.44866 | 0.58004 | 0.61486 | 0.60412 | 0.62083 | 0.53519 | 0.57128 | 0.45779 | 0.4694 | 0.58559 | 0.63097 | 0.51777 | 0.44787 | 0.59997 | 0.49587 | 0.55119 | 0.64919 | 0.5574 | 0.49957 | 0.59755 | 0.49905 | 0.45435 | 0.50275 | 0.44362 | 0.56662 | 0.62657 | 0.6498 | 0.6227 | 0.50274 | 0.51776 | 0.52722 | 0.58338 | 0.63482 | 0.53781 | 0.44664 | 0.57673 | 0.53956 | 0.49942 | 0.54816 | 0.49939 | 0.62487 | 0.48511 | 0.64798 | 0.47197 | 0.46576 | 0.55934 | 0.44113 | 0.61359 | 0.59863 | 0.52531 | 0.43915 | 0.57064 | 0.49142 | 0.60481 | 0.54958 | 0.49458 | 0.43273 | 0.61561 | 0.44277 | 0.59504 | 0.58653 | 0.46807 | 0.43456 | 0.43298 | 0.60754 | 0.56897 | 0.53326 | 0.49095 | 0.6021 | 0.63724 | 0.5426 | 0.48047 | 0.49529 | 0.56275 | 0.56805 | 0.44605 | 0.6135 | 0.43768 | 0.48286 | 0.59831 | 0.48706 | 0.52776 | 0.59978 | 0.51675 | 0.44704 | 0.58486 | 0.59446 | 0.44687 | 0.47676 | 0.4742 | 0.51564 | 0.44704 | 0.44366 | 0.60829 | 0.64519 | 0.61434 | 0.57862 | 0.54977 | 0.573 | 0.43308 | 0.63176 | 0.45077 | 0.5535 | 0.46926 | 0.46651 | 0.59911 | 0.64737 | 0.5364 | 0.46516 | 0.53007 | 0.59817 | 0.48462 | 0.45046 | 0.44909 | 0.61692 | 0.46657 | 0.43854 | 0.59996 | 0.55193 | 0.503 | 0.48901 | 0.55282 | 0.59376 | 0.44274 | 0.43542 | 0.62876 | 0.63486 | 0.55912 | 0.55983 | 0.54322 | 0.64689 | 0.46295 | 0.61076 | 0.6262 | 0.47798 | 0.45769 | 0.59403 | 0.52279 | 0.46082 | 0.49292 | 0.51663 | 0.57701 | 0.50999 | 0.60126 | 0.52353 | 0.63916 | 0.4462 | 0.62652 | 0.53259 | 0.58477 | 0.47815 | 0.50735 | 0.49695 | 0.47474 | 0.59077 | 0.45598 | 0.43296 | 0.50053 | 0.52026 | 0.5405 | 0.54111 | 0.53358 | 0.61329 | 0.51367 | 0.45514 | 0.63954 | 0.45714 | 0.44695 | 0.51185 | 0.58345 | 0.54212 | 0.47962 | 0.46311 | 0.57047 | 0.46891 | 0.53459 | 0.43576 | 0.48651 | 0.58191 | 0.49458 | 0.44478 | 0.49941 | 0.51636 | 0.50563 | 0.5163 | 0.51704 | 0.53361 | 0.6386 | 0.53981 | 0.62319 | 0.61691 | 0.43375 | 0.57492 | 0.61791 | 0.43013 | 0.539 | 0.55802 | 0.44583 | 0.51645 | 0.58365 | 0.57285 | 0.60141 | 0.43401 | 0.52657 | 0.54161 | 0.5636 | 0.49159 | 0.56865 | 0.58404 | 0.59979 | 0.46624 | 0.44896 | 0.52128 | 0.54573 | 0.62044 | 0.56524 | 0.48886 | 0.43833 | 0.45065 | 0.60616 | 0.6304 | 0.59452 | 0.47436 | 0.52194 | 0.63872 | 0.45339 | 0.44389 | 0.51472 | 0.51407 | 0.50143 | 0.52414 | 0.44394 | 0.47746 | 0.5331 | 0.58514 | 0.47256 | 0.55677 | 0.51565 | 0.43473 | 0.60021 | 0.6425 | 0.60083 | 0.45367 | 0.64492 | 0.4886 | 0.62856 | 0.4571 | 0.58095 | 0.61964 | 0.57073 | 0.54013 | 0.55117 | 0.5142 | 0.48908 | 0.46357 | 0.62045 | 0.4426 | 0.64219 | 0.58265 | 0.468 | 0.6054 | 0.47544 | 0.48884 | 0.61973 | 0.4394 | 0.6089 | 0.51402 | 0.60102 | 0.57277 | 0.60356 | 0.64957 | 0.47742 | 0.44961 | 0.45655 | 0.49237 | 0.43554 | 0.53526 | 0.48399 | 0.55747 | 0.56031 | 0.59836 | 0.43148 | 0.56306 | 0.49162 | 0.48221 | 0.55684 | 0.63818 | 0.5279 | 0.57522 | 0.49909 | 0.61147 | 0.45409 | 0.57997 | 0.57867 | 0.4822 | 0.44763 | 0.43762 | 0.51075 | 0.47283 | 0.51114 | 0.50533 | 0.5414 | 0.60326 | 0.46749 | 0.55753 | 0.52682 | 0.51136 | 0.50817 | 0.53366 | 0.43049 | 0.47708 | 0.52403 | 0.60711 | 0.56905 | 0.6044 | 0.58712 | 0.47322 | 0.62559 | 0.48204 | 0.44063 | 0.4929 | 0.55585 | 0.55574 | 0.58597 | 0.54889 | 0.53175 | 0.47352 | 0.59344 | 0.56253 | 0.59238 | 0.62645 | 0.56054 | 0.46589 | 0.59245 | 0.64576 | 0.62862 | 0.5362 | 0.56994 | 0.56315 | 0.46501 | 0.53691 | 0.60617 | 0.46466 | 0.57286 | 0.63633 | 0.57061 | 0.62405 | 0.55341 | 0.55417 | 0.5006 | 0.58022 | 0.49958 | 0.43637 | 0.44622 | 0.4697 | 0.5109 | 0.62351 | 0.53434 | 0.57358 | 0.49615 | 0.50221 | 0.64436 | 0.43513 | 0.51101 | 0.47693 | 0.4925 | 0.54131 | 0.62555 | 0.5415 | 0.43226 | 0.57633 | 0.45608 | 0.62057 | 0.61808 | 0.55535 | 0.50252 | 0.45668 | 0.60392 | 0.62661 | 0.52804 | 0.57514 | 0.51266 | 0.5842 | 0.64334 | 0.60288 | 0.54775 | 0.60493 | 0.60918 | 0.59758 | 0.50902 | 0.64794 | 0.60827 | 0.45158 | 0.54777 | 0.6114 | 0.61465 | 0.64262 | 0.58748 | 0.59624 | 0.53338 | 0.48374 | 0.46554 | 0.53294 | 0.59809 | 0.53572 | 0.59489 | 0.46738 | 0.64117 | 0.49719 | 0.62658 | 0.60685 | 0.51094 | 0.58654 | 0.48408 | 0.56032 | 0.51343 | 0.56611 | 0.55731 | 0.61513 | 0.50118 | 0.55977 | 0.47095 | 0.44109 | 0.5576 | 0.58787 | 0.55569 | 0.54587 | 0.49602 | 0.58523 | 0.62074 | 0.52073 | 0.49203 | 0.54066 | 0.47983 | 0.58327 | 0.43447 | 0.54148 | 0.56363 | 0.45231 | 0.44897 | 0.58073 | 0.51488 | 0.48942 | 0.51472 | 0.61599 | 0.4712 | 0.48731 | 0.45512 | 0.54266 | 0.46837 | 0.57501 | 0.53928 | 0.4982 | 0.61987 | 0.54827 | 0.44449 | 0.45912 | 0.52904 | 0.62466 | 0.47685 | 0.45586 | 0.64275 | 0.46248 | 0.45574 | 0.58325 | 0.63897 | 0.47952 | 0.45831 | 0.6197 | 0.55339 | 0.63937 | 0.56527 | 0.63273 | 0.49816 | 0.52621 | 0.64446 | 0.55135 | 0.53255 | 0.4363 | 0.60454 | 0.63077 | 0.57133 | 0.47812 | 0.50554 | 0.49058 | 0.5819 | 0.59843 | 0.64951 | 0.43479 | 0.4826 | 0.56766 | 0.51164 | 0.52399 | 0.44591 | 0.53656 | 0.63622 | 0.48882 | 0.56161 | 0.579 | 0.47528 | 0.50132 | 0.53849 | 0.61622 | 0.44311 | 0.47113 | 0.50641 | 0.53567 | 0.56006 | 0.52946 | 0.53794 | 0.50299 | 0.51624 | 0.45322 | 0.49498 | 0.61345 | 0.63899 | 0.6273 | 0.56292 | 0.56438 | 0.56937 | 0.47368 | 0.53684 | 0.57943 | 0.62829 | 0.57901 | 0.52125 | 0.5752 | 0.49982 | 0.47425 | 0.52811 | 0.45053 | 0.60635 | 0.44932 | 0.48249 | 0.62798 | 0.53142 | 0.45483 | 0.44219 | 0.58079 | 0.60078 | 0.50832 | 0.48214 | 0.59867 | 0.46684 | 0.56489 | 0.45563 | 0.48044 | 0.57428 | 0.62882 | 0.60319 | 0.64155 | 0.46423 | 0.55749 | 0.63419 | 0.51794 | 0.44767 | 0.55679 | 0.44171 | 0.61527 | 0.45382 | 0.5335 | 0.46373 | 0.62247 | 0.55008 | 0.61447 | 0.53368 | 0.43442 | 0.63039 | 0.53723 | 0.55196 | 0.44038 | 0.44902 | 0.63743 | 0.63282 | 0.49707 | 0.47599 | 0.60911 | 0.56378 | 0.45239 | 0.47834 | 0.44587 | 0.53972 | 0.53795 | 0.6083 | 0.47209 | 0.44999 | 0.63897 | 0.48966 | 0.45634 | 0.62383 | 0.48147 | 0.54966 | 0.44394 | 0.60771 | 0.57328 | 0.56472 | 0.63836 | 0.5007 | 0.51958 | 0.55913 | 0.51207 | 0.54926 | 0.54484 | 0.53223 | 0.54871 | 0.59339 | 0.64723 | 0.50651 | 0.62152 | 0.58038 | 0.61257 | 0.44641 | 0.5085 | 0.57514 | 0.64947 | 0.62761 | 0.58768 | 0.64245 | 0.47536 | 0.64296 | 0.45054 | 0.57029 | 0.43973 | 0.60655 | 0.54905 | 0.44914 | 0.55079 | 0.61189 | 0.45284 | 0.48469 | 0.52584 | 0.55147 | 0.61317 | 0.54721 | 0.53148 | 0.56988 | 0.64547 | 0.61406 | 0.44935 | 0.49946 | 0.54613 | 0.57896 | 0.61487 | 0.48603 | 0.60691 | 0.44322 | 0.46257 | 0.44185 | 0.50661 | 0.64897 | 0.55388 | 0.51628 | 0.62253 | 0.5249 | 0.44435 | 0.57322 | 0.47235 | 0.63762 | 0.5506 | 0.58384 | 0.53361 | 0.53326 | 0.47864 | 0.44294 | 0.60775 | 0.46445 | 0.62149 | 0.6169 | 0.61202 | 0.63701 | 0.43321 | 0.50573 | 0.49384 | 0.63066 | 0.55627 | 0.59481 | 0.55197 | 0.534 | 0.59385 | 0.45126 | 0.43975 | 0.58969 | 0.53834 | 0.55235 | 0.64639 | 0.45926 | 0.4598 | 0.59853 | 0.45645 | 0.57124 | 0.57678 | 0.62447 | 0.53637 | 0.54458 | 0.64685 | 0.51842 | 0.62207 | 0.61565 | 0.48415 | 0.62834 | 0.47296 | 0.64046 | 0.47956 | 0.56666 | 0.53177 | 0.61019 | 0.51983 | 0.62617 | 0.47155 | 0.562 | 0.52754 | 0.62905 | 0.57334 | 0.64581 | 0.48614 | 0.56079 | 0.58382 | 0.46505 | 0.64 | 0.63292 | 0.44254 | 0.51009 | 0.55875 | 0.60636 | 0.59013 | 0.53732 | 0.62056 | 0.52101 | 0.51607 | 0.43555 | 0.54355 | 0.54498 | 0.54767 | 0.53713 | 0.48793 | 0.50364 | 0.55573 | 0.49656 | 0.58224 | 0.64547 | 0.48968 | 0.52877 | 0.55997 | 0.48535 | 0.54569 | 0.54211 | 0.64619 | 0.52774 | 0.60275 | 0.58361 | 0.51132 | 0.58635 | 0.49797 | 0.55832 | 0.57886 | 0.58689 | 0.59609 | 0.64528 | 0.53237 | 0.63458 | 0.46764 | 0.5376 | 0.61582 | 0.50817 | 0.63455 | 0.60083 | 0.59828 | 0.58128 | 0.51796 | 0.49144 | 0.43602 | 0.49997 | 0.47634 | 0.63527 | 0.54475 | 0.53207 | 0.52144 | 0.56083 | 0.47638 | 0.51811 | 0.48755 | 0.43894 | 0.50491 | 0.56271 | 0.56902 | 0.56965 | 0.63203 | 0.51488 | 0.5874 | 0.51299 | 0.49517 | 0.58328 | 0.50226 | 0.43277 | 0.53329 | 0.50206 | 0.53692 | 0.56003 | 0.43864 | 0.61643 | 0.53776 | 0.54098 | 0.50179 | 0.51188 | 0.4978 | 0.59819 | 0.57325 | 0.53191 | 0.51314 | 0.48101 | 0.43587 | 0.54852 | 0.62177 | 0.46922 | 0.62827 | 0.47663 | 0.48822 | 0.56187 | 0.56445 | 0.45687 | 0.44346 | 0.61161 | 0.45367 | 0.55341 | 0.57368 | 0.52165 | 0.47585 | 0.63631 | 0.5567 | 0.55669 | 0.5634 | 0.53193 | 0.5985 | 0.59954 | 0.64679 | 0.45907 | 0.50852 | 0.46588 | 0.61455 | 0.62984 | 0.4856 | 0.54993 | 0.45691 | 0.49715 | 0.44611 | 0.44022 | 0.53805 | 0.46585 | 0.49549 | 0.51102 | 0.49735 | 0.45388 | 0.54754 | 0.51524 | 0.58053 | 0.46796 | 0.55878 | 0.46012 | 0.57159 | 0.57492 | 0.64002 | 0.44016 | 0.63418 | 0.46904 | 0.4948 | 0.59852 | 0.60216 | 0.60851